## Introduction
In December 2018, AER made a final determination on a new Transmission Annual Planning Report (TAPR) Guideline, requiring TNSPs to publish specified information on emerging transmission line and terminal station limitations.
The "Summary of Transmission (T) line segment data" spreadsheet provides information on a selected set of transmission lines associated with DSN emerging limitations, based on AEMO’s VAPR and RIT-T reports. As the relevant RIT-Ts are still works in progress, the information provided is subject to changes.
The general criteria for selecting the existing assets to be included in the data reporting for emerging limitations are:
• The assets which are associated with both load and generation driven emerging limitations.
• The preferred option to address the associated emerging limitations have not yet been finalised by AEMO or other relevant TNSPs
In addition to the information on emerging limitations specified in the TAPR guideline, the "Summary of T. Line Segment data" sheet also includes information related to priority, developing and monitored limitations. More information is provided for the priority limitations than for developing and monitored limitations.
The information on priority, developing and monitored limitations includes:
• Line ID
• Constraint Primary Driver
• From location
• To location
• Reference to Asset Rating
• Voltage level
• Preferred investment-Description (if available)
• Preferred investment- Capital cost (if available)
• Preferred investment -cost accuracy

## Summary of T. Line Segment data
VAPR Section Reference | Limitation Type | Victorian Region | Transmission Line ID | Constraint Primary Driver | Location of constraint (start) | Location of constraint (end) | Asset Rating (Load Shed @35°C) | Forecast Demand (note 1) | Voltage Level | Maximum load at risk per year | Energy at risk | Preferred investment - Description (note 4) | Preferred investment - Capital cost (note 4) | Preferred investment - Annual operating cost | Preferred investment — Cost accuracy | Preferred investment - Proposed timing | Demand reduction required to defer investment by 1 year (MW) | Annual deferral value ($million) | Historic line load trace | Historic line rating | Annual economic cost of constraint | VCR ($/MWh) | Annual constraint duration (note 2) | Constraint duration on peak demand day (note 3)
Sections 4.1.2 and 5.5.1 and Appendix A4.1 | Monitored | Central North REZ | Dederang - Glenrowan 220 kV | New generation, increased demand and interconnector transfer | 36.454⁰ S 146.992⁰ E | 36.494⁰ S 146.075⁰ E | Note 5 | Same as Asset Rating | 220 kV |  |  | Install an automatic load shedding and generation runback control scheme to enable the use of five minute line rating. | Not available. | Not available. |  | Not available.
Sections 4.1.2 and 5.5.1 and Appendix A4.1 | Monitored | Central North REZ | Glenrowan - Shepparton 220 kV | New generation, increased demand and interconnector transfer | 36.494⁰ S 146.075⁰ E | 36.353⁰ S 145.365⁰ E | Note 5 | Same as Asset Rating | 220 kV
Sections 4.1.2 and 5.5.1 and Appendix A4.1 | Monitored | Central North REZ | Shepparton - Bendigo 220 kV | New generation, increased demand and interconnector transfer | 36.353⁰ S 145.365⁰ E | 36.796⁰ S 144.252⁰ E | Note 5 | Same as Asset Rating | 220 kV
Sections 4.1.2 and 5.5.1 and Appendix A4.1 | Monitored | Central North REZ | Dederang - Shepparton 220 kV | New generation, increased demand and interconnector transfer | 36.454⁰ S 146.992⁰ E | 36.353⁰ S 145.365⁰ E | Note 5 | Same as Asset Rating | 220 kV |  |  | Install an automatic load shedding and generation runback control scheme to enable the use of five minute line rating. Replace existing Dederang – Shepparton and Shepparton – Bendigo 220 kV line with new double circuit lines. | Not available. | Not available.
Sections 5.3 and Appendix A4.2 | Priority | Eastern Corridor | Hazelwood – Yallourn 220 kV | Decommissioning of Yallourn power station with modified parallel mode or additional generation is commissioned on the 220kV network a HWPS, at a site east of HWPS or on the 500kV network east of CBTS. | 38.273⁰ S 146.392⁰ E | 38.177⁰ S 146.344⁰ E | Note 5 | Same as Asset Rating | 220 kV |  |  | New switching arrangement at HWPS (modified parallel mode) for post Yallourn retirement to utilise the eastern 220 kV corridor | Not available. | Not available. |  | Not available.
Sections 5.3 and Appendix A4.2 | Priority | Eastern Corridor | Rowville - Yallourn 220 kV | Decommissioning of Yallourn power station with modified parallel mode or additional generation is commissioned on the 220kV network a HWPS, at a site east of HWPS or on the 500kV network east of CBTS. | 37.928⁰ S 145.226⁰ E | 38.177⁰ S 146.344⁰ E | Note 5 | Same as Asset Rating | 220 kV |  |  | New switching arrangement at HWPS (modified parallel mode) for post Yallourn retirement to utilise the eastern 220 kV corridor | Not available. | Not available. |  | Not available.
Appendix A4.2 | Monitored (line loading) | Eastern Corridor | Hazelwood – Loy Yang 500 kV | Commissioning of additional generation connected at Loy Yang Power Station (line loading) Reduction in dispatchable capacity West of Hazelwood 500kV (line outage). | 38.273⁰ S 146.392⁰ E | 38.256⁰ S 146.573⁰ E | Note 5 | Same as Asset Rating | 500 kV |  |  | Construct a new single or double circuit Hazelwood-Loy Yang 500kV line with one or two circuits strung. | Not available. | Not available. |  | Not available.
Appendix A4.2 | Monitored (line outage) | Eastern Corridor | Hazelwood – Loy Yang 500 kV | Reduction in dispatchable capacity West of Hazelwood 500kV. Higher and more frequent demands above 6000 MW. | 38.273⁰ S 146.392⁰ E | 38.256⁰ S 146.573⁰ E | Note 5 | Same as Asset Rating | 500 kV |  |  | Construct a new single or double circuit Hazelwood-Loy Yang 500kV line with one or two circuits strung. System strength and reactive power services to reduce reliance on Loy Yang during low demand periods. | Not available. | Not available.
Appendix A4.3 | Monitored | Northern Corridor | Dederang - Mount Beauty 220 kV | Increased metro Melbourne demand, increased export to New South Wales with high hydro generation in the area | 36.454⁰ S 146.992⁰ E | 36.743⁰ S 147.165⁰ E | Note 5 | Same as Asset Rating | 220 kV |  |  | Install a wind monitoring scheme and up-rate the conductor temperature of both 220 kV circuits between Dederang and Mount Beauty to 82ºC. | Not available. | Not available. |  | Not available.
Appendix A4.3 | Monitored | Northern Corridor | Mount Beauty - Eildon 220 kV | Increased metro Melbourne demand, increased interconnector transfer | 36.743⁰ S 147.165⁰ E | 37.224⁰ S 145.921⁰ E | Note 5 | Same as Asset Rating | 220 kV |  |  | Install a wind monitoring scheme. Up-rate the conductor temperature of both 220 kV circuits between Mount Beauty and Eildon to 75ºC. Up-rate terminations to match line. | Not available. | Not available. |  | Not available.
Sections 3.5 and Appendix A4.3 | Monitored | Northern Corridor | Eildon - Thomastown 220 kV | Increased metro Melbourne demand, increased interconnector transfer | 37.224⁰ S 145.921⁰ E | 37.693⁰ S 145.01⁰ E | Note 5 | Same as Asset Rating | 220 kV |  |  | Install a wind monitoring scheme. Up-rate the conductor temperature of both 220 kV circuits between Eildon and Thomstown to 75ºC. Up-rate terminations to match line. | Not available. | Not available. |  | Not available.
Sections 3.5 and Appendix A4.3 | Monitored | Northern Corridor | Murray - Dederang 330 kV | Increased metro Melbourne demand, increased interconnector transfer | 36.226⁰ S 148.144⁰ E | 36.454⁰ S 146.992⁰ E | Note 5 | Same as Asset Rating | 330 kV |  |  | Install a new 1,060 MVA 330 kV line to Dederang (or a newly established station nearby)- a third line from Murray, or a second line from Jindera. | Not available. | Not available. |  | Not available.
Section 3.5 and Appendix A4.4 | Monitored | Murray River REZ | Red Cliffs - Wemen 220 kV | Increased generation in Regional Victoria | 34.275⁰ S 142.2⁰ E | 34.791⁰ S 142.522⁰ E | Note 5 | Same as Asset Rating | 220 kV |  |  | Replace the existing Bendigo – Kerang – Wemen – Red Cliffs 220 kV line with a new double circuit 220 kV line and provide associated terminal station augmentation. | Not available. | Not available.
Section 3.5 and Appendix A4.4 | Monitored | Murray River REZ | Wemen - Kerang 220 kV | Increased generation in Regional Victoria | 34.791⁰ S 142.522⁰ E | 35.782⁰ S 143.945⁰ E | Note 5 | Same as Asset Rating | 220 kV
Section 3.5 and Appendix A4.4 | Monitored | Murray River REZ | Kerang - Bendigo 220 kV | Increased generation in Regional Victoria | 35.782⁰ S 143.945⁰ E | 36.796⁰ S 144.252⁰ E | Note 5 | Same as Asset Rating | 220 kV
Appendix A4.4 | Monitored | Murray River REZ | Red Cliffs - Wemen 220 kV | Increased demand in Regional Victoria. | 34.275⁰ S 142.2⁰ E | 34.791⁰ S 142.522⁰ E | Note 5 | Same as Asset Rating | 220 kV |  |  | Install an automatic load shedding control scheme to enable the use of five minute line rating. Replace the existing Bendigo – Kerang – Wemen – Red Cliffs 220 kV line with a new double circuit 220 kV line and provide associated terminal station aumentations. | Not available. | Not available. |  | Not available.
Appendix A4.4 | Monitored | Murray River REZ | Wemen - Kerang 220 kV | Increased demand in Regional Victoria. | 34.791⁰ S 142.522⁰ E | 35.782⁰ S 143.945⁰ E | Note 5 | Same as Asset Rating | 220 kV
Appendix A4.4 | Monitored | Murray River REZ | Kerang - Bendigo 220 kV | Increased demand in Regional Victoria. | 35.782⁰ S 143.945⁰ E | 36.796⁰ S 144.252⁰ E | Note 5 | Same as Asset Rating | 220 kV
Appendix A4.5 | Monitored | South West Victoria REZ | Moorabool - Heywood 500 kV | New generation connections along the Moorabool – Heywood –Alcoa Portland 500 kV line | 38.037⁰ S 144.296⁰ E | 38.182⁰ S 141.638⁰ E | Note 5 |  | 500 kV |  |  | A switched capacitor with individual phase switching at Heywood or near Alcoa Portland. Install phase switched power flow controllers at Heywood or near Alcoa Portland. An SVC or a STATCOM. Additional transposition towers along the Moorabool – Heywood – Alcoa Portland 500 kV line. | Not available. | Not available. |  | Not available.
Appendix A4.5 | Monitored | South West Victoria REZ | Heywood - Portland 500 kV | New generation connections along the Moorabool – Heywood –Alcoa Portland 500 kV line | 38.182⁰ S 141.638⁰ E | 38.387⁰ S 141.626⁰ E | Note 5 |  | 500 kV
Section 5.5.2 and Appendix A4.5 | Monitored | South West Victoria REZ | Moorabool - Mortlake 500 kV | New generation | 38.037⁰ S 144.296⁰ E | 38.062⁰ S 142.67⁰ E | Note 5 | Same as Asset Rating | 500 kV |  |  | A new Moorabool – Mortlake/Tarrone – Heywood 500 kV line. Line limiting plant upgrades. Install wind monitoring dynamic line rating scheme. | Not available. | Not available. |  | Not available.
Section 5.5.2 and Appendix A4.5 | Monitored | South West Victoria REZ | Moorabool - Haunted Gully 500 kV | New generation | 38.037⁰ S 144.296⁰ E | 38.007⁰ S 143.315⁰ E | Note 5 | Same as Asset Rating | 500 kV
Section 5.5.2 and Appendix A4.5 | Monitored | South West Victoria REZ | Haunted Gully - Tarrone 500 kV | New generation | 38.007⁰ S 143.315⁰ E | 38.179⁰ S 142.181⁰ E | Note 5 | Same as Asset Rating | 500 kV
Section 5.5.2 and Appendix A4.5 | Monitored | South West Victoria REZ | Mortlake - Heywood 500 kV | New generation | 38.062⁰ S 142.67⁰ E | 38.182⁰ S 141.638⁰ E | Note 5 | Same as Asset Rating | 500 kV
Section 5.5.2 and Appendix A4.5 | Monitored | South West Victoria REZ | Tarrone - Heywood 500 kV | New generation | 38.179⁰ S 142.181⁰ E | 38.182⁰ S 141.638⁰ E | Note 5 | Same as Asset Rating | 500 kV
Sections 4.1.2, 5.5.1, and Appendix A4.5 | Monitored | South West Victoria REZ | Ballarat - Berrybank 220 kV | Increased generation in regional Victoria | 37.567⁰ S 143.921⁰ E | 37.900⁰ S 143.438⁰ E | Note 5 | Same as Asset Rating | 220 kV |  |  | Install an automatic generation runback control scheme to enable the use of five minute line rating. Replace the existing Ballarat – Berrybank – Terang – Moorabool 220 kV line with a new double circuit 220 kV line. | Not available. | Not available. |  | Not available.
Sections 4.1.2, 5.5.1, and Appendix A4.5 | Monitored | South West Victoria REZ | Berrybank - Terang 220 kV | Increased generation in regional Victoria | 37.900⁰ S 143.438⁰ E | 38.256⁰ S 142.925⁰ E | Note 5 | Same as Asset Rating | 220 kV
Sections 4.1.2, 5.5.1, and Appendix A4.5 | Monitored | South West Victoria REZ | Terang - Moorabool 220 kV | Increased generation in regional Victoria | 38.256⁰ S 142.925⁰ E | 38.037⁰ S 144.296⁰ E | Note 5 | Same as Asset Rating | 220 kV
Section 5.2.2 and Appendix A4.6 | Emerging | Greater Mel & Geelong | Ringwood - Thomastown 220 kV | Increased demand in Eastern Metropolitan Melbourne. Reduced supply from Eastern Victoria and increased supply from Western Victoria. | 37.821⁰ S 145.216⁰ E | 37.693⁰ S 145.01⁰ E | Note 5 | Same as Asset Rating | 220 kV |  |  | Updrage Thomastown - Ringwood 220 kV line to double circuit Cut in Rowville – Ringwood – Thomastown 220 kV at Templestowe and Rowville – Templestowe – Thomastown 220 kV at Ringwood to form the Rowville – Ringwood – Templestowe – Thomastown No. 1 and No. 2 circuits plus any fault level mitigation work. New (third) 500/220 kV transformer at Rowville, plus any fault level mitigation works. New 500kV switch yard at Ringwood. | Not available. | Not available. |  | Not available.
Section 5.2.2 and Appendix A4.6 | Monitored | Greater Mel & Geelong | Templestowe - Thomastown 220 kV | Increased demand in Eastern Metropolitan Melbourne. Reduced supply from Eastern Victoria and increased supply from Western Victoria. | 37.749⁰ S 145.171⁰ E | 37.693⁰ S 145.01⁰ E | Note 5 | Same as Asset Rating | 220 kV |  |  | Cut in Rowville – Ringwood – Thomastown 220 kV at Templestowe and Rowville – Templestowe – Thomastown 220 kV at Ringwood to form the Rowville – Ringwood – Templestowe – Thomastown No. 1 and No. 2 circuits plus any fault level mitigation work. New (third) 500/220 kV transformer at Rowville, plus any fault level mitigation works. New 500kV switch yards at Ringwood and Templestowe. | Not available. | Not available. |  | Not available.
Appendix A4.6 | Monitored | Greater Mel & Geelong | Rowville - Malvern 220 kV | Increased demand or additional loads connected to Malvern Terminal Station. | 37.928⁰ S 145.226⁰ E | 37.878⁰ S 145.084⁰ E | Note 5 | Same as Asset Rating | 220 kV |  |  | Cut-in Rowville–Richmond 220 kV No.1 and No.4 circuits at Malvern Terminal Station to form the Rowville–Malvern–Richmond No.3 and No.4 circuits. | Not available. | Not available. |  | Not available.
Appendix A4.6 | Monitored | Greater Mel & Geelong | Rowville - Springvale 220 kV | Increased demand or additional loads connected to Springvale and Heatherton Terminal Station. | 37.928⁰ S 145.226⁰ E | 37.928⁰ S 145.146⁰ E | Note 5 | Same as Asset Rating | 220 kV |  |  | Connect a third Rowville –Springvale circuit (underground cable). Connect a Cranbourne – Heatherton 220 kV double circuit overhead line. | Not available. | Not available. |  | Not available.
Appendix A4.6 | Monitored | Greater Mel & Geelong | Springvale - Heatherton 220 kV |  | 37.928⁰ S 145.146⁰ E | 37.941⁰ S 145.078⁰ E | Note 5 | Same as Asset Rating | 220 kV
Appendix A4.6 | Monitored | Greater Mel & Geelong | South Morang - Thomastown No. 1 and No.2 220 kV | Increased demand around the Melbourne Metropolitan area and/or increased export to New South Wales and/or Latrobe Valley operated in a radial configuration after Yallourn Power Station retirement. Generation planting and retirements as per the 2022 ISP Step Change scenario. | 37.644⁰ S 145.078⁰ E | 37.693⁰ S 145.01⁰ E | Note 5 | Same as Asset Rating | 220 kV |  |  | Increase the transfer capability by installing wind monitoring facilities on the South Morang to Thomastown line. Install an automatic load shedding control scheme to enable the use of five-minute line rating. Install a third 500/220 kV transformer at Rowville, plus any fault level mitigation works. | Not available. | Not available. |  | Not available.
Sections 3.7.1, 5.2.2 and Appendix A4.6 | Emerging | Greater Mel & Geelong | Moorabool - Geelong 220 kV | Large-scale new generation connected to western Victoria area, and congestion within western Victoria relieved to allow the new generation to be sent out of western Victoria. Generation planting and retirements as per the 2022 ISP Step Change scenario | 38.037⁰ S 144.296⁰ E | 38.083⁰ S 144.339⁰ E | Note 5 | Same as Asset Rating | 220 kV |  |  | Connect a new double circuit Moorabool – Geelong 220kV line with a rating of approximately 800 MVA per circuit at 35ºC. | Not available. | Not available. |  | Not available.
Section 5.3 and Appendix A4.6 | Priority | Greater Mel & Geelong | Geelong - Keilor 220 kV | Large-scale new generation connected to western Victoria area, and congestion within western Victoria relieved to allow the new generation to be sent out of western Victoria. Generation planting and retirements as per the 2022 ISP Step Change scenario | 38.083⁰ S 144.339⁰ E | 37.738⁰ S 144.846⁰ E | Note 5 | Same as Asset Rating | 220 kV |  |  | Replace the existing Geelong-Keilor 220 kV double circuit line (circuits 1 and 3) with a new double circuit line, each circuit rated at 800 MVA at 35ºC. | Not available. | Not available. | Not available. | Not available. |  | Not available.
Section 5.3 and Appendix A4.6 | Priority | Greater Mel & Geelong | Keilor - Deer Park 220 kV | Increased demand at Deer Park. | 37.738⁰ S 144.846⁰ E | 37.778⁰ S 144.735⁰ E | Note 5 | Same as Asset Rating | 220 kV |  |  | Replace the existing Geelong – Keilor No. 1 and No. 3 220 kV lines with a new double circuit line rated at 800 MVA at 35ºC. Parallel the existing three Geelong – Deer Park – Keilor 220 kV circuits to form a Geelong – Deer Park and Deer Park – Keilor circuit, each rated 810 MVA at 35º C. | Not available. | Not available. |  | Not available.
Section 5.3 and Appendix A4.6 | Priority | Greater Mel & Geelong | Deer Park - Geelong 220 kV |  | 37.778⁰ S 144.735⁰ E | 38.083⁰ S 144.339⁰ E | Note 5 | Same as Asset Rating | 220 kV
Appendix A4.6 | Monitored | Greater Mel & Geelong | Keilor - Thomastown No. 1 220 kV | Reduced supply from Eastern Victoria and increased supply from Western Victoria. | 37.738⁰ S 144.846⁰ E | 37.693⁰ S 145.01⁰ E | Note 5 | Same as Asset Rating | 220 kV |  |  | Install a wind monitoring scheme. Install an automatic load shedding control scheme to enable the use of five-minute line rating Install a third 500/220 kV transformer at Rowville, plus any fault level mitigation works. | Not available. | Not available. |  | Not available.
Section 4.1.2 and Appendix A4.6 | Monitored | Greater Mel & Geelong | Sydenham - Keilor 500 kV | Increased generation in west and southwest Victoria supplying Keilor Terminal Station. | 37.676⁰ S 144.747⁰ E | 37.738⁰ S 144.846⁰ E | Note 5 | Same as Asset Rating | 500 kV |  |  | Line limiting plant upgrades at Sydenham and Keilor terminal stations. Install a new single circuit Sydenham – Keilor 500 kV line with a rating of approximately 2,900 MVA at 35ºC. Uprate line rating of the existing Sydenham – Keilor 500 kV line. | Not available. | Not available. |  | Not available.
Section 4.1.2 and Appendix A4.7 | Monitored | Western Victoria REZ | Red Cliffs - Kiamal 220 kV | Increased generation in Western Victoria and Murray River REZ. | 34.275⁰ S 142.2⁰ E | 35.031⁰ S 142.293⁰ E | Note 5 | Same as Asset Rating | 220 kV |  |  | Install an automatic generation runback control scheme to enable the use of five minute line rating. Install a new double circuit Bulgana to Murra Warra 220kV line via a new terminal station at Horsham. | Not available. | Not available. |  | Not available.
Section 4.1.2 and Appendix A4.7 | Monitored | Western Victoria REZ | Kiamal - Murra Warra 220 kV |  | 35.031⁰ S 142.293⁰ E | 36.433⁰ S 142.318⁰ E | Note 5 | Same as Asset Rating | 220 kV
Section 4.1.2 and Appendix A4.7 | Monitored | Western Victoria REZ | Murra Warra - Horsham 220 kV |  | 36.433⁰ S 142.318⁰ E | 36.731⁰ S 142.246⁰ E | Note 5 | Same as Asset Rating | 220 kV
Section 4.1.2 and Appendix A4.7 | Monitored | Western Victoria REZ | Horsham - Bulgana 220 kV |  | 36.731⁰ S 142.246⁰ E | 37.037⁰ S 142.984⁰ E | Note 5 | Same as Asset Rating | 220 kV
Note 1: As those lines are associated with existing constraints, their maximum line loads are expected to be their ratings.
Note 2: The annual constraint duration values are the estimated next available year forecasts based on information from the corresponding RIT-Ts.
Note 3: The constraint duration on peak demand day is based on available estimated forecasts from the corresponding RIT-Ts or historical data if forecasts are unavailable.
Note 4: The investment option with possibly the lowest cost has been provided, as per Appendix A4 of the 2023 VAPR. All DSN augmentation costs are under review, given the recent significant changes in material and labour costs.
Note 5: See asset ratings available on AEMO's website at http://www.aemo.com.au/Electricity/National-Electricity-Market-NEM/Data/Network-Data/Transmission-Equipment-Ratings

## Summary Sgmt data-2021 unsorted (hidden)
VAPR Section Reference | Limitation Type | Victorian Region | Transmission Line ID | Constraint Primary Driver | Location of constraint (start) | Location of constraint (end) | Asset Rating (Load Shed @35°C) | Forecast Demand (note 1) | Voltage Level | Maximum load at risk per year | Energy at risk | Preferred investment - Description (note 4) | Preferred investment - Capital cost | Preferred investment - Annual operating cost | Preferred investment — Cost accuracy | Preferred investment - Proposed timing | Demand reduction required to defer investment by 1 year (MW) | Annual deferral value ($million) | Historic line load trace | Historic line rating | Annual economic cost of constraint | VCR ($/MWh) | Annual constraint duration (note 2) | Constraint duration on peak demand day (note 3)
Section 4.4 and Appendix A2.2 | Developing | Eastern Corridor | Hazelwood – Yallourn 220 kV | High generation output and high temperature | 38.273⁰ S 146.392⁰ E | 38.177⁰ S 146.344⁰ E | Note 5 | Same as Asset Rating | 220 kV |  |  | Construct a new single or double circuit line with one or two circuits strung, or rebuild existing double circuit line at a higher rating. | $31,500,000-$37,100,000 | Not available. |  | Not available.
Appendix A2.2 | Monitored | Eastern Corridor | Hazelwood – Rowville 220 kV | High generation output and high temperature | 38.273⁰ S 146.392⁰ E | 37.928⁰ S 145.226⁰ E | Note 5 | Same as Asset Rating | 220 kV |  |  | Upgrade Hazelwood – Rowville 220 kV line prior to Yallourn power station retirement, or construct a new single or double circuit Hazelwood – Rowville 220 kV line with one or two circuits strung post Yallourn power station retirement. | Not available. | Not available. |  | Not available.
Appendix A2.2 | Monitored | Eastern Corridor | Rowville - Yallourn 220 kV | High generation output and high temperature | 37.928⁰ S 145.226⁰ E | 38.177⁰ S 146.344⁰ E | Note 5 | Same as Asset Rating | 220 kV |  |  | Upgrade Rowville-Yallourn 220 kV line prior to Yallourn power station retirement, or construct a new single or double circuit Rowville-Yallourn 220 kV line with one or two circuits strung post Yallourn power station retirement.
Section 4.4 and Appendix A2.2 | Developing (Line outage), Monitored (no line outage) | Eastern Corridor | Hazelwood – Loy Yang 500 kV | Lack of outage window period due to constricted generation secure support across demand range post Yallourn Power Station retirement. | 38.273⁰ S 146.392⁰ E | 38.256⁰ S 146.573⁰ E | Note 5 | Same as Asset Rating | 500 kV |  |  | Construct a new single or double circuit Hazelwood-Loy Yang 500kV line with one or two circuits strung. | Not available. | Not available. |  | Not available.
Appendix A2.5 | Monitored | South West Victoria REZ | Moorabool - Heywood 500 kV | New generation | 38.037⁰ S 144.296⁰ E | 38.182⁰ S 141.638⁰ E | Note 5 |  | 500 kV |  |  | A switched capacitor with individual phase switching at Heywood or near Alcoa Portland. | 15300000 | Not available. | ±50% | Not available.
Appendix A2.5 | Monitored | South West Victoria REZ | Heywood - Portland 500 kV | New generation | 38.182⁰ S 141.638⁰ E | 38.387⁰ S 141.626⁰ E | Note 5 |  | 500 kV
Appendix A2.5 | Monitored | South West Victoria REZ | Moorabool - Mortlake 500 kV | New generation | 38.037⁰ S 144.296⁰ E | 38.062⁰ S 142.67⁰ E | Note 5 | Same as Asset Rating | 500 kV |  |  | Install a wind monitoring scheme. | Not available. | Not available. |  | Not available.
Appendix A2.5 | Monitored | South West Victoria REZ | Moorabool - Haunted Gully 500 kV | New generation | 38.037⁰ S 144.296⁰ E | 38.007⁰ S 143.315⁰ E | Note 5 | Same as Asset Rating | 500 kV
Appendix A2.5 | Monitored | South West Victoria REZ | Haunted Gully - Tarrone 500 kV | New generation | 38.007⁰ S 143.315⁰ E | 38.179⁰ S 142.181⁰ E | Note 5 | Same as Asset Rating | 500 kV
Appendix A2.5 | Monitored | South West Victoria REZ | Mortlake - Heywood 500 kV | New generation | 38.062⁰ S 142.67⁰ E | 38.182⁰ S 141.638⁰ E | Note 5 | Same as Asset Rating | 500 kV
Appendix A2.5 | Monitored | South West Victoria REZ | Tarrone - Heywood 500 kV | New generation | 38.179⁰ S 142.181⁰ E | 38.182⁰ S 141.638⁰ E | Note 5 | Same as Asset Rating | 500 kV
Section 6.3.3 and Appendix A2.3 | Monitored | Ovens Murray REZ | Dederang - Mount Beauty 220 kV | Increased metro Melbourne demand, new generation and increased interconnector transfer | 36.454⁰ S 146.992⁰ E | 36.743⁰ S 147.165⁰ E | Note 5 | Same as Asset Rating | 220 kV |  |  | Install a wind monitoring scheme and up-rate the conductor temperature of both 220 kV circuits between Dederang and Mount Beauty to 82ºC. | 13300000 | Not available. | ±50% | Not available.
Section 6.3.3 and Appendix A2.3 | Monitored | Ovens Murray REZ | Mount Beauty - Eildon 220 kV | New generation and increased interconnector transfer | 36.743⁰ S 147.165⁰ E | 37.224⁰ S 145.921⁰ E | Note 5 | Same as Asset Rating | 220 kV |  |  | Install a wind monitoring scheme. Up-rate the conductor temperature of both 220 kV circuits between Mount Beauty and Eildon to 75ºC. Up-rate terminations to match line. | 114900000 | Not available. | ±50% | Not available.
Section 6.3.3 and Appendix A2.3 | Monitored | Ovens Murray REZ | Eildon - Thomastown 220 kV | Increased interconnector transfer | 37.224⁰ S 145.921⁰ E | 37.693⁰ S 145.01⁰ E | Note 5 | Same as Asset Rating | 220 kV |  |  | Install a wind monitoring scheme. Up-rate the conductor temperature of both 220 kV circuits between Eildon and Thomstown to 75ºC. Up-rate terminations to match line. |  | Not available. | ±50% | Not available.
Appendix A2.3 | Monitored | Northern Corridor | Murray - Dederang 330 kV | High generation output or increased interconnector transfer | 36.226⁰ S 148.144⁰ E | 36.454⁰ S 146.992⁰ E | Note 5 | Same as Asset Rating | 330 kV |  |  | Install a new 1,060 MVA 330 kV line to Dederang (or a newly established station nearby)- a third line from Murray, or a second line from Jindera. | Not available. | Not available. |  | Not available.
Section 4.6.2 and Appendix A2.6 | Monitored | Greater Mel & Geelong | Ringwood - Thomastown 220 kV | Increased demand in Eastern Metropolitan Melbourne and/or Latrobe Valley operated in radial configuration after Yallourn Power Station retirement. | 37.821⁰ S 145.216⁰ E | 37.693⁰ S 145.01⁰ E | Note 5 | Same as Asset Rating | 220 kV |  |  | Cut in Rowville – Ringwood – Thomastown 220 kV at Templestowe and Rowville – Templestowe – Thomastown 220 kV at Ringwood to form the Rowville – Ringwood – Templestowe – Thomastown No. 1 and No. 2 circuits. | $15,100,000 plus any fault mitigation costs. | Not available. | ±50% | Not available.
Section 4.6.2 and Appendix A2.6 | Monitored | Greater Mel & Geelong | Templestowe - Thomastown 220 kV |  | 37.749⁰ S 145.171⁰ E | 37.693⁰ S 145.01⁰ E | Note 5 | Same as Asset Rating | 220 kV
Appendix A2.6 | Monitored | Greater Mel & Geelong | Rowville - Malvern 220 kV | Increased demand | 37.928⁰ S 145.226⁰ E | 37.878⁰ S 145.084⁰ E | Note 5 | Same as Asset Rating | 220 kV |  |  | Cut-in Rowville–Richmond 220 kV No.1 and No.4 circuits at Malvern Terminal Station to form the Rowville–Malvern–Richmond No.3 and No.4 circuits. | 11800000 | Not available. | ±50% | Not available.
Appendix A2.6 | Monitored | Greater Mel & Geelong | Rowville - Springvale 220 kV | Increased demand | 37.928⁰ S 145.226⁰ E | 37.928⁰ S 145.146⁰ E | Note 5 | Same as Asset Rating | 220 kV |  |  | Connect a Cranbourne – Heatherton 220 kV double circuit overhead line. | 38000000 | Not available. | ±50% | Not available.
Appendix A2.6 | Monitored | Greater Mel & Geelong | Springvale - Heatherton 220 kV | Increased demand | 37.928⁰ S 145.146⁰ E | 37.941⁰ S 145.078⁰ E | Note 5 | Same as Asset Rating | 220 kV
Appendix A2.6 | Monitored | Greater Mel & Geelong | South Morang - Thomastown 220 kV | Increased demand around the Melbourne Metropolitan area and/or increased export to New South Wales and/or Latrobe Valley operated in a radial configuration after Yallourn Power Station retirement. | 37.644⁰ S 145.078⁰ E | 37.693⁰ S 145.01⁰ E | Note 5 | Same as Asset Rating | 220 kV |  |  | Increase the transfer capability by installing wind monitoring facilities on the South Morang to Thomastown line. | Not available. | Not available. |  | Not available.
Section 4.4 and Appendix A2.6 | Developing | Greater Mel & Geelong | Moorabool - Geelong 220 kV | New generation | 38.037⁰ S 144.296⁰ E | 38.083⁰ S 144.339⁰ E | Note 5 | Same as Asset Rating | 220 kV |  |  | Connect a new double circuit Moorabool – Geelong 220kV line with a rating of approximately 800 MVA per circuit at 35ºC. | $42,700,00 | Not available. | ±50% | Not available.
Section 4.4 and Appendix A2.6 | Developing | Greater Mel & Geelong | Geelong - Keilor 220 kV | New generation | 38.083⁰ S 144.339⁰ E | 37.738⁰ S 144.846⁰ E | Note 5 | Same as Asset Rating | 220 kV |  |  | Replace the existing Geelong-Keilor 220 kV double circuit line (circuits 1 and 3) with a new double circuit line, each circuit rated at 800 MVA at 35ºC. | $190,500,00
Appendix A2.6 | Monitored | Greater Mel & Geelong | Keilor - Deer Park 220 kV | Increased demand | 37.738⁰ S 144.846⁰ E | 37.778⁰ S 144.735⁰ E | Note 5 | Same as Asset Rating | 220 kV |  |  | Install a load shedding control scheme. | Not available. | Not available. |  | Not available.
Appendix A2.6 | Monitored | Greater Mel & Geelong | Deer Park - Geelong 220 kV | Increased demand | 37.778⁰ S 144.735⁰ E | 38.083⁰ S 144.339⁰ E | Note 5 | Same as Asset Rating | 220 kV
Appendix A2.6 | Monitored | Greater Mel & Geelong | Keilor - Thomastown No. 1 220 kV | Latrobe Valley operated in a radial configuration after Yallourn Power Station retirement. | 37.738⁰ S 144.846⁰ E | 37.693⁰ S 145.01⁰ E | Note 5 | Same as Asset Rating | 220 kV |  |  | Install a wind monitoring scheme. |  | Not available. |  | Not available.
Appendix A2.6 | Monitored | Greater Mel & Geelong | Sydenham - Keilor 500 kV | New generation | 37.676⁰ S 144.747⁰ E | 37.738⁰ S 144.846⁰ E | Note 5 | Same as Asset Rating | 500 kV |  |  | Increase station plant ratings to remove station thermal constraints on line. | Not available. | Not available. |  | Not available.
Sections 4.3 and 6.4.3 and Appendix A2.7 | Priority | Western Victoria REZ | Red Cliffs - Kiamal 220 kV | New and retired generation | 34.275⁰ S 142.2⁰ E | 35.031⁰ S 142.293⁰ E | Note 5 | Same as Asset Rating | 220 kV |  |  | Install an automatic generation runback control scheme to enable the use of five minute line rating. | Not Available | Not available. |  | Not available.
Sections 4.3 and 6.4.3 and Appendix A2.7 | Priority | Western Victoria REZ | Kiamal - Murra Warra 220 kV | New and retired generation | 35.031⁰ S 142.293⁰ E | 36.433⁰ S 142.318⁰ E | Note 5 | Same as Asset Rating | 220 kV
Sections 4.3 and 6.4.3 and Appendix A2.7 | Priority | Western Victoria REZ | Murra Warra - Horsham 220 kV | New and retired generation | 36.433⁰ S 142.318⁰ E | 36.731⁰ S 142.246⁰ E | Note 5 | Same as Asset Rating | 220 kV
Sections 4.3 and 6.4.3 and Appendix A2.7 | Priority | Western Victoria REZ | Horsham - Bulgana 220 kV | New and retired generation | 36.731⁰ S 142.246⁰ E | 37.037⁰ S 142.984⁰ E | Note 5 | Same as Asset Rating | 220 kV
Sections 4.3 and 6.3.3 and Appendix A2.4 | Priority | Murray River REZ | Red Cliffs - Wemen 220 kV | New and retired generation, and high temperature | 34.275⁰ S 142.2⁰ E | 34.791⁰ S 142.522⁰ E | Note 5 | Same as Asset Rating | 220 kV |  |  | Install an automatic generation runback control scheme to enable the use of five minute line rating. | Not available. | Not available. |  | Not available.
Sections 4.3 and 6.3.3 and Appendix A2.4 | Priority | Murray River REZ | Wemen - Kerang 220 kV | New and retired generation, and high temperature | 34.791⁰ S 142.522⁰ E | 35.782⁰ S 143.945⁰ E | Note 5 | Same as Asset Rating | 220 kV
Sections 4.3 and 6.3.3 and Appendix A2.4 | Priority | Murray River REZ | Kerang - Bendigo 220 kV | New and retired generation | 35.782⁰ S 143.945⁰ E | 36.796⁰ S 144.252⁰ E | Note 5 | Same as Asset Rating | 220 kV
Appendix A2.4 | Monitored | Murray River REZ | Red Cliffs - Wemen 220 kV | Increased demand | 34.275⁰ S 142.2⁰ E | 34.791⁰ S 142.522⁰ E | Note 5 | Same as Asset Rating | 220 kV |  |  | Install an automatic load shedding control scheme to enable the use of five minute line rating. | Not available. | Not available. |  | Not available.
Appendix A2.4 | Monitored | Murray River REZ | Wemen - Kerang 220 kV | Increased demand | 34.791⁰ S 142.522⁰ E | 35.782⁰ S 143.945⁰ E | Note 5 | Same as Asset Rating | 220 kV
Appendix A2.4 | Monitored | Murray River REZ | Kerang - Bendigo 220 kV | Increased demand | 35.782⁰ S 143.945⁰ E | 36.796⁰ S 144.252⁰ E | Note 5 | Same as Asset Rating | 220 kV
Sections 4.3 and 6.3.3 and Appendix A2.5 | Priority | South West Victoria REZ | Ballarat - Terang 220 kV | New generation | 37.567⁰ S 143.921⁰ E | 38.256⁰ S 142.925⁰ E | Note 5 | Same as Asset Rating | 220 kV |  |  | Install an automatic generation runback control scheme to enable the use of five minute line rating. | Not available. | Not available. |  | Not available.
Sections 4.3 and 6.3.3 and Appendix A2.5 | Priority | South West Victoria REZ | Terang - Moorabool 220 kV | New generation | 38.256⁰ S 142.925⁰ E | 38.037⁰ S 144.296⁰ E | Note 5 | Same as Asset Rating | 220 kV
Sections 4.4 and 6.3.3 and Appendix A2.1 | Developing | Central North REZ | Dederang - Glenrowan 220 kV | New generation, increased demand and interconnector transfer | 36.454⁰ S 146.992⁰ E | 36.494⁰ S 146.075⁰ E | Note 5 | Same as Asset Rating | 220 kV |  |  | Install an automatic load shedding and generation runback control scheme to enable the use of five minute line rating. | 1500000 | Not available. | ±50% | Not available.
Sections 4.4 and 6.3.3 and Appendix A2.1 | Developing | Central North REZ | Glenrowan - Shepparton 220 kV | New generation, increased demand and interconnector transfer | 36.494⁰ S 146.075⁰ E | 36.353⁰ S 145.365⁰ E | Note 5 | Same as Asset Rating | 220 kV
Sections 4.4 and 6.3.3 and Appendix A2.1 | Developing | Central North REZ | Shepparton - Bendigo 220 kV | New generation, increased demand and interconnector transfer | 36.353⁰ S 145.365⁰ E | 36.796⁰ S 144.252⁰ E | Note 5 | Same as Asset Rating | 220 kV
Note 1: As those lines are associated with existing constraints, their maximum line loads are expected to be their ratings.
Note 2: The annual constraint duration values are the estimated next available year forecasts based on information from the corresponding RIT-Ts. For West VIC RIT-T constraints, annual constraint duration is based on 2021 forecasts.
Note 3: The constraint duration on peak demand day is based on available estimated forecasts from the corresponding RIT-Ts or historical data if forecasts are unavailable.
Note 4: The investment option with the lowest cost has been provided, as per Appendix A1 of the 2021 VAPR. This investment is indicative only, and the preferred option will be determined as per the required RIT-T assessment.
Note 5: See asset ratings available on AEMO's website at http://www.aemo.com.au/Electricity/National-Electricity-Market-NEM/Data/Network-Data/Transmission-Equipment-Ratings

## Asset Rating
Ratings shown are the respective 35°C load shed ratings (MVA) for each line (note 1), as available from:
https://www.aemo.com.au/Electricity/National-Electricity-Market-NEM/Data/Network-Data/Transmission-Equipment-Ratings
| Keilor - Deer Park - Geelong 220 kV |  | Geelong - Keilor 220 kV |  | Moorabool - Geelong 220 kV |  | Ringwood - Thomastown 220 kV | Hazelwood - Yallourn 220 kV |  | Rowville - Yallourn 220 kV
| Keilor - Deer Park 220 kV line | Deer Park - Geelong 220 kV line | Geelong - Keilor 1 220 kV line | Geelong - Keilor 3 220 kV line | Geelong - Moorabool 1 220 kV line | Geelong - Moorabool 2 220 kV line | Ringwood - Thomastown 220 kV line | Hazelwood - Yallourn 1 220 kV line | Hazelwood - Yallourn 2 220 kV line | Rowville - Yallourn 5 220 kV line | Rowville - Yallourn 6 220 kV line | Rowville - Yallourn 7 220 kV line | Rowville - Yallourn 8 220 kV line
2023-2024 | 271 | 271 | 271 | 271 | 800 | 819 | 530 | 413 | 413 | 305 | 305 | 305 | 305
2024-2025 | 271 | 271 | 271 | 271 | 800 | 819 | 530 | 413 | 413 | 305 | 305 | 305 | 305
2025-2026 | 271 | 271 | 271 | 271 | 800 | 819 | 530 | 413 | 413 | 305 | 305 | 305 | 305
2026-2027 | 271 | 271 | 271 | 271 | 800 | 819 | 530 | 413 | 413 | 305 | 305 | 305 | 305
2027-2028 | 271 | 271 | 271 | 271 | 800 | 819 | 530 | 413 | 413 | 305 | 305 | 305 | 305
2028-2029 | 271 | 271 | 271 | 271 | 800 | 819 | 530 | 413 | 413 | 305 | 305 | 305 | 305
2029-2030 | 271 | 271 | 271 | 271 | 800 | 819 | 530 | 413 | 413 | 305 | 305 | 305 | 305
2030-2031 | 271 | 271 | 271 | 271 | 800 | 819 | 530 | 413 | 413 | 305 | 305 | 305 | 305
2031-2032 | 271 | 271 | 271 | 271 | 800 | 819 | 530 | 413 | 413 | 305 | 305 | 305 | 305
2032-2033 | 271 | 271 | 271 | 271 | 800 | 819 | 530 | 413 | 413 | 305 | 305 | 305 | 305
Note 1: Dynamic ratings are applied to the Victorian Transmission lines and therefore the actual line ratings are dependent on weather conditions, mainly ambient temperature in real time.

## Annual Cost of Constraint
Values shown are the respective annualised cost of each constraint in $million.
| Keilor - Deer Park - Geelong 220 kV | Geelong - Keilor 220 kV | Moorabool - Geelong 220 kV | Ringwood - Thomastown 220 kV | Hazelwood - Yallourn 220 kV | Rowville - Yallourn 220 kV
2023-2024 | Not available. | Not available. | Not available. | Not available. | Not available. | Not available.
2024-2025 | Not available. | Not available. | Not available. | Not available. | Not available. | Not available.
2025-2026 | Not available. | Not available. | Not available. | Not available. | Not available. | Not available.
2026-2027 | Not available. | Not available. | Not available. | Not available. | Not available. | Not available.
2027-2028 | Not available. | Not available. | Not available. | Not available. | Not available. | Not available.
2028-2029 | Not available. | Not available. | Not available. | Not available. | Not available. | Not available.
2029-2030 | Not available. | Not available. | Not available. | Not available. | Not available. | Not available.
2030-2031 | Not available. | Not available. | Not available. | Not available. | Not available. | Not available.
2031-2032 | Not available. | Not available. | Not available. | Not available. | Not available. | Not available.
2032-2033 | Not available. | Not available. | Not available. | Not available. | Not available. | Not available.
`

## Historic Line Loadings
Data provided in this spreadsheet represents the historical loading information as used in AEMO's Energy Management System, where available.
Historical line loading direction is indicated by the naming of the line being measured. E.g. for KTS-DPTS 220 kV, positive values indicate flow from KTS to DPTS, and negative values indicate flow from DPTS to KTS.
Timestamp | Keilor - Deer Park - Geelong 220 kV | [7 empty] | Moorabool - Geelong 220 kV |  |  |  | Ringwood - Thomastown 220 kV |  | Hazelwood-Rowville 220kV |  |  |  | Yallourn-Rowville 220kV | [7 empty] | Rowville A1 500/200 kV Transformer
| GTS-KTS 1 220 kV (MW) | GTS-KTS 1 220 kV (MVA) | KTS-DPTS 2 220 kV (MW) | KTS-DPTS 2 220 kV (MVA) | GTS-DPTS2 220 kV (MW) | GTS-DPTS 2 220 kV (MVA) | GTS-KTS 3 220 kV (MW) | GTS-KTS 3 220 kV (MVA) | MLTS-GTS 1 220 kV (MW) | MLTS-GTS 1 220 kV (MVA) | MLTS-GTS 2 220 kV (MW) | MLTS-GTS 2 220 kV (MVA) | TTS-RWTS 220 kV (MW) | TTS-RWTS 220 kV (MVA) | HWPS-ROTS 1 220 kV (MW) | HWPS-ROTS 1 220 kV (MVA) | HWPS-ROTS 2 220 kV (MW) | HWPS-ROTS 2 220 kV (MVA) | ROTS-YPS 5 220 kV (MW) | ROTS-YPS 5 220 kV (MVA) | ROTS-YPS 6 220 kV (MW) | ROTS-YPS 6 220 kV (MVA) | ROTS-YPS 7 220 kV (MW) | ROTS-YPS 7 220 kV (MVA) | ROTS-YPS 8 220 kV (MW) | ROTS-YPS 8 220 kV (MVA) | ROTS A1 (MW) | ROTS A1 (MVA)
2020-07-01 | -11 | -11.7047 | 65.6974 | 66.0259 | 39.531 | 40.7085 | -11 | -12.083 | 141.0949 | 141.4201 | 141.0949 | 141.4201 | 127.6466 | 156.7251 | 175.5 | 178.6875 | 175.2 | 178.1707 | -215.3 | -224.3843 | -218.2 | -227.1128 | -223.3 | -232.263 | -223.3 | -232.5122 | 276.2875 | 280.4639
2020-07-01 00:30 | -14 | -14.3178 | 61.2897 | 61.5123 | 40.0612 | 40.9473 | -15 | -15.1327 | 135.5365 | 136.0294 | 135.5365 | 136.0294 | 140.1936 | 164.0816 | 173.7 | 176.427 | 174 | 177.046 | -217.3 | -225.8352 | -219.2 | -227.4492 | -223.5 | -231.6674 | -223.6 | -232.0633 | 266.0232 | 275.521
2020-07-01 01:00 | -18 | -18.0278 | 58.0812 | 58.1373 | 37.622 | 37.9714 | -18 | -18.1108 | 120.3196 | 120.4816 | 120.3196 | 120.4816 | 144.9518 | 169.1495 | 176.1 | 178.4395 | 176.7 | 179.2286 | -216.9 | -224.8602 | -217.8 | -225.2623 | -223.7 | -231.2988 | -223.2 | -230.9946 | 250.8623 | 258.5611
2020-07-01 01:30 | -16 | -16.0312 | 52.9931 | 53.1059 | 41.0519 | 41.3412 | -16 | -16.0312 | 121.1169 | 121.2008 | 121.1169 | 121.2008 | 151.9458 | 174.9364 | 172.5 | 175.3525 | 173.4 | 176.3462 | -215.3 | -224.272 | -216.3 | -224.3876 | -221.6 | -229.7895 | -221.6 | -230.083 | 252.2348 | 259.0289
2020-07-01 02:00 | -28 | -28.2843 | 42.9895 | 43.4171 | 48.1923 | 48.2636 | -28 | -28.2843 | 130.6108 | 130.6889 | 130.6108 | 130.6889 | 163.2512 | 188.3013 | 170.7 | 173.421 | 171 | 173.8771 | -212.1 | -220.2998 | -212.8 | -220.4316 | -217.5 | -225.1263 | -216.8 | -224.6848 | 241.7762 | 253.3962
2020-07-01 02:30 | -31 | -31.0644 | 37.6077 | 37.7762 | 51.6466 | 52.0203 | -31 | -31.0161 | 135.8249 | 136.3206 | 135.8249 | 136.3206 | 161.2701 | 180.0158 | 165.6 | 168.5135 | 166.2 | 169.2715 | -204.4 | -212.3221 | -206.1 | -214.0785 | -211.1 | -219.2168 | -210.3 | -218.637 | 253.3218 | 274.389
2020-07-01 03:00 | -42 | -42 | 25.4578 | 25.5158 | 64.9041 | 65.302 | -43 | -43 | 157.2872 | 157.8998 | 157.2872 | 157.8998 | 151.5093 | 181.9182 | 160.2 | 163.1528 | 160.2 | 163.1528 | -199.6 | -206.9331 | -200.7 | -207.6569 | -205.4 | -212.4562 | -204.7 | -211.9861 | 254.84 | 270.3779
2020-07-01 03:30 | -50 | -50.04 | 19.8017 | 20.0036 | 69.1839 | 69.8364 | -50 | -50.01 | 164.4082 | 165.3741 | 164.4082 | 165.3741 | 141.4593 | 172.5476 | 148.5 | 152.1879 | 145.8 | 149.7574 | -181 | -188.1022 | -183.3 | -189.7881 | -187.2 | -193.7623 | -187.1 | -193.9263 | 263.0627 | 278.0922
2020-07-01 04:00 | -52 | -52.0384 | 16.1845 | 16.417 | 72.9373 | 73.4994 | -54 | -54.037 | 170.724 | 171.6264 | 170.724 | 171.6264 | 138.2043 | 171.4153 | 143.7 | 147.7137 | 145.8 | 150.036 | -180.2 | -187.4422 | -181.7 | -188.2956 | -186.1 | -192.8301 | -185.7 | -192.6823 | 257.442 | 272.4395
2020-07-01 04:30 | -44 | -44.0114 | 24.1548 | 24.2184 | 65.4177 | 65.9017 | -45 | -45.0111 | 156.2908 | 157.133 | 156.2908 | 157.133 | 137.0103 | 169.0347 | 144 | 147.6 | 144.6 | 148.4524 | -182.5 | -189.9567 | -184.1 | -190.9271 | -188.3 | -195.3481 | -187.9 | -195.1235 | 268.9474 | 282.7862
2020-07-01 05:00 | -47 | -47 | 23.9301 | 24.0119 | 69.1685 | 69.3791 | -47 | -47 | 163.2731 | 163.7279 | 163.2731 | 163.7279 | 138.1028 | 167.8485 | 144.6 | 147.8647 | 146.7 | 149.7965 | -180.7 | -187.1996 | -182.8 | -189.0478 | -187.1 | -193.3342 | -186.2 | -192.6673 | 284.3134 | 297.8576
2020-07-01 05:30 | -42 | -42 | 28.8332 | 28.8891 | 68.3015 | 68.5242 | -44 | -44 | 166.6213 | 166.9581 | 166.6213 | 166.9581 | 143.1987 | 177.1745 | 154.8 | 158.3412 | 153.6 | 157.1682 | -193.5 | -201.3849 | -195.6 | -202.864 | -200.4 | -207.784 | -199.6 | -207.1724 | 294.1515 | 301.3181
2020-07-01 06:00 | -46 | -46 | 41.2472 | 41.4936 | 67.8769 | 67.8833 | -46 | -46 | 169.8976 | 169.9023 | 169.8976 | 169.9023 | 134.3577 | 165.6672 | 160.8 | 163.6299 | 159.6 | 162.7372 | -199.7 | -207.2688 | -201.9 | -208.7714 | -206.5 | -213.5708 | -206.5 | -213.7505 | 331.7659 | 335.3018
2020-07-01 06:30 | -43 | -43 | 44.3361 | 45.5991 | 72.3339 | 72.4097 | -43 | -43 | 183.5856 | 183.5984 | 183.5856 | 183.5984 | 119.323 | 159.338 | 167.4 | 171.681 | 164.1 | 168.9522 | -203.4 | -213.7476 | -207.7 | -214.0137 | -212.9 | -219.2537 | -212.5 | -219.0356 | 343.2179 | 348.2092
2020-07-01 07:00 | -40 | -40.0125 | 51.5303 | 53.908 | 72.5788 | 72.7623 | -40 | -40.0125 | 193.6656 | 193.6727 | 193.6656 | 193.6727 | 85.1484 | 138.7129 | 165.6 | 168.9743 | 166.8 | 170.27 | -205.5 | -213.5553 | -209.4 | -214.4145 | -214.1 | -219.1127 | -213.9 | -218.8937 | 366.5656 | 368.9577
2020-07-01 07:30 | -38 | -38 | 56.5177 | 58.525 | 72.179 | 72.1912 | -39 | -39 | 213.8861 | 214.051 | 213.8861 | 214.051 | 117.6657 | 147.1275 | 171.9 | 174.8166 | 171.3 | 174.3372 | -211.4 | -219.3716 | -221.2 | -226.5839 | -227.1 | -232.4747 | -226.8 | -232.3109 | 492.784 | 492.8014
2020-07-01 08:00 | -56 | -56.0803 | 42.5582 | 48.0052 | 91.1949 | 91.3016 | -55 | -55.0364 | 248.0541 | 248.1777 | 248.0541 | 248.1777 | 96.5557 | 143.0027 | 171.6 | 174.9749 | 171 | 174.4456 | -212.5 | -220.6975 | -224 | -229.6881 | -229.6 | -235.1527 | -229.1 | -234.8171 | 531.1036 | 531.1409
2020-07-01 08:30 | -59 | -60.6383 | 41.4391 | 52.9137 | 94.1846 | 95.0982 | -60 | -61.6117 | 254.8492 | 254.878 | 254.8492 | 254.878 | 60.5547 | 134.0346 | 163.2 | 168.0067 | 165.9 | 170.6306 | -205.3 | -215.2443 | -217 | -224.2853 | -222 | -229.3006 | -222.1 | -229.4978 | 517.4109 | 518.2825
2020-07-01 09:00 | -71 | -72.0069 | 30.6254 | 43.2851 | 102.6175 | 103.2294 | -70 | -71.0211 | 269.8123 | 269.8233 | 269.8123 | 269.8233 | 67.9378 | 150.1643 | 158.7 | 162.2179 | 159.6 | 163.2863 | -198.9 | -206.525 | -213 | -218.3195 | -218.2 | -223.4818 | -218.5 | -223.959 | 560.765 | 560.8385
2020-07-01 09:30 | -82 | -83.1865 | 21.2888 | 39.1558 | 107.983 | 108.7811 | -83 | -84.1724 | 273.4367 | 273.5705 | 273.4367 | 273.5705 | 61.5576 | 150.0683 | 159 | 162.5114 | 158.7 | 162.2803 | -198.6 | -207.0367 | -213 | -218.767 | -218.5 | -224.2149 | -218.1 | -223.9154 | 550.9778 | 551.005
2020-07-01 10:00 | -79 | -80.8084 | 14.6711 | 35.2551 | 104.5473 | 105.9471 | -79 | -80.8084 | 265.5056 | 266 | 265.5056 | 266 | 62.9136 | 153.9485 | 160.8 | 164.9795 | 160.2 | 164.8082 | -198.7 | -208.3578 | -212.8 | -219.2045 | -218 | -224.4688 | -218.1 | -224.6856 | 536.612 | 536.6893
2020-07-01 10:30 | -77 | -77.4145 | 7.5489 | 22.013 | 101.6545 | 102.0359 | -76 | -76.3217 | 251.6322 | 251.6974 | 251.6322 | 251.6974 | 87.2368 | 151.1565 | 157.5 | 160.6191 | 157.8 | 161.0318 | -198.8 | -205.9251 | -210.8 | -215.0812 | -216 | -220.317 | -215.1 | -219.4545 | 517.2986 | 517.9441
2020-07-01 11:00 | -82 | -82.3893 | -0.67768 | 19.3546 | 102.1379 | 102.5851 | -81 | -81.3941 | 245.3448 | 245.5039 | 245.3448 | 245.5039 | 136.5506 | 181.4583 | 157.2 | 160.325 | 156.6 | 160.0392 | -194.6 | -201.4729 | -208.8 | -213.1616 | -213.9 | -218.1596 | -213.5 | -217.8864 | 541.3623 | 541.523
2020-07-01 11:30 | -87 | -87.5728 | -13.6039 | 21.2463 | 108.247 | 108.6003 | -88 | -88.459 | 250.9456 | 251.0749 | 250.9456 | 251.0749 | 160.1373 | 193.6297 | 156.6 | 160.0392 | 157.5 | 161.2343 | -194.9 | -202.1891 | -210.5 | -214.8671 | -215.8 | -220.1406 | -215.9 | -220.4383 | 557.1985 | 557.751
2020-07-01 12:00 | -98 | -98.4124 | -26.1179 | 32.6402 | 119.6883 | 120.3931 | -98 | -98.326 | 239.8723 | 240.0475 | 239.8723 | 240.0475 | 165.881 | 202.283 | 158.1 | 161.7568 | 158.1 | 161.631 | -194.8 | -202.72 | -209.1 | -213.7827 | -214.3 | -218.9737 | -213.5 | -218.4627 | 542.6879 | 542.7537
2020-07-01 12:30 | -115 | -116.2497 | -41.1229 | 46.6296 | 131.8395 | 132.7774 | -114 | -115.2606 | 249.6963 | 250.0685 | 249.6963 | 250.0685 | 160.6459 | 194.8236 | 152.1 | 155.3276 | 152.7 | 155.9152 | -191.8 | -198.6458 | -205.6 | -209.8461 | -210.1 | -214.2765 | -209.5 | -213.8073 | 513.4902 | 513.5564
2020-07-01 13:00 | -112 | -113.6002 | -41.7187 | 48.1696 | 130.3853 | 131.651 | -112 | -113.4372 | 243.4672 | 244.2152 | 243.4672 | 244.2152 | 162.3506 | 195.5989 | 147.9 | 151.0934 | 147 | 150.2746 | -183.5 | -189.5732 | -198.1 | -202.0585 | -202.7 | -206.6478 | -202.8 | -206.9826 | 526.7494 | 526.9216
2020-07-01 13:30 | -127 | -127.7693 | -56.4349 | 59.6271 | 145.0655 | 145.5723 | -126 | -126.7754 | 263.6522 | 263.8744 | 263.6522 | 263.8744 | 160.5633 | 185.7014 | 136.2 | 139.2116 | 134.7 | 137.7444 | -170.5 | -175.6208 | -186.5 | -189.7007 | -190.6 | -193.6088 | -190.6 | -193.97 | 544.8525 | 544.9305
2020-07-01 14:00 | -123 | -124.3101 | -50.173 | 55.8545 | 140.8977 | 142.0947 | -123 | -124.1692 | 256.445 | 257.2513 | 256.445 | 257.2513 | 131.3399 | 171.5585 | 127.8 | 131.3428 | 127.8 | 132.1431 | -161.8 | -167.755 | -177.5 | -181.0152 | -182.2 | -185.7031 | -181.6 | -185.2911 | 531.8339 | 532.5099
2020-07-01 14:30 | -126 | -127.738 | -51.2649 | 57.7134 | 144.3277 | 145.5562 | -125 | -126.7517 | 261.7826 | 262.7503 | 261.7826 | 262.7503 | 147.1585 | 170.3271 | 123.6 | 127.1182 | 123.3 | 126.4172 | -155.2 | -159.5263 | -172.5 | -175.0212 | -177.2 | -179.7216 | -177 | -179.7462 | 570.1044 | 570.3613
2020-07-01 15:00 | -124 | -126.3012 | -50.8399 | 58.5935 | 148.8248 | 150.3199 | -127 | -129.0659 | 271.0861 | 272.3802 | 271.0861 | 272.3802 | 123.6534 | 155.6612 | 118.8 | 122.1011 | 117.6 | 121.5159 | -150.2 | -155.2058 | -167.5 | -170.2363 | -171.4 | -174.1631 | -170.7 | -173.564 | 569.0213 | 569.4961
2020-07-01 15:30 | -122 | -123.7942 | -42.0883 | 49.7987 | 143.7121 | 144.9615 | -122 | -123.6285 | 265.9596 | 266.9901 | 265.9596 | 266.9901 | 131.3318 | 163.4195 | 124.5 | 127.9242 | 126 | 129.453 | -155.3 | -159.9292 | -172.8 | -175.4885 | -178.4 | -181.1945 | -176.9 | -179.771 | 571.5296 | 572.0496
2020-07-01 16:00 | -121 | -121.9262 | -29.07 | 36.5188 | 138.7224 | 139.2787 | -120 | -120.8139 | 263.2348 | 263.5025 | 263.2348 | 263.5025 | 101.8951 | 154.3255 | 127.5 | 132.4849 | 128.7 | 133.5596 | -159.3 | -166.6364 | -174.9 | -179.152 | -179.6 | -183.8069 | -179 | -183.3064 | 556.1667 | 556.5287
2020-07-01 16:30 | -122 | -123.0447 | -22.6961 | 34.2987 | 146.2565 | 146.613 | -122 | -123.0447 | 281.5811 | 281.711 | 281.5811 | 281.711 | 45.4807 | 119.4759 | 97.5 | 102.6482 | 96.9 | 102.3651 | -121.9 | -126.9361 | -141.1 | -143.7167 | -144.4 | -146.8659 | -143.3 | -145.8773 | 571.2623 | 571.8552
2020-07-01 17:00 | -105 | -105.6835 | 1.3055 | 26.0805 | 132.0709 | 132.3696 | -105 | -105.6835 | 272.638 | 272.6552 | 272.638 | 272.6552 | -37.159 | 114.4694 | 123 | 128.2446 | 123.3 | 128.7031 | -154.1 | -160.9629 | -161.9 | -165.5769 | -165.9 | -169.5518 | -165.7 | -169.2944 | 426.7376 | 428.3702
2020-07-01 17:30 | -103 | -103.4843 | 6.8662 | 27.6663 | 137.7225 | 137.8047 | -103 | -103.4843 | 294.8597 | 295.0508 | 294.8597 | 295.0508 | -74.9443 | 123.393 | 107.4 | 111.7567 | 106.8 | 111.1803 | -135.2 | -139.582 | -147.6 | -149.5546 | -151.2 | -153.0617 | -151.1 | -152.9785 | 499.2416 | 499.7816
2020-07-01 18:00 | -115 | -116.4002 | 3.7475 | 37.5607 | 145.9368 | 146.2774 | -113 | -114.2716 | 316.1982 | 316.2541 | 316.1982 | 316.2541 | -87.2451 | 130.7297 | 112.8 | 117.361 | 110.7 | 115.6869 | -138.2 | -144.0685 | -151.1 | -153.7829 | -154.6 | -157.1869 | -154.3 | -156.8199 | 509.37 | 509.7683
2020-07-01 18:30 | -109 | -110.6436 | 6.4995 | 36.5535 | 142.1895 | 142.5797 | -108 | -109.3298 | 310.1769 | 310.2335 | 310.1769 | 310.2335 | -71.0098 | 122.116 | 120.3 | 125.316 | 119.1 | 124.1645 | -152.2 | -159.3508 | -162.9 | -166.3493 | -167.1 | -170.4446 | -166.1 | -169.5822 | 491.9305 | 492.3201
2020-07-01 19:00 | -102 | -103.2473 | 13.4296 | 37.7339 | 134.3154 | 134.6547 | -102 | -102.9563 | 293.8019 | 293.8474 | 293.8019 | 293.8474 | -59.6456 | 122.9118 | 114.9 | 121.3384 | 112.8 | 119.8503 | -144.8 | -153.0919 | -156.6 | -160.5293 | -160.3 | -163.9916 | -160.6 | -164.2638 | 487.1954 | 487.7135
2020-07-01 19:30 | -100 | -101.2719 | 13.4458 | 37.8236 | 133.35 | 133.738 | -99 | -100.1299 | 285.8677 | 285.8716 | 285.8677 | 285.8716 | -48.3424 | 116.7805 | 120 | 126.3652 | 119.4 | 125.2406 | -149.6 | -157.6712 | -161.7 | -165.7463 | -165.7 | -169.651 | -165.8 | -169.7486 | 479.1039 | 480.0733
2020-07-01 20:00 | -100 | -101.1187 | 11.6191 | 35.8006 | 132.403 | 132.7724 | -99 | -100.1299 | 281.7849 | 281.785 | 281.7849 | 281.785 | -56.7731 | 116.6863 | 112.8 | 119.6489 | 110.7 | 116.9758 | -139.5 | -147.7563 | -151.4 | -155.7846 | -155.4 | -159.6748 | -155.3 | -159.5546 | 463.2986 | 464.5649
2020-07-01 20:30 | -90 | -90.7965 | 14.0668 | 32.4491 | 126.0443 | 126.2788 | -90 | -90.6697 | 266.5253 | 266.5255 | 266.5253 | 266.5255 | -43.5583 | 105.9884 | 110.7 | 114.5375 | 109.2 | 113.2459 | -137.7 | -142.8846 | -148.8 | -153.4292 | -152.2 | -156.8237 | -152.2 | -156.7508 | 448.542 | 449.8601
2020-07-01 21:00 | -94 | -95.1893 | 11.4471 | 32.9162 | 125.3417 | 125.8713 | -94 | -95.1893 | 260.3742 | 260.4824 | 260.3742 | 260.4824 | -23.5788 | 112.6834 | 114.3 | 118.1714 | 111.6 | 115.7191 | -143 | -148.2491 | -153.4 | -158.6308 | -157.3 | -162.5052 | -157 | -162.2148 | 443.8122 | 444.7894
2020-07-01 21:30 | -94 | -94.5304 | 8.226 | 25.9571 | 124.5802 | 124.7164 | -94 | -94.4299 | 258.6487 | 258.6503 | 258.6487 | 258.6503 | -8.4225 | 100.3834 | 113.4 | 116.1016 | 112.5 | 115.264 | -141.9 | -144.9748 | -151.4 | -154.13 | -155.3 | -158.1333 | -155.2 | -158.0539 | 426.1783 | 426.3981
2020-07-01 22:00 | -88 | -88.5664 | 11.658 | 25.3149 | 114.0109 | 114.4555 | -89 | -89.6772 | 236.1363 | 236.2843 | 236.1363 | 236.2843 | 10.8341 | 108.2843 | 114.6 | 118.386 | 117.3 | 120.7126 | -146.3 | -151.0296 | -154.7 | -158.7433 | -157.7 | -161.6679 | -158.2 | -162.3112 | 397.8844 | 398.2829
2020-07-01 22:30 | -84 | -84.3801 | 12.0458 | 21.011 | 109.1082 | 109.3631 | -83 | -83.2947 | 229.1672 | 229.2166 | 229.1672 | 229.2166 | 37.0038 | 118.6312 | 119.1 | 123.5075 | 118.2 | 122.4029 | -148.9 | -154.602 | -156.8 | -161.5784 | -160.8 | -165.5356 | -160.5 | -165.2177 | 386.779 | 387.4276
2020-07-01 23:00 | -85 | -86.3134 | 7.4151 | 21.413 | 108.7786 | 109.5907 | -85 | -86.3134 | 228.8349 | 229.336 | 228.8349 | 229.336 | 55.2484 | 109.3759 | 117.3 | 120.7849 | 116.1 | 119.9887 | -146.3 | -151.281 | -154.2 | -158.4151 | -158.2 | -162.4464 | -157.8 | -162.0569 | 387.2278 | 388.4744
2020-07-01 23:30 | -65 | -65.7647 | 22.1895 | 28.1699 | 87.7325 | 88.7828 | -65 | -65.7647 | 204.7553 | 205.2182 | 204.7553 | 205.2182 | 47.547 | 112.9774 | 118.2 | 122.6398 | 119.4 | 123.9566 | -149.7 | -155.5615 | -155.6 | -160.4374 | -159.6 | -164.3914 | -159.2 | -164.1482 | 363.8816 | 365.893
2020-07-02 | -59 | -59.4138 | 23.6638 | 27.6779 | 80.1438 | 81.3855 | -59 | -59.4138 | 184.1577 | 184.9386 | 184.1577 | 184.9386 | 59.2435 | 117.8104 | 123.3 | 127.2601 | 123 | 127.0442 | -154.1 | -159.8002 | -158.4 | -163.2266 | -162.4 | -167.2297 | -161.8 | -166.7918 | 328.8595 | 332.8619
2020-07-02 00:30 | -63 | -63.9531 | 13.7536 | 20.7088 | 86.098 | 87.5758 | -64 | -64.9384 | 187.2117 | 188.4869 | 187.2117 | 188.4869 | 71.3198 | 121.1221 | 125.1 | 128.6468 | 125.4 | 129.0087 | -155.9 | -161.2521 | -159.1 | -163.8103 | -162.7 | -167.309 | -162.5 | -167.3268 | 322.4686 | 328.1004
2020-07-02 01:00 | -76 | -77.4661 | -2.0037 | 18.4435 | 99.075 | 100.7589 | -76 | -77.4661 | 200.729 | 202.5672 | 200.729 | 202.5672 | 85.624 | 125.1247 | 122.7 | 125.7658 | 125.7 | 128.6304 | -157.1 | -161.9897 | -161.6 | -165.9166 | -164.9 | -169.0572 | -165 | -169.4549 | 321.4932 | 327.968
2020-07-02 01:30 | -71 | -72.0069 | -0.5654 | 16.01 | 94.7272 | 96.3521 | -71 | -72.0069 | 192.9112 | 194.7311 | 192.9112 | 194.7311 | 92.7109 | 131.5575 | 125.1 | 128.3723 | 123.6 | 126.9794 | -157.2 | -161.8697 | -160.4 | -164.6798 | -164.3 | -168.5922 | -164.1 | -168.5787 | 303.5554 | 313.3428
2020-07-02 02:00 | -72 | -72.9931 | -1.6999 | 14.3367 | 92.6581 | 94.2492 | -72 | -72.8354 | 185.3235 | 187.1286 | 185.3235 | 187.1286 | 97.4722 | 135.7165 | 124.8 | 128.08 | 123.6 | 126.579 | -157 | -161.5568 | -160.2 | -164.3948 | -163.8 | -167.9711 | -164 | -168.3675 | 293.6805 | 303.1677
2020-07-02 02:30 | -74 | -75.505 | -3.6551 | 15.9159 | 93.2874 | 95.2284 | -74 | -75.505 | 183.7728 | 186.0833 | 183.7728 | 186.0833 | 99.1403 | 138.362 | 125.1 | 129.3031 | 127.5 | 131.7014 | -157.6 | -163.8583 | -158.6 | -163.7888 | -163.4 | -168.6618 | -162.3 | -167.6714 | 282.583 | 292.5518
2020-07-02 03:00 | -77 | -78.4474 | -4.0181 | 16.236 | 93.8398 | 95.8763 | -77 | -78.4474 | 181.4186 | 184.0347 | 181.4186 | 184.0347 | 89.4895 | 127.9771 | 114.6 | 119.2567 | 114 | 118.2719 | -144.9 | -151.1456 | -148 | -153.3887 | -151.6 | -157.0725 | -151.2 | -156.8184 | 285.813 | 296.7045
2020-07-02 03:30 | -80 | -81.3941 | -8.2719 | 18.511 | 97.3124 | 99.428 | -79 | -80.4114 | 186.2009 | 188.8197 | 186.2009 | 188.8197 | 83.7987 | 128.2281 | 113.7 | 118.7322 | 115.2 | 120.1694 | -142.3 | -148.2841 | -145.1 | -150.3019 | -149.1 | -154.2691 | -148.9 | -154.3359 | 277.9128 | 289.7731
2020-07-02 04:00 | -71 | -72.3671 | -1.9924 | 14.7408 | 91.803 | 93.7183 | -70 | -71.3863 | 177.7901 | 180.1134 | 177.7901 | 180.1134 | 86.2551 | 130.5509 | 121.8 | 127.2669 | 121.5 | 127.5145 | -151.5 | -158.8619 | -153.4 | -159.7521 | -157.2 | -163.6283 | -156.6 | -163.3864 | 273.1584 | 283.6421
2020-07-02 04:30 | -74 | -74.9667 | -2.7002 | 13.3124 | 92.4165 | 93.8763 | -74 | -74.9667 | 179.0478 | 180.8349 | 179.0478 | 180.8349 | 98.6992 | 135.8256 | 120.3 | 125.2323 | 120 | 125.1978 | -151.7 | -158.6083 | -154.8 | -160.8772 | -158.5 | -164.7097 | -158 | -164.421 | 290.9411 | 299.8155
2020-07-02 05:00 | -62 | -62.6498 | 6.4545 | 11.6132 | 85.8697 | 86.957 | -61 | -61.5224 | 171.3015 | 172.5089 | 171.3015 | 172.5089 | 100.0972 | 139.9339 | 124.8 | 129.642 | 126.6 | 131.868 | -158.2 | -165.6147 | -160.4 | -167.0321 | -164.4 | -171.1245 | -163.9 | -170.8122 | 282.5255 | 290.99
2020-07-02 05:30 | -73 | -73.8241 | 1.3147 | 13.5214 | 95.6458 | 96.8185 | -73 | -73.6817 | 189.3575 | 190.5994 | 189.3575 | 190.5994 | 79.9412 | 130.5399 | 125.1 | 129.9308 | 124.2 | 128.9833 | -155.6 | -163.2535 | -159.2 | -166.0781 | -162.6 | -169.5369 | -161.9 | -169.0372 | 294.9738 | 301.3798
2020-07-02 06:00 | -64 | -64.4981 | 13.1131 | 19.6147 | 91.5544 | 92.315 | -64 | -64.6297 | 187.421 | 188.0609 | 187.421 | 188.0609 | 63.3153 | 119.938 | 124.8 | 128.7877 | 124.5 | 128.6468 | -154.6 | -160.6576 | -158.1 | -164.0818 | -162 | -168.0273 | -161.5 | -167.679 | 315.8134 | 318.2093
2020-07-02 06:30 | -62 | -62.2013 | 0 | 0 | 0 | 0 | -61 | -61.2046 |  | 0 |  | 0 | 0 | 0 | 124.8 | 128.3551 | 125.4 | 129.0087 | -156.8 | -161.7723 | -161.4 | -166.5251 | -166.3 | -171.4242 | -164.9 | -170.14 |  | 0
2020-07-02 07:00 | -54 | -54.0093 | 43.6108 | 45.7043 | 79.7189 | 79.7621 | -55 | -55.0091 | 2e-06 | 1.4308 | -363.8978 | 363.9461 | 20.2753 | 75.574 | 123.3 | 125.4452 | 123.6 | 125.9085 | -157.2 | -160.1697 | -162.4 | -166.1077 | -167.1 | -170.8293 | -166.8 | -170.5567 | 376.3471 | 380.822
2020-07-02 07:30 | -47 | -47.0106 | 49.8243 | 52.9487 | 77.9035 | 78.0151 | -47 | -47.0106 | 0 | 0 | -378.7919 | 378.9846 | 45.6814 | 118.2135 | 120.3 | 122.0174 | 122.1 | 123.9958 | -151.4 | -153.9312 | -164.8 | -168.2506 | -169.2 | -172.6615 | -169 | -172.5256 | 518.5267 | 520.0278
2020-07-02 08:00 | -55 | -55 | 44.6262 | 47.6711 | 88.3481 | 88.3571 | -55 | -55.0091 | 0 | 0 | -424.0533 | 425.5955 | 20.416 | 105.8785 | 122.1 | 123.9439 | 120.9 | 122.762 | -152 | -154.4499 | -165.8 | -168.822 | -170.1 | -173.047 | -170.1 | -173.177 | 531.5305 | 531.91
2020-07-02 08:30 | -65 | -65 | 37.743 | 42.1455 | 95.1799 | 95.1799 | -64 | -64 | 0 | 0 | -452.6418 | 454.0387 | 22.0239 | 116.8323 | 117.9 | 121.0874 | 118.8 | 122.0322 | -149.5 | -153.8439 | -166 | -168.7427 | -170.3 | -172.9049 | -169.8 | -172.4647 | 576.9519 | 576.9904
2020-07-02 09:00 | -63 | -63.0714 | 31.5323 | 38.4156 | 97.6741 | 97.775 | -61 | -61.0737 | 0 | 0 | -456.9097 | 457.2541 | 18.8002 | 125.4927 | 117.6 | 121.1469 | 119.7 | 123.2577 | -146.3 | -151.2049 | -165.2 | -168.1971 | -169.6 | -172.4099 | -169.3 | -172.1509 | 633.7886 | 634.0092
2020-07-02 09:30 | -63 | -63.0079 | 34.4797 | 39.3039 | 93.0991 | 93.1301 | -62 | -62 | 0 | 0 | -434.1261 | 434.7647 | 19.3149 | 121.2827 | 116.7 | 120.6451 | 115.8 | 119.9295 | -145 | -150.1273 | -162.2 | -165.2687 | -166.7 | -169.6686 | -166 | -169.0373 | 583.3772 | 583.4051
2020-07-02 10:00 | -55 | -55.0364 | 27.8161 | 32.2963 | 87.0837 | 87.2083 | -55 | -55.0364 | 0 | 0 | -405.7256 | 406.0022 | 20.762 | 126.1956 | 121.2 | 125.9328 | 119.1 | 123.8306 | -150.2 | -156.3445 | -167.1 | -170.7261 | -171.6 | -175.153 | -171 | -174.6258 | 539.0185 | 539.1593
2020-07-02 10:30 | -64 | -64.0312 | 26.3149 | 31.0223 | 86.9993 | 87.0777 | -64 | -64.0078 | 0 | 0 | -391.5606 | 391.7606 | 59.3178 | 140.3331 | 120.9 | 126.4058 | 119.1 | 124.6853 | -148.5 | -155.3435 | -166 | -170.4969 | -170.2 | -174.6111 | -169.9 | -174.4539 | 555.223 | 555.4178
2020-07-02 11:00 | -79 | -79 | 3.5635 | 12.4356 | 104.7799 | 104.7805 | -78 | -78.0064 | 0 | 0 | -434.1212 | 434.5958 | 106.6095 | 121.8918 | 112.8 | 116.3447 | 114 | 117.2935 | -142.4 | -146.1963 | -165.8 | -168.6365 | -170.8 | -173.6623 | -170.6 | -173.5568 | 665.6432 | 665.809
2020-07-02 11:30 | -85 | -85 | 0.93778 | 14.7264 | 110.1995 | 110.2271 | -84 | -84 | 0 | 0 | -441.6938 | 441.8192 | 76.2296 | 101.7428 | 114.6 | 118.6927 | 115.5 | 119.7184 | -143.6 | -147.9231 | -163.5 | -166.6021 | -167.9 | -170.9787 | -167.8 | -170.9757 | 619.484 | 619.5705
2020-07-02 12:00 | -81 | -81.0247 | -0.68306 | 14.9308 | 105.348 | 105.4601 | -81 | -81.0062 | 0 | 0 | -425.7709 | 425.785 | 66.1394 | 97.911 | 111.3 | 115.8365 | 112.8 | 117.528 | -142.3 | -148.1721 | -161.6 | -165.518 | -166.1 | -169.9777 | -165.9 | -169.9109 | 595.0624 | 595.0885
2020-07-02 12:30 | -82 | -82.0975 | 1.2836 | 17.2301 | 107.1062 | 107.291 | -82 | -82.0549 | 0 | 0 | -436.4851 | 436.4851 | 78.3961 | 106.0243 | 112.2 | 116.3772 | 110.7 | 115.1769 | -140.2 | -145.822 | -160.3 | -164.1407 | -164.7 | -168.4404 | -164.5 | -168.4146 | 615.6313 | 615.6337
2020-07-02 13:00 | -82 | -82.0975 | -0.13719 | 16.6901 | 107.3847 | 107.5328 | -83 | -83.0963 | 0 | 0 | -449.0271 | 449.0598 | 95.1315 | 115.2002 | 111.6 | 115.7988 | 113.4 | 118.104 | -142.4 | -147.3573 | -162.2 | -165.7457 | -167 | -170.5062 | -166.5 | -170.1595 | 632.2217 | 632.2344
2020-07-02 13:30 | -76 | -76.0263 | 6.7502 | 16.0251 | 99.7567 | 99.8276 | -75 | -75.0067 | 0 | 0 | -431.4568 | 431.596 | 82.9085 | 101.2082 | 111.9 | 116.2491 | 114.3 | 118.4818 | -143.5 | -147.9711 | -161 | -164.2278 | -165.6 | -168.8171 | -165.4 | -168.7783 | 595.9724 | 595.9783
2020-07-02 14:00 | -84 | -84 | 6.7214 | 14.5379 | 110.3287 | 110.3363 | -84 | -84 | 0 | 0 | -445.4088 | 445.538 | 70.2666 | 90.178 | 112.2 | 114.9951 | 112.8 | 115.5806 | -142 | -145.2681 | -161.8 | -164.4853 | -166.3 | -168.9666 | -166.2 | -168.9754 | 625.7232 | 625.7374
2020-07-02 14:30 | -69 | -69.0072 | 16.0999 | 18.5409 | 93.7782 | 93.779 | -67 | -67.0075 | 0 | 0 | -411.7532 | 412.2261 | 54.8523 | 84.0607 | 112.8 | 116.1275 | 115.2 | 118.1196 | -141.5 | -145.0074 | -161.4 | -164.0918 | -165.7 | -168.3938 | -165.6 | -168.4216 | 618.6434 | 618.7061
2020-07-02 15:00 | -53 | -53.0848 | 33.2894 | 34.0398 | 78.983 | 78.9881 | -53 | -53.0848 | 0 | 0 | -373.3586 | 373.9238 | 43.5897 | 77.6049 | 113.7 | 117.2908 | 113.7 | 117.1449 | -143.8 | -148.1652 | -160.4 | -163.5609 | -164.7 | -167.799 | -164.7 | -167.876 | 569.1703 | 569.3668
2020-07-02 15:30 | -58 | -58.0086 | 35.0148 | 36.6954 | 88.2823 | 88.2826 | -59 | -59.0085 | 0 | 0 | -408.9338 | 409.6468 | 56.5732 | 84.7307 | 112.2 | 116.3772 | 113.1 | 117.0884 | -141.7 | -146.1035 | -160.9 | -163.8971 | -165.4 | -168.3541 | -165.5 | -168.4898 | 606.4025 | 606.5381
2020-07-02 16:00 | -50 | -50 | 36.4002 | 37.8959 | 82.417 | 82.4466 | -49 | -49 | 0 | 0 | -399.9848 | 400.5286 | 43.7232 | 76.9379 | 112.2 | 115.3331 | 112.5 | 115.8361 | -143.5 | -147.2455 | -162.8 | -165.5957 | -167.3 | -169.9862 | -167.1 | -169.8607 | 631.9203 | 631.9855
2020-07-02 16:30 | -56 | -56 | 44.1018 | 45.5928 | 86.21 | 86.2101 | -56 | -56.0089 | 0 | 0 | -422.0128 | 423.0298 | 13.3315 | 60.0914 | 112.8 | 116.0566 | 115.2 | 118.4601 | -142.6 | -146.4593 | -160.3 | -163.1571 | -164.9 | -167.6788 | -165 | -167.8135 | 596.3904 | 596.4052
2020-07-02 17:00 | -52 | -52.0865 | 56.8443 | 58.94 | 85.5326 | 85.5674 | -52 | -52.0865 | -222.6382 | 223.6605 | -222.6382 | 223.6605 | -13.8829 | 63.7693 | 114 | 116.883 | 115.2 | 117.924 | -142.7 | -146.2221 | -160.2 | -163.3452 | -165.1 | -168.328 | -165.2 | -168.3665 | 603.5148 | 603.5446
2020-07-02 17:30 | -51 | -51.0098 | 62.8982 | 66.483 | 88.0726 | 88.0731 | -52 | -52 | -235.8594 | 237.1143 | -235.8594 | 237.1143 | -44.7237 | 91.9769 | 114.6 | 117.7377 | 112.8 | 116.0566 | -143.7 | -147.3736 | -162.2 | -164.9875 | -166.8 | -169.4587 | -166.9 | -169.5925 | 613.9373 | 614.4256
2020-07-02 18:00 | -51 | -51 | 67.7775 | 71.3922 | 86.8217 | 86.9289 | -48 | -48 | -239.8392 | 242.4108 | -239.8392 | 242.4108 | -79.163 | 119.0534 | 113.1 | 118.2449 | 113.1 | 118.4214 | -144 | -150.4269 | -161 | -165.4237 | -165.9 | -170.3313 | -166.2 | -170.5559 | 570.0099 | 570.4296
2020-07-02 18:30 | -53 | -53 | 62.1083 | 66.2229 | 91.0799 | 91.1466 | -52 | -52 | -243.5937 | 245.7913 | -243.5937 | 245.7913 | -61.8154 | 111.7455 | 114.3 | 119.9257 | 113.7 | 119.7244 | -141.9 | -149.1389 | -160.3 | -165.1911 | -164.6 | -169.3906 | -164.7 | -169.4877 | 586.8136 | 587.7984
2020-07-02 19:00 | -59 | -59.0085 | 54.8554 | 59.1719 | 96.2003 | 96.2949 | -61 | -61.0082 | -247.7604 | 249.731 | -247.7604 | 249.731 | -29.4394 | 110.1165 | 113.1 | 115.681 | 112.8 | 115.4513 | -141.5 | -144.4815 | -160.7 | -164.5744 | -164.5 | -168.3718 | -164.7 | -168.5459 | 615.6821 | 616.3262
2020-07-02 19:30 | -50 | -50 | 63.6402 | 66.4553 | 85.4936 | 85.6411 | -51 | -51.0098 | -226.8088 | 228.8515 | -226.8088 | 228.8515 | -78.8018 | 133.5088 | 113.1 | 116.5626 | 115.2 | 118.3906 | -143.6 | -147.8038 | -158.2 | -163.1296 | -162.1 | -167.0344 | -162 | -166.9374 | 515.9323 | 518.3651
2020-07-02 20:00 | -44 | -44 | 65.4373 | 68.2427 | 79.305 | 79.3244 | -44 | -44.0114 | -212.4053 | 213.771 | -212.4053 | 213.771 | -69.8472 | 127.0661 | 113.4 | 117.0742 | 116.7 | 120.3464 | -143.5 | -148.1435 | -156.7 | -162.2051 | -160.9 | -166.4183 | -160.7 | -166.1485 | 496.7694 | 499.3322
2020-07-02 20:30 | -42 | -42.0119 | 69.7826 | 71.8144 | 74.3747 | 74.4775 | -42 | -42.0476 | -200.1848 | 201.5803 | -200.1848 | 201.5803 | -62.3082 | 119.1673 | 113.4 | 116.2979 | 116.1 | 118.9976 | -142.5 | -146.1592 | -154.7 | -159.2512 | -158.9 | -163.3806 | -158.6 | -163.0888 | 476.7582 | 478.4162
2020-07-02 21:00 | -44 | -44 | 62.3726 | 64.7944 | 78.7914 | 78.8062 | -44 | -44 | -200.3025 | 201.0681 | -200.3025 | 201.0681 | -52.166 | 115.9709 | 115.8 | 119.2556 | 114.6 | 117.8767 | -143.5 | -147.1786 | -154.9 | -159.9065 | -159.3 | -164.3431 | -159.1 | -164.1001 | 470.198 | 471.4579
2020-07-02 21:30 | -44 | -44.1814 | 54.5307 | 55.7137 | 79.3441 | 79.4235 | -45 | -45.0999 | -201.6334 | 202.4784 | -201.6334 | 202.4784 | -4.7962 | 126.4336 | 115.8 | 117.4806 | 113.7 | 115.4111 | -145.4 | -147.9777 | -156.6 | -159.6001 | -160.9 | -163.8591 | -160.2 | -163.1908 | 453.7892 | 454.1753
2020-07-02 22:00 | -40 | -41.2311 | 56.3618 | 56.3724 | 72.0571 | 72.9076 | -40 | -41.2311 | -181.2913 | 182.7167 | -181.2913 | 182.7167 | 17.5723 | 105.0376 | 117.9 | 119.6519 | 118.2 | 120.1574 | -146.6 | -149.1755 | -156.9 | -159.8561 | -160.9 | -163.8026 | -160.4 | -163.3682 | 432.4379 | 432.8434
2020-07-02 22:30 | -40 | -41 | 50.8533 | 50.8599 | 71.8297 | 72.3434 | -40 | -41 | -181.5644 | 182.6332 | -181.5644 | 182.6332 | 38.4126 | 114.3379 | 115.2 | 117.735 | 117.3 | 119.7906 | -147.1 | -150.2694 | -156.5 | -159.9003 | -159.3 | -162.5416 | -160.1 | -163.5061 | 427.1872 | 427.6412
2020-07-02 23:00 | -30 | -31.3209 | 55.865 | 56.0913 | 61.0596 | 61.0673 | -30 | -31.6228 | -162.9648 | 163.0708 | -162.9648 | 163.0708 | 59.3084 | 122.3665 | 117.3 | 120.2342 | 117 | 119.9415 | -147.9 | -151.6244 | -156.5 | -160.366 | -160.4 | -164.2599 | -160.2 | -164.1732 | 416.5189 | 417.49
2020-07-02 23:30 | -19 | -19.0263 | 67.2563 | 67.2801 | 44.6954 | 44.8019 | -19 | -19.105 | -145.6543 | 145.7533 | -145.6543 | 145.7533 | 45.5854 | 103.3415 | 118.8 | 120.8017 | 117.6 | 119.8473 | -147.2 | -149.8769 | -153.7 | -156.9958 | -157.6 | -160.9162 | -157.1 | -160.4671 | 383.8044 | 387.6104
2020-07-03 | -23 | -23.0217 | 58.6044 | 58.672 | 49.6919 | 50.01 | -23 | -23 | -145.1915 | 145.2016 | -145.1915 | 145.2016 | 58.9695 | 114.5535 | 117 | 119.7466 | 117 | 119.6831 | -147.7 | -151.2334 | -154 | -157.994 | -157.3 | -161.1685 | -157 | -161.0299 | 362.5366 | 366.3181
2020-07-03 00:30 | -27 | -27 | 55.4388 | 55.6301 | 48.3785 | 48.8636 | -27 | -27 | -137.3456 | 137.4522 | -137.3456 | 137.4522 | 68.4244 | 125.9953 | 117.3 | 120.0397 | 118.8 | 121.5692 | -148.4 | -152.0903 | -154.5 | -158.5709 | -158.4 | -162.4838 | -158 | -162.229 | 366.9749 | 370.9416
2020-07-03 01:00 | -25 | -25.0799 | 49.8 | 50.0601 | 50.475 | 51.0897 | -25 | -25.02 | -134.5728 | 134.8511 | -134.5728 | 134.8511 | 80.739 | 127.9117 | 118.5 | 121.8092 | 117 | 120.2805 | -149 | -152.7635 | -154.8 | -158.8633 | -158.7 | -162.6566 | -158.6 | -162.8587 | 367.068 | 371.5674
2020-07-03 01:30 | -30 | -30.0666 | 43.5778 | 43.9153 | 52.6063 | 53.3851 | -30 | -30.0666 | -135.0921 | 135.5032 | -135.0921 | 135.5032 | 96.2696 | 140.6844 | 118.2 | 122.0218 | 118.5 | 122.3871 | -149.4 | -154.5335 | -154.7 | -159.9389 | -158.5 | -163.7672 | -158 | -163.5643 | 352.1208 | 356.7019
2020-07-03 02:00 | -29 | -29.0689 | 41.3177 | 41.4061 | 51.9107 | 52.7702 | -30 | -30.0167 | -132.7575 | 133.3993 | -132.7575 | 133.3993 | 86.9728 | 134.4311 | 114.6 | 118.7712 | 114 | 117.8813 | -142.4 | -147.4088 | -147.5 | -152.4671 | -150.5 | -155.4962 | -150.7 | -155.9439 | 330.2669 | 337.222
2020-07-03 02:30 | -28 | -28.0713 | 41.3001 | 41.4177 | 50.4428 | 51.4326 | -28 | -28.0713 | -128.5394 | 129.3828 | -128.5394 | 129.3828 | 92.8609 | 138.5892 | 114 | 117.8813 | 116.4 | 120.2791 | -147 | -152.2405 | -151 | -156.2853 | -154.7 | -160.0153 | -154.3 | -159.8094 | 314.1653 | 321.3602
2020-07-03 03:00 | -32 | -32.249 | 35.3716 | 35.594 | 56.4196 | 57.333 | -33 | -33.1361 | -130.9637 | 131.725 | -130.9637 | 131.725 | 91.3588 | 135.6141 | 116.4 | 120.8252 | 115.2 | 119.5887 | -147 | -152.0599 | -150.4 | -155.5259 | -154.2 | -159.2572 | -153.6 | -158.9779 | 299.8705 | 309.7048
2020-07-03 03:30 | -41 | -41.1096 | 27.8209 | 28.1352 | 62.5554 | 63.4372 | -40 | -40.05 | -139.9417 | 140.6062 | -139.9417 | 140.6062 | 84.0402 | 132.8914 | 115.5 | 119.6398 | 116.4 | 120.5869 | -146.7 | -152.268 | -149.2 | -154.6254 | -152.4 | -157.897 | -152.3 | -157.9321 | 280.6152 | 291.1131
2020-07-03 04:00 | -39 | -39.1152 | 29.0311 | 29.3737 | 62.1445 | 62.9725 | -39 | -39.0512 | -139.5346 | 140.2071 | -139.5346 | 140.2071 | 80.6103 | 130.8523 | 114.6 | 119.174 | 117.3 | 121.9352 | -145.7 | -151.3859 | -147.3 | -152.8996 | -151.8 | -157.5566 | -151 | -156.8129 | 285.1101 | 295.3129
2020-07-03 04:30 | -40 | -40.0125 | 33.7479 | 33.7759 | 57.6421 | 58.1905 | -40 | -40 | -130.8535 | 131.3266 | -130.8535 | 131.3266 | 85.4425 | 130.9388 | 117.3 | 121.2256 | 116.4 | 120.5089 | -146.7 | -151.6933 | -149.6 | -154.8811 | -153.4 | -158.8105 | -152.7 | -158.2389 | 298.191 | 308.5765
2020-07-03 05:00 | -40 | -40 | 31.2675 | 31.294 | 63.1881 | 63.4711 | -36 | -36 | -141.3523 | 141.5744 | -141.3523 | 141.5744 | 88.4326 | 129.5069 | 115.2 | 118.8186 | 117.3 | 121.0756 | -145.8 | -150.3725 | -150.6 | -155.7194 | -153.2 | -158.3358 | -154 | -159.3387 | 322.9102 | 331.6837
2020-07-03 05:30 | -44 | -44 | 33.4478 | 33.5191 | 64.6024 | 64.8967 | -43 | -43 | -145.7793 | 145.9482 | -145.7793 | 145.9482 | 74.5018 | 122.1968 | 112.5 | 116.5873 | 112.8 | 117.0354 | -141.7 | -146.8897 | -145.8 | -151.5366 | -149.5 | -155.3418 | -148.9 | -154.7946 | 330.8413 | 336.5381
2020-07-03 06:00 | -39 | -39.0512 | 40 | 40.0607 | 65.8175 | 65.8909 | -40 | -40.05 | -153.0991 | 153.1025 | -153.0991 | 153.1025 | 76.1583 | 121.4243 | 114 | 115.8109 | 113.7 | 115.5689 | -143.1 | -145.533 | -149.3 | -152.6283 | -153.2 | -156.568 | -152.9 | -156.3996 | 388.2981 | 394.2314
2020-07-03 06:30 | -44 | -44.0454 | 45.3263 | 45.9883 | 72.8209 | 72.8226 | -44 | -44.0454 | -170.9148 | 170.9673 | -170.9148 | 170.9673 | 50.3867 | 89.5678 | 114.9 | 116.7497 | 114.6 | 116.5082 | -144.1 | -146.2355 | -151.3 | -154.7303 | -155.2 | -158.6488 | -154.8 | -158.3834 | 409.4718 | 418.1114
2020-07-03 07:00 | -45 | -45.0111 | 48.012 | 50.4124 | 77.0956 | 77.203 | -44 | -44.0114 | 0 | 0 | -364.9794 | 365.024 | 26.5387 | 88.1141 | 112.2 | 114.1483 | 113.7 | 116.2054 | -144.2 | -146.8553 | -153.4 | -156.7226 | -158 | -161.3687 | -157.2 | -160.6059 | 461.7521 | 463.9766
2020-07-03 07:30 | -50 | -50.0899 | 48.4034 | 53.7033 | 83.2265 | 83.3645 | -50 | -50.1597 | 0 | 0 | -401.2796 | 401.3996 | -4.9431 | 86.9947 | 114.3 | 116.9173 | 112.2 | 114.9298 | -141.3 | -144.3059 | -152.4 | -156.017 | -156.6 | -160.2484 | -156 | -159.7812 | 495.5542 | 497.308
2020-07-03 08:00 | -61 | -61.0082 | 36.3117 | 42.2392 | 97.9544 | 97.9719 | -61 | -61.0082 | 0 | 0 | -464.7222 | 466.278 | -37.4992 | 96.7965 | 112.2 | 114.3752 | 113.4 | 115.4953 | -144.2 | -146.7801 | -156.4 | -159.6602 | -160.3 | -163.5021 | -160.1 | -163.306 | 526.6426 | 527.2893
2020-07-03 08:30 | -60 | -63.2456 | 41.8107 | 55.8106 | 94.8067 | 95.9531 | -61 | -63.8905 | 0 | 0 | -466.8044 | 466.8384 | -50.106 | 108.0958 | 110.1 | 112.6219 | 111.6 | 114.0268 | -139.8 | -142.2709 | -153.8 | -157.0734 | -157.5 | -160.7779 | -157.2 | -160.4439 | 524.3893 | 524.6474
2020-07-03 09:00 | -73 | -75.6902 | 37.5181 | 55.3493 | 103.5666 | 104.7284 | -72 | -74.7262 | 0 | 0 | -504.537 | 504.5544 | -66.7515 | 119.6319 | 110.4 | 112.6695 | 111.9 | 114.6369 | -140.3 | -142.818 | -154.1 | -157.4899 | -157.6 | -160.8759 | -157.5 | -160.798 | 541.0092 | 541.0108
2020-07-03 09:30 | -74 | -77.201 | 29.2171 | 54.0965 | 113.8873 | 115.2559 | -74 | -77.201 | 0 | 0 | -533.9048 | 534.0317 | -10.8999 | 107.9435 | 110.7 | 115.8625 | 111.9 | 117.0096 | -142.2 | -147.8413 | -156.6 | -160.1431 | -161.1 | -164.6132 | -160.2 | -163.6652 | 642.1868 | 642.5364
2020-07-03 10:00 | -88 | -88.278 | 22.4479 | 36.8867 | 121.5311 | 121.5724 | -89 | -89.2749 | 0 | 0 | -546.684 | 547.5689 | -31.144 | 137.2669 | 103.8 | 109.3832 | 103.5 | 108.9103 | -131.8 | -137.141 | -151.4 | -155.2811 | -154.8 | -158.6521 | -154.7 | -158.5439 | 634.1651 | 634.1924
2020-07-03 10:30 | -95 | -95.4254 | 17.3669 | 36.8028 | 124.9438 | 125.0235 | -95 | -95.5249 | 0 | 0 | -558.6891 | 559.4483 | -30.1746 | 139.4781 | 104.1 | 109.1151 | 102.6 | 108.0554 | -128.6 | -133.3834 | -149.8 | -153.5879 | -154.2 | -157.9905 | -153.3 | -157.0468 | 636.9341 | 636.9911
2020-07-03 11:00 | -93 | -93.5361 | 15.8643 | 37.409 | 123.8732 | 123.9664 | -93 | -93.4345 | 0 | 0 | -561.4544 | 562.1612 | -24.0484 | 138.7651 | 105.9 | 110.2324 | 105.6 | 110.726 | -132.9 | -137.7529 | -153.4 | -157.32 | -157.5 | -161.3638 | -156.8 | -160.6588 | 651.353 | 651.4155
2020-07-03 11:30 | -86 | -86.5794 | 21.4724 | 40.5683 | 123.2928 | 123.4238 | -85 | -85.5862 | 0 | 0 | -575.1927 | 575.7737 | -18.4852 | 144.1191 | 109.5 | 114.5391 | 107.1 | 112.3371 | -138.6 | -144.1462 | -158.1 | -162.5096 | -161.9 | -166.2769 | -161.6 | -165.9849 | 665.8864 | 665.8864
2020-07-03 12:00 | -94 | -94.6414 | 17.7658 | 35.804 | 125.6215 | 125.7842 | -93 | -93.5361 | 0 | 0 | -591.3245 | 592.0431 | -31.003 | 140.3304 | 107.7 | 112.2966 | 108.3 | 112.7046 | -138.1 | -142.6398 | -157.9 | -161.7542 | -162.5 | -166.3539 | -161.7 | -165.487 | 653.4758 | 653.4853
2020-07-03 12:30 | -93 | -93.5361 | 17.1032 | 34.8398 | 125.0955 | 125.2491 | -94 | -94.5304 | 0 | 0 | -578.0698 | 579.066 | -43.6059 | 141.0174 | 109.8 | 114.3122 | 110.4 | 115.0562 | -140.6 | -145.6446 | -160.3 | -164.9289 | -164.5 | -169.0599 | -164.2 | -168.7449 | 660.2432 | 660.5451
2020-07-03 13:00 | -91 | -91.6624 | 20.0685 | 36.58 | 121.3973 | 121.6623 | -90 | -90.5538 | 0 | 0 | -569.5181 | 570.7168 | -60.3566 | 143.3435 | 110.7 | 115.514 | 110.4 | 115.3998 | -139.8 | -145.1497 | -159.1 | -163.7601 | -163 | -167.624 | -162.8 | -167.4062 | 639.5197 | 639.6258
2020-07-03 13:30 | -103 | -103.9471 | 16.6563 | 38.0865 | 132.6306 | 132.7478 | -103 | -103.8171 | 0 | 0 | -598.4339 | 599.4103 | -46.5068 | 139.5311 | 105.6 | 110.547 | 106.2 | 111.1203 | -135.2 | -140.1715 | -156.6 | -161.0507 | -160.8 | -165.1832 | -160.6 | -165.0114 | 667.4715 | 667.6465
2020-07-03 14:00 | -104 | -104.4797 | 21.7057 | 40.118 | 132.6993 | 132.7933 | -104 | -104.3887 | 0 | 0 | -606.7199 | 607.32 | -55.0905 | 140.0131 | 106.8 | 111.3485 | 106.8 | 111.015 | -133.7 | -138.5664 | -155.9 | -160.4673 | -160.1 | -164.5248 | -159.5 | -163.941 | 674.3148 | 674.3854
2020-07-03 14:30 | -104 | -104.3887 | 13.986 | 35.2938 | 136.5665 | 136.6376 | -104 | -104.4797 | 0 | 0 | -627.2061 | 627.6579 | -86.4471 | 157.051 | 108 | 111.7741 | 110.4 | 113.8708 | -137.4 | -141.714 | -155.1 | -159.2458 | -158.6 | -162.6788 | -158.6 | -162.6788 | 611.5824 | 612.5007
2020-07-03 15:00 | -102 | -102.3963 | 13.0698 | 32.1748 | 135.8105 | 135.8335 | -101 | -101.3163 | -310.1002 | 310.4716 | -310.1002 | 310.4716 | -88.6515 | 161.4657 | 111.9 | 116.088 | 109.8 | 113.904 | -140.4 | -145.1935 | -157.3 | -161.8014 | -161.3 | -165.8079 | -161.2 | -165.5954 | 603.9502 | 604.7479
2020-07-03 15:30 | -101 | -101.4938 | 9.8541 | 31.7443 | 136.4662 | 136.5364 | -100 | -100.4988 | -296.7401 | 297.0417 | -296.7401 | 297.0417 | -85.3504 | 154.4891 | 108.3 | 112.9571 | 108 | 112.5 | -137.9 | -142.6809 | -155.6 | -160.0083 | -159.3 | -163.6314 | -159.3 | -163.6086 | 590.3428 | 591.4097
2020-07-03 16:00 | -96 | -96.2549 | 20.4786 | 33.8091 | 127.4212 | 127.4524 | -96 | -96.1873 | -280.0118 | 280.393 | -280.0118 | 280.393 | -85.1816 | 153.9085 | 108.6 | 112.7477 | 109.8 | 113.8246 | -137.8 | -142.7069 | -153.2 | -157.8665 | -157 | -161.6516 | -156.6 | -161.289 | 574.9375 | 576.5757
2020-07-03 16:30 | -75 | -75.06 | 41.7505 | 47.646 | 105.9435 | 105.958 | -75 | -75.06 | -264.0922 | 264.5927 | -264.0922 | 264.5927 | -98.0796 | 159.3422 | 113.7 | 117.2175 | 112.2 | 115.7631 | -142.8 | -147.6418 | -157.1 | -162.0631 | -161.1 | -166.0158 | -160.6 | -165.5548 | 546.1962 | 548.0742
2020-07-03 17:00 | -84 | -84.0952 | 37.0124 | 44.9974 | 113.0607 | 113.0705 | -84 | -84.0536 | -271.2977 | 272.1223 | -271.2977 | 272.1223 | -93.6959 | 161.4196 | 115.8 | 119.548 | 114.3 | 118.3252 | -144.9 | -149.4754 | -160.2 | -165.0699 | -164.2 | -169.0732 | -163.9 | -168.7104 | 565.9849 | 568.2117
2020-07-03 17:30 | -91 | -91.1373 | 31.3675 | 42.9469 | 128.0243 | 128.0436 | -90 | -90.0888 | -302.4789 | 304.1163 | -302.4789 | 304.1163 | -106.6596 | 166.5526 | 114 | 117.0731 | 112.8 | 115.9169 | -143.3 | -146.7213 | -158.9 | -162.8961 | -162.5 | -166.5269 | -163 | -167.027 | 589.7974 | 591.2479
2020-07-03 18:00 | -94 | -94.3398 | 36.7793 | 51.6476 | 125.4098 | 125.4518 | -94 | -94.3398 | -306.5107 | 307.7414 | -306.5107 | 307.7414 | -110.7028 | 175.9551 | 116.1 | 121.7324 | 115.2 | 121.2431 | -145.7 | -153.2473 | -162.2 | -166.8696 | -166.3 | -170.9036 | -166 | -170.5427 | 604.3921 | 605.3529
2020-07-03 18:30 | -93 | -93.2631 | 31.6251 | 46.311 | 130.0895 | 130.0906 | -92 | -92.2659 | -312.3678 | 313.9287 | -312.3678 | 313.9287 | -117.1344 | 176.1502 | 117.3 | 123.2401 | 116.4 | 122.4768 | -147.8 | -155.4299 | -161.9 | -166.4147 | -166 | -170.5197 | -166.1 | -170.481 | 575.0278 | 576.1023
2020-07-03 19:00 | -87 | -87.367 | 44.9692 | 56.7118 | 115.8279 | 115.9024 | -86 | -86.3713 | -286.3216 | 287.2206 | -286.3216 | 287.2206 | -132.6367 | 185.6547 | 108.3 | 115.2102 | 106.2 | 113.6604 | -132.5 | -140.9264 | -147.9 | -152.4579 | -151.2 | -155.6613 | -151.1 | -155.446 | 542.2107 | 543.6042
2020-07-03 19:30 | -77 | -77.2334 | 42.6121 | 52.6141 | 113.72 | 113.7338 | -77 | -77.2334 | -276.4173 | 277.4345 | -276.4173 | 277.4345 | -126.8501 | 177.3323 | 98.1 | 103.5017 | 97.2 | 103.1411 | -121.5 | -126.58 | -135.9 | -140.4098 | -139.4 | -143.8987 | -139.2 | -143.6802 | 541.0229 | 542.8095
2020-07-03 20:00 | -77 | -77.0584 | 39.5353 | 47.8616 | 115.5875 | 115.608 | -76 | -76.0592 | -277.493 | 278.6788 | -277.493 | 278.6788 | -109.6306 | 178.8972 | 96.6 | 101.7938 | 98.1 | 103.5017 | -121.3 | -126.876 | -135.5 | -139.8478 | -138.4 | -142.587 | -138.9 | -143.2921 | 517.9658 | 519.6323
2020-07-03 20:30 | -75 | -75 | 37.8921 | 44.8003 | 114.0435 | 114.0663 | -74 | -74 | -270.6876 | 271.5592 | -270.6876 | 271.5592 | -111.352 | 178.9261 | 98.1 | 102.3251 | 98.1 | 102.4108 | -122.3 | -125.8546 | -135.3 | -138.4151 | -139 | -142.1167 | -138.8 | -141.8382 | 495.7046 | 496.3898
2020-07-03 21:00 | -85 | -85 | 33.6066 | 39.4556 | 113.1142 | 113.1373 | -84 | -84 | -270.8723 | 271.5545 | -270.8723 | 271.5545 | -71.5132 | 153.639 | 97.5 | 101.1694 | 98.7 | 103.0717 | -124.1 | -127.6982 | -137.4 | -140.6798 | -141.4 | -144.652 | -141.2 | -144.3935 | 516.0493 | 517.0345
2020-07-03 21:30 | -75 | -75 | 41.415 | 45.5815 | 101.6626 | 101.6644 | -75 | -75 | -249.7041 | 250.1389 | -249.7041 | 250.1389 | -61.4001 | 155.4338 | 95.7 | 101.6274 | 97.8 | 103.3138 | -120.3 | -125.2046 | -132.5 | -136.4515 | -136.5 | -140.4795 | -136 | -139.876 | 478.714 | 480.4154
2020-07-03 22:00 | -63 | -63.0317 | 41.0331 | 44.9 | 94.5343 | 94.6004 | -63 | -63.0714 | -237 | 237.0463 | -237 | 237.0463 | -54.331 | 96.7269 | 97.8 | 103.0272 | 99.3 | 104.2676 | -123.6 | -128.542 | -134.7 | -137.957 | -138.1 | -141.3422 | -138.4 | -141.593 | 431.6303 | 432.4378
2020-07-03 22:30 | -60 | -60.0333 | 38.7097 | 41.3448 | 91.1179 | 91.2411 | -60 | -60.0333 | -229.5217 | 229.5453 | -229.5217 | 229.5453 | -32.7674 | 83.6628 | 99.3 | 102.3018 | 98.4 | 101.4284 | -123.5 | -126.2485 | -133.5 | -137.4942 | -136.4 | -140.4536 | -137 | -141.0126 | 418.1262 | 419.9228
2020-07-03 23:00 | -42 | -42.0476 | 46.1337 | 47.5288 | 77.767 | 77.9868 | -42 | -42.0476 | -202.2485 | 202.2546 | -202.2485 | 202.2546 | -15.2914 | 79.2927 | 99.3 | 102.7495 | 99.6 | 103.5152 | -126 | -129.476 | -133.9 | -138.655 | -137.3 | -142.1462 | -137.3 | -142.1721 | 396.3758 | 399.1264
2020-07-03 23:30 | -44 | -44.0114 | 46.3417 | 47.1815 | 70.5034 | 70.663 | -43 | -43.1045 | -196.241 | 196.271 | -196.241 | 196.271 | -18.3132 | 81.8232 | 99.3 | 102.5969 | 99.9 | 103.1032 | -128.4 | -131.291 | -135.3 | -139.0558 | -138.8 | -142.5542 | -138.7 | -142.5949 | 386.3989 | 388.7573
2020-07-04 | -40 | -40.1123 | 49.4778 | 50.1664 | 61.4927 | 62.083 | -41 | -41.0488 | -179.0375 | 179.1599 | -179.0375 | 179.1599 | -8.8643 | 92.6579 | 100.5 | 104.6282 | 99.9 | 104.5697 | -127.4 | -132.0938 | -134.2 | -139.2872 | -137.5 | -142.6277 | -137.4 | -142.5047 | 359.6325 | 362.1506
2020-07-04 00:30 | -35 | -35.0571 | 47.028 | 47.3509 | 57.2085 | 57.9734 | -35 | -35.0143 | -167.9622 | 168.3131 | -167.9622 | 168.3131 | -4.2403 | 91.7137 | 101.1 | 104.6432 | 101.7 | 105.1465 | -129 | -132.814 | -134.4 | -138.2502 | -137.6 | -141.4785 | -137.5 | -141.3307 | 318.0447 | 322.3765
2020-07-04 01:00 | -46 | -46.2709 | 30.4333 | 31.1159 | 69.8867 | 70.74 | -45 | -45.1774 | -168.9809 | 169.4693 | -168.9809 | 169.4693 | 14.3362 | 97.9827 | 101.7 | 105.8643 | 100.8 | 104.5103 | -126.3 | -130.3401 | -132.7 | -136.7417 | -135.6 | -139.6768 | -135.2 | -139.3126 | 321.6655 | 327.2762
2020-07-04 01:30 | -33 | -33.2415 | 40.9431 | 41.2491 | 56.4715 | 57.5832 | -32 | -32.249 | -148.5792 | 149.2357 | -148.5792 | 149.2357 | 26.5028 | 101.1924 | 98.1 | 102.5846 | 99.6 | 104.1069 | -126.6 | -130.8555 | -131.1 | -135.3372 | -134.2 | -138.5388 | -133.9 | -138.3232 | 310.61 | 316.6073
2020-07-04 02:00 | -40 | -40.05 | 30.2802 | 30.2937 | 62.1339 | 62.7458 | -41 | -41.0122 | -150.0237 | 150.4758 | -150.0237 | 150.4758 | 60.4083 | 112.0727 | 100.2 | 102.7613 | 100.2 | 103.1045 | -128.1 | -130.6982 | -134.1 | -137.4147 | -137.5 | -140.9074 | -137 | -140.4856 | 329.6865 | 342.8919
2020-07-04 02:30 | -34 | -34.0588 | 35.9615 | 36.0178 | 53.9345 | 54.7442 | -33 | -33.0151 | -133.6894 | 134.3172 | -133.6894 | 134.3172 | 58.7863 | 111.0719 | 102 | 105.0668 | 102.6 | 105.5079 | -127.2 | -129.8501 | -132.2 | -135.4514 | -136 | -139.2695 | -135.4 | -138.7489 | 310.1214 | 324.2287
2020-07-04 03:00 | -28 | -28 | 41.0021 | 41.0975 | 48.2818 | 49.0955 | -28 | -28 | -129.2943 | 130.0163 | -129.2943 | 130.0163 | 62.6587 | 114.4738 | 101.7 | 105.0707 | 101.7 | 105.0707 | -126.8 | -130.3749 | -131.8 | -135.7001 | -135.5 | -139.4369 | -135 | -139.0224 | 302.6484 | 316.5527
2020-07-04 03:30 | -30 | -30 | 44.0747 | 44.1691 | 42.9665 | 44.0452 | -30 | -30.0167 | -115.0846 | 115.8285 | -115.0846 | 115.8285 | 63.1983 | 118.1242 | 101.1 | 104.5662 | 102.9 | 106.6153 | -128.2 | -131.7782 | -132.4 | -136.3544 | -135.5 | -139.4843 | -135.1 | -139.1915 | 297.7569 | 311.3321
2020-07-04 04:00 | -24 | -24.0208 | 41.8515 | 41.9889 | 44.5653 | 45.5589 | -24 | -24.0208 | -120.5574 | 121.3666 | -120.5574 | 121.3666 | 62.4079 | 117.5683 | 103.2 | 107.3887 | 102.3 | 106.3584 | -129.8 | -134.2693 | -133.5 | -138.0118 | -136.8 | -141.4321 | -136.4 | -141.1476 | 285.5883 | 298.5654
2020-07-04 04:30 | -30 | -30.0167 | 36.0762 | 36.2091 | 50.6557 | 51.5344 | -30 | -30.0167 | -129.8596 | 130.7345 | -129.8596 | 130.7345 | 62.8939 | 115.8577 | 101.7 | 105.948 | 101.4 | 105.6601 | -128.5 | -132.473 | -132.5 | -136.6938 | -134.2 | -138.3666 | -135.6 | -139.9695 | 285.5394 | 298.9181
2020-07-04 05:00 | -38 | -38.0132 | 29.1223 | 29.1602 | 59.744 | 60.5271 | -37 | -37.0135 | -141.9435 | 142.7534 | -141.9435 | 142.7534 | 63.6105 | 114.7699 | 99.9 | 103.2532 | 101.7 | 105.3786 | -124.9 | -128.3136 | -129.2 | -133.0321 | -132.6 | -136.5725 | -132.1 | -136.0871 | 301.4312 | 316.2994
2020-07-04 05:30 | -35 | -35.0143 | 34.9091 | 34.9806 | 53.3872 | 54.2184 | -35 | -35.0143 | -138.1905 | 138.9583 | -138.1905 | 138.9583 | 68.0509 | 120.08 | 101.7 | 105.3004 | 102.3 | 105.9578 | -127.5 | -131.2646 | -132.4 | -136.3544 | -135.5 | -139.6763 | -135.4 | -139.7491 | 316.1381 | 328.2473
2020-07-04 06:00 | -31 | -31 | 37.9376 | 37.9489 | 54.7467 | 55.2524 | -32 | -32 | -143.3523 | 143.7635 | -143.3523 | 143.7635 | 61.2444 | 111.3392 | 101.1 | 103.8407 | 101.7 | 104.9215 | -128.8 | -131.4577 | -133.6 | -136.8855 | -136.7 | -139.9318 | -137 | -140.3758 | 331.6647 | 343.277
2020-07-04 06:30 | -41 | -41.0488 | 32.4361 | 32.7508 | 63.4626 | 63.9553 | -42 | -42.0476 | -154.9493 | 155.2523 | -154.9493 | 155.2523 | 58.1463 | 108.9514 | 99.9 | 102.4688 | 101.4 | 104.3414 | -129.4 | -131.908 | -135.7 | -138.4983 | -139 | -141.8716 | -138.8 | -141.7361 | 336.2621 | 345.0644
2020-07-04 07:00 | -40 | -40.0125 | 32.0332 | 32.9627 | 68.4659 | 68.9721 | -40 | -40 | -159.7165 | 159.9431 | -159.7165 | 159.9431 | 44.275 | 103.5992 | 101.7 | 104.0948 | 101.7 | 104.5628 | -126.7 | -128.8427 | -133.5 | -135.6402 | -136.3 | -138.4492 | -137.1 | -139.3607 | 356.1555 | 362.3028
2020-07-04 07:30 | -45 | -45.0111 | 32.1968 | 33.1395 | 70.5441 | 70.8711 | -45 | -45.0111 | -171.123 | 171.1507 | -171.123 | 171.1507 | 17.2354 | 80.2198 | 99 | 101.0199 | 99.3 | 101.4963 | -126.1 | -127.8531 | -133.6 | -135.3831 | -136.8 | -138.7529 | -136.8 | -138.687 | 379.2812 | 385.8836
2020-07-04 08:00 | -51 | -51.0392 | 32.0787 | 33.4611 | 74.1208 | 74.4714 | -50 | -50.04 | -187.5089 | 187.5091 | -187.5089 | 187.5091 | -0.84188 | 82.6543 | 98.7 | 101.1004 | 99.3 | 102.1591 | -125.9 | -128.0561 | -134.9 | -137.1788 | -138.4 | -140.5951 | -138 | -140.3181 | 404.9015 | 408.8528
2020-07-04 08:30 | -48 | -48.2597 | 39.8667 | 41.6822 | 68.9625 | 69.7472 | -47 | -47.2652 | -186.1115 | 186.1124 | -186.1115 | 186.1124 | -31.1114 | 81.7627 | 100.2 | 102.5653 | 99 | 101.2654 | -125.7 | -127.4752 | -136 | -138.1715 | -139.4 | -141.5888 | -139.8 | -141.9827 | 424.0058 | 427.5295
2020-07-04 09:00 | -47 | -47.5184 | 33.4971 | 36.2108 | 76.8315 | 77.5089 | -47 | -47.5184 | -202.9857 | 203.0014 | -202.9857 | 203.0014 | -43.5635 | 74.4147 | 96.9 | 99.1494 | 97.8 | 100.3548 | -123.1 | -124.9292 | -134.9 | -137.4398 | -138.5 | -141.0501 | -138.5 | -141.0501 | 445.9235 | 449.1011
2020-07-04 09:30 | -63 | -63.9531 | 26.6776 | 33.512 | 87.9558 | 89.0593 | -63 | -63.9531 | -216.7321 | 216.7822 | -216.7321 | 216.7822 | -64.3213 | 100.957 | 96.6 | 100.0638 | 98.4 | 102.0371 | -123.2 | -126.0389 | -135.4 | -138.9707 | -139 | -142.6135 | -138.9 | -142.4937 | 461.1925 | 465.6696
2020-07-04 10:00 | -62 | -62.9682 | 21.5983 | 28.9119 | 83.8801 | 85.2271 | -61 | -61.9839 | -209.4442 | 209.5406 | -209.4442 | 209.5406 | -66.847 | 101.8498 | 96.3 | 100.0949 | 96 | 99.7246 | -122.6 | -125.6245 | -136.8 | -140.3128 | -140.1 | -143.7752 | -140.3 | -143.8587 | 463.4258 | 467.1935
2020-07-04 10:30 | -66 | -66.9104 | 13.6193 | 22.6328 | 92.0393 | 93.0217 | -65 | -65.7647 | -217.8701 | 218.0225 | -217.8701 | 218.0225 | -67.4986 | 99.6224 | 96.9 | 99.7562 | 97.5 | 100.4825 | -122.3 | -125.0651 | -137.3 | -140.6686 | -140.5 | -143.8363 | -141.4 | -144.9098 | 469.4625 | 474.0202
2020-07-04 11:00 | -65 | -66.0984 | 16.5568 | 26.0895 | 89.2879 | 90.5324 | -65 | -66.0984 | -201.194 | 201.5158 | -201.194 | 201.5158 | -69.7658 | 110.347 | 99.3 | 102.9844 | 99 | 102.7753 | -124.4 | -127.3603 | -137.5 | -141.22 | -140.9 | -144.6222 | -140.9 | -144.5997 | 475.7751 | 480.5124
2020-07-04 11:30 | -77 | -77.9295 | 5.3396 | 20.7313 | 102.4756 | 103.3583 | -78 | -78.9177 | -213.0336 | 213.4015 | -213.0336 | 213.4015 | -57.9746 | 94.6346 | 96 | 99.1018 | 97.5 | 100.2687 | -126.4 | -129.148 | -139.3 | -142.8836 | -142.6 | -146.1903 | -142.8 | -146.4295 | 472.4995 | 477.2267
2020-07-04 12:00 | -74 | -75.1332 | 8.9856 | 19.8188 | 89.3522 | 91.0301 | -74 | -75.1332 | -192.0169 | 192.856 | -192.0169 | 192.856 | -55.592 | 97.4883 | 96 | 99.4064 | 96 | 99.7246 | -123.2 | -126.4535 | -134.9 | -138.8777 | -138.2 | -142.1788 | -137.8 | -141.8848 | 455.6405 | 461.3558
2020-07-04 12:30 | -70 | -71.3863 | 1.7812 | 16.9042 | 93.7892 | 95.2973 | -69 | -70.214 | -194.9084 | 195.8473 | -194.9084 | 195.8473 | -44.9387 | 84.71 | 98.4 | 100.9396 | 96.3 | 99.0318 | -123.5 | -125.868 | -134.7 | -137.8075 | -138.5 | -141.6069 | -138.1 | -141.2366 | 447.5204 | 451.6664
2020-07-04 13:00 | -74 | -75.3127 | 8.3343 | 20.4955 | 94.3517 | 95.8949 | -74 | -75.1332 | -196.4151 | 197.4098 | -196.4151 | 197.4098 | -44.2589 | 87.0873 | 97.8 | 100.5604 | 97.5 | 100.4825 | -125.2 | -127.9738 | -136.6 | -140.0073 | -140.3 | -143.7056 | -140.1 | -143.5321 | 438.993 | 443.8335
2020-07-04 13:30 | -75 | -76.2955 | 1.9797 | 19.674 | 99.0249 | 100.708 | -74 | -75.3127 | -205.1768 | 206.2244 | -205.1768 | 206.2244 | -21.1166 | 80.3909 | 99.3 | 102.6728 | 99 | 102.6951 | -125.8 | -129.0993 | -136.2 | -140.1408 | -139.7 | -143.6605 | -140.3 | -144.2208 | 439.8422 | 445.0064
2020-07-04 14:00 | -75 | -76.6877 | -4.8595 | 18.9311 | 96.3654 | 98.5245 | -75 | -76.6877 | -206.7148 | 208.0643 | -206.7148 | 208.0643 | -37.3862 | 83.9763 | 99.3 | 102.3743 | 98.1 | 101.5127 | -123.8 | -126.6676 | -134.2 | -138.1502 | -137.3 | -141.257 | -137.8 | -141.861 | 434.4498 | 441.0148
2020-07-04 14:30 | -81 | -83.1986 | 3.0407 | 22.0788 | 103.8027 | 105.5176 | -81 | -82.9759 | -220.446 | 221.4054 | -220.446 | 221.4054 | -35.3017 | 79.4743 | 97.2 | 100.2646 | 100.5 | 103.4669 | -127.3 | -129.9081 | -137.6 | -141.1819 | -141.2 | -144.825 | -141.1 | -144.7721 | 431.0363 | 436.3696
2020-07-04 15:00 | -75 | -75.5381 | 8.5386 | 15.9536 | 96.2112 | 96.973 | -75 | -75.5381 | -210.1041 | 210.3893 | -210.1041 | 210.3893 | -43.9173 | 76.5774 | 99 | 101.2654 | 98.4 | 100.6789 | -125.1 | -127.0024 | -136.1 | -139.1346 | -139.7 | -142.7601 | -139.7 | -142.8222 | 437.4793 | 443.3435
2020-07-04 15:30 | -74 | -74.4312 | 14.9516 | 19.5661 | 95.4269 | 96.0541 | -74 | -74.4312 | -212.6524 | 212.7897 | -212.6524 | 212.7897 | -41.519 | 74.4108 | 99.6 | 101.3774 | 99.9 | 101.9616 | -126.8 | -128.4465 | -137.8 | -140.6961 | -141.6 | -144.4792 | -141.6 | -144.5191 | 444.364 | 450.0105
2020-07-04 16:00 | -62 | -62.1289 | 21.7437 | 23.5906 | 89.3506 | 89.6895 | -62 | -62.1289 | -208.6364 | 208.6393 | -208.6364 | 208.6393 | -50.3075 | 78.178 | 99.3 | 101.4586 | 99.3 | 101.6863 | -125.4 | -127.0165 | -138.6 | -140.9992 | -142.4 | -144.7902 | -142 | -144.3787 | 441.2753 | 445.7492
2020-07-04 16:30 | -66 | -66.0303 | 22.3 | 22.8169 | 95.077 | 95.0814 | -66 | -66.0076 | -220.6055 | 220.9263 | -220.6055 | 220.9263 | -56.7584 | 89.0397 | 99 | 101.5246 | 100.5 | 103.1882 | -128.1 | -130.0094 | -140.6 | -143.1879 | -144.6 | -147.2481 | -144.4 | -147.0328 | 467.7333 | 471.2004
2020-07-04 17:00 | -66 | -66.0303 | 30.5495 | 30.8268 | 92.3129 | 92.328 | -66 | -66.0076 | -225.2432 | 226.0541 | -225.2432 | 226.0541 | -67.1655 | 92.2833 | 99.6 | 101.4909 | 99 | 101.329 | -123.2 | -124.8128 | -137.1 | -139.4513 | -140.6 | -142.8937 | -140.7 | -142.9743 | 491.2719 | 493.6298
2020-07-04 17:30 | -71 | -71.007 | 28.2823 | 29.7862 | 101.4056 | 101.4165 | -70 | -70.0071 | -246.2433 | 247.2904 | -246.2433 | 247.2904 | -73.4113 | 103.2654 | 95.4 | 99.9162 | 96 | 100.6682 | -122.5 | -126.4603 | -138 | -140.3181 | -141.9 | -144.173 | -141.7 | -143.9409 | 523.0876 | 524.4848
2020-07-04 18:00 | -70 | -70.0286 | 29.5394 | 33.0066 | 102.3029 | 102.3398 | -69 | -69.0072 | -254.5569 | 255.3244 | -254.5569 | 255.3244 | -77.7609 | 105.4544 | 95.4 | 99.2293 | 96.3 | 100.2602 | -124.3 | -127.9635 | -139.9 | -142.241 | -143.7 | -145.9801 | -143.6 | -145.8291 | 525.209 | 526.5634
2020-07-04 18:30 | -61 | -61.131 | 38.3728 | 41.2484 | 91.5118 | 91.6633 | -62 | -62.2013 | -239.9957 | 240.5169 | -239.9957 | 240.5169 | -70.5257 | 112.5147 | 97.8 | 103.7068 | 98.1 | 103.6946 | -124.1 | -129.671 | -138.6 | -141.981 | -142.2 | -145.5398 | -141.8 | -145.1277 | 514.0984 | 516.3004
2020-07-04 19:00 | -59 | -59.1354 | 39.0195 | 41.9786 | 88.8615 | 89.0352 | -59 | -59.1354 | -228.8665 | 229.2625 | -228.8665 | 229.2625 | -62.0831 | 104.9021 | 97.5 | 102.7424 | 96.9 | 102.2688 | -122 | -126.9212 | -136.3 | -139.541 | -139.6 | -142.8504 | -139.4 | -142.6126 | 497.1119 | 499.7357
2020-07-04 19:30 | -55 | -55.0091 | 36.9915 | 38.2363 | 88.347 | 88.3549 | -55 | -55.0091 | -222.8574 | 223.5247 | -222.8574 | 223.5247 | -44.0144 | 89.4706 | 97.2 | 102.5531 | 99.6 | 104.8306 | -125.2 | -130.412 | -139.6 | -143.0223 | -142.9 | -146.2451 | -142.6 | -145.952 | 491.6865 | 494.7825
2020-07-04 20:00 | -57 | -57 | 37.7704 | 38.8692 | 85.8613 | 85.8798 | -57 | -57 | -214.8262 | 215.3005 | -214.8262 | 215.3005 | -42.0481 | 104.4777 | 99.6 | 105.1148 | 98.7 | 104.5559 | -124.6 | -130.092 | -137.6 | -140.8111 | -140.7 | -143.8627 | -140.3 | -143.4716 | 467.2285 | 469.8022
2020-07-04 20:30 | -49 | -49.163 | 39.1798 | 39.2666 | 79.8004 | 79.8257 | -50 | -50.1597 | -203.508 | 204.188 | -203.508 | 204.188 | -31.897 | 88.3239 | 99.6 | 101.9793 | 99 | 101.5246 | -126.1 | -128.1625 | -137.9 | -140.8958 | -141.2 | -144.1877 | -141.2 | -144.2283 | 447.5713 | 450.5842
2020-07-04 21:00 | -51 | -51.1566 | 35.7964 | 37.4191 | 79.6367 | 80.0243 | -52 | -52.0865 | -199.3842 | 199.3844 | -199.3842 | 199.3844 | -20.6531 | 86.8988 | 99.9 | 102.2085 | 99 | 101.3933 | -124.5 | -126.3598 | -136 | -138.7525 | -139.2 | -141.9685 | -139.2 | -141.9882 | 443.6228 | 447.444
2020-07-04 21:30 | -45 | -45 | 39.9513 | 40.4088 | 72.699 | 72.8213 | -45 | -45 | -188.216 | 188.2647 | -188.216 | 188.2647 | -7.19 | 85.0952 | 99.3 | 100.7616 | 99.6 | 101.1085 | -125.7 | -126.954 | -136.3 | -138.4142 | -140.4 | -142.4874 | -140.2 | -142.2903 | 424.8531 | 427.1962
2020-07-04 22:00 | -40 | -40 | 42.432 | 42.6762 | 65.9234 | 66.1711 | -40 | -40 | -172.9827 | 172.9827 | -172.9827 | 172.9827 | -0.69205 | 87.1119 | 99.3 | 101.6221 | 97.5 | 99.9955 | -125.3 | -127.1143 | -135.1 | -137.7525 | -138.6 | -141.2822 | -138.5 | -141.0862 | 401.436 | 404.9425
2020-07-04 22:30 | -28 | -28.0713 | 50.6797 | 50.8656 | 54.2882 | 54.9432 | -29 | -29.0689 | -164.5209 | 164.6119 | -164.5209 | 164.6119 | 12.746 | 92.0282 | 98.4 | 101.6504 | 100.8 | 103.9754 | -127 | -129.7763 | -136.2 | -139.6171 | -139.9 | -143.3368 | -139.6 | -143.2073 | 384.987 | 389.0943
2020-07-04 23:00 | -10 | -10 | 63.4772 | 63.4824 | 38.1754 | 38.9099 | -12 | -12 | -141.162 | 141.222 | -141.162 | 141.222 | 24.65 | 101.5853 | 102.3 | 105.577 | 99.9 | 102.8129 | -127.1 | -130.0622 | -135.1 | -138.2407 | -138.2 | -141.3553 | -137.8 | -140.9854 | 362.1414 | 365.9982
2020-07-04 23:30 | -11 | -11 | 63.537 | 63.5553 | 35.93 | 36.7044 | -11 | -11 | -144.35 | 144.3708 | -144.35 | 144.3708 | 20.0124 | 93.6069 | 100.5 | 103.7588 | 101.1 | 103.8407 | -128.1 | -131.0186 | -135.6 | -138.879 | -139 | -142.2855 | -138.7 | -142.0354 | 367.0453 | 370.6308
2020-07-05 | -10 | -10.198 | 59.2001 | 59.2223 | 35.3983 | 36.9113 | -10 | -10.198 | -132.9164 | 133.2989 | -132.9164 | 133.2989 | 21.2945 | 97.2657 | 96.9 | 100.2759 | 100.8 | 104.4315 | -125 | -128.2749 | -132.2 | -135.7178 | -135.4 | -138.9482 | -135 | -138.6036 | 347.2624 | 352.1859
2020-07-05 00:30 | -3 | -3.1623 | 61.3577 | 61.4644 | 27.516 | 29.496 | -3 | -3.1623 | -113.0064 | 113.662 | -113.0064 | 113.662 | 31.0682 | 102.6592 | 99.3 | 103.6464 | 99.3 | 103.9966 | -126 | -130.1992 | -132.1 | -136.3309 | -135.6 | -139.9433 | -135 | -139.3386 | 325.2787 | 331.0877
2020-07-05 01:00 | -8 | -8.2462 | 55.7626 | 55.9354 | 30.0018 | 31.9164 | -9 | -9.0554 | -106.8577 | 107.8313 | -106.8577 | 107.8313 | 41.419 | 105.3063 | 100.5 | 104.3008 | 100.8 | 104.8336 | -128.3 | -132.1822 | -134.5 | -138.682 | -137.4 | -141.5683 | -137.1 | -141.3986 | 319.7537 | 329.4584
2020-07-05 01:30 | -7 | -7.2801 | 54.0823 | 54.2587 | 28.4836 | 30.7867 | -7 | -7.2801 | -106.9861 | 108.2958 | -106.9861 | 108.2958 | 51.3189 | 109.3783 | 101.1 | 104.8791 | 103.5 | 107.273 | -128.5 | -132.2571 | -133.2 | -137.2029 | -136.6 | -140.6241 | -136.2 | -140.3796 | 297.3146 | 310.1395
2020-07-05 02:00 | -8 | -8.544 | 54.3753 | 54.4493 | 27.1035 | 30.3209 | -8 | -8.544 | -98.5215 | 100.7712 | -98.5215 | 100.7712 | 58.4835 | 115.548 | 102.6 | 106.896 | 100.2 | 104.5946 | -128.3 | -132.8058 | -132.7 | -137.3923 | -135.7 | -140.4455 | -135.4 | -140.2856 | 279.4714 | 295.2035
2020-07-05 02:30 | -9 | -9.8489 | 49.887 | 50.0506 | 29.0359 | 32.1133 | -10 | -10.7703 | -98.8049 | 101.2148 | -98.8049 | 101.2148 | 62.2099 | 119.4484 | 99.9 | 105.3991 | 100.8 | 106.158 | -124.4 | -129.843 | -128.9 | -134.5555 | -132.1 | -137.8505 | -131.8 | -137.7071 | 269.1049 | 285.8575
2020-07-05 03:00 | -12 | -12.3693 | 46.7509 | 46.8934 | 31.3922 | 34.2689 | -12 | -12.3693 | -99.4185 | 101.8358 | -99.4185 | 101.8358 | 73.9008 | 129.8372 | 100.8 | 107.0357 | 100.2 | 106.4708 | -127.9 | -134.6195 | -132.1 | -138.9533 | -135.3 | -142.3367 | -134.9 | -142.0816 | 269.5625 | 286.1953
2020-07-05 03:30 | -19 | -19.6469 | 37.2354 | 37.3098 | 39.8187 | 42.6187 | -20 | -20.6155 | -111.3077 | 113.9377 | -111.3077 | 113.9377 | 78.5137 | 134.8605 | 101.4 | 108.8583 | 99.6 | 106.9634 | -128.2 | -136.5784 | -132.2 | -140.7814 | -135.6 | -144.3524 | -135.2 | -144.1841 | 276.745 | 291.6243
2020-07-05 04:00 | -27 | -27.8927 | 31.7088 | 31.7907 | 43.9029 | 47.6501 | -28 | -28.8617 | -113.2416 | 116.882 | -113.2416 | 116.882 | 79.546 | 137.3931 | 102.9 | 109.8316 | 100.8 | 108.4096 | -129.4 | -138.0506 | -133.5 | -142.2775 | -136.5 | -145.4728 | -136.1 | -145.3653 | 277.0668 | 290.5053
2020-07-05 04:30 | -29 | -30.0832 | 27.9327 | 27.9517 | 47.9308 | 50.8596 | -29 | -29.8329 | -119.0167 | 121.9178 | -119.0167 | 121.9178 | 80.8228 | 136.8124 | 102.3 | 110.0252 | 104.1 | 111.8099 | -130.6 | -139.3148 | -134.4 | -143.0537 | -137.6 | -146.4712 | -137.2 | -146.3027 | 272.7009 | 286.3474
2020-07-05 05:00 | -24 | -24.7386 | 36.2618 | 36.286 | 39.7482 | 43.0765 | -24 | -24.5153 | -108.6126 | 111.724 | -108.6126 | 111.724 | 83.7735 | 137.3342 | 100.2 | 107.1991 | 100.8 | 108.2996 | -126.8 | -134.7163 | -131.2 | -139.432 | -134.6 | -143.1053 | -134.2 | -142.9345 | 272.606 | 288.9329
2020-07-05 05:30 | -22 | -22.561 | 36.3042 | 36.4443 | 40.752 | 43.3129 | -22 | -22.561 | -113.4497 | 115.6213 | -113.4497 | 115.6213 | 87.1309 | 140.3171 | 101.4 | 107.5009 | 103.2 | 109.398 | -127.2 | -134.144 | -131.6 | -138.6975 | -134.8 | -142.0496 | -134.2 | -141.6714 | 291.668 | 304.7656
2020-07-05 06:00 | -21 | -21.587 | 37.7566 | 37.8363 | 40.8459 | 43.2545 | -22 | -22.561 | -117.2 | 119.2135 | -117.2 | 119.2135 | 79.9369 | 133.9064 | 103.2 | 109.2004 | 102.6 | 108.5353 | -131.2 | -137.6372 | -135.8 | -142.4452 | -139.2 | -145.9584 | -138.3 | -145.1914 | 284.2563 | 298.0209
2020-07-05 06:30 | -22 | -22.561 | 39.3602 | 39.3933 | 42.1667 | 44.3655 | -21 | -21.587 | -124.4769 | 126.2967 | -124.4769 | 126.2967 | 70.82 | 123.7952 | 102.6 | 106.4049 | 102 | 105.8265 | -129.5 | -133.3234 | -133.5 | -137.4942 | -136.8 | -140.8421 | -136.5 | -140.7679 | 291.4786 | 306.8319
2020-07-05 07:00 | -19 | -19.4165 | 42.2068 | 42.2178 | 41.0625 | 43.2246 | -19 | -19.4165 | -123.03 | 124.6468 | -123.03 | 124.6468 | 65.4742 | 121.1666 | 103.5 | 106.4531 | 100.8 | 103.9754 | -130.9 | -133.7369 | -135.6 | -138.6664 | -139.2 | -142.3332 | -138.6 | -141.8308 | 301.6017 | 313.9922
2020-07-05 07:30 | -26 | -26.6833 | 36.329 | 36.3751 | 47.1528 | 49.2263 | -26 | -26.4764 | -137.9283 | 139.4056 | -137.9283 | 139.4056 | 45.6679 | 109.1338 | 99.9 | 102.8843 | 102 | 104.7855 | -127.1 | -129.8486 | -133.3 | -136.0869 | -136.5 | -139.3825 | -136.4 | -139.3252 | 320.3312 | 331.4583
2020-07-05 08:00 | -24 | -24.3311 | 42.1798 | 42.2018 | 44.8886 | 46.2496 | -23 | -23.1948 | -142.7203 | 143.476 | -142.7203 | 143.476 | 23.5577 | 91.734 | 99.9 | 102.2723 | 98.4 | 100.8076 | -126.5 | -128.1663 | -133.1 | -135.1413 | -136.5 | -138.5422 | -136.3 | -138.4142 | 318.297 | 328.9804
2020-07-05 08:30 | -24 | -24.0832 | 41.4347 | 41.4755 | 45.6544 | 46.7642 | -25 | -25.0799 | -150.0449 | 150.3515 | -150.0449 | 150.3515 | 7.6537 | 95.2685 | 98.7 | 100.3822 | 99.9 | 101.6168 | -124.3 | -125.8987 | -132.5 | -134.5331 | -135.8 | -138.0204 | -135.6 | -137.725 | 345.2838 | 352.7378
2020-07-05 09:00 | -23 | -23.0868 | 38.907 | 38.9668 | 44.1926 | 45.37 | -22 | -22.0907 | -153.0768 | 153.3252 | -153.0768 | 153.3252 | -15.7052 | 97.973 | 99 | 100.7321 | 100.8 | 102.9035 | -125.7 | -126.9965 | -134 | -135.698 | -137.2 | -138.9055 | -137 | -138.7394 | 351.991 | 358.3168
2020-07-05 09:30 | -25 | -25.02 | 37.7375 | 37.8332 | 45.3908 | 46.346 | -25 | -25.02 | -154.6754 | 154.772 | -154.6754 | 154.772 | -28.1089 | 97.6456 | 98.4 | 99.6289 | 101.1 | 102.3427 | -125 | -125.8968 | -134.5 | -135.8635 | -138.2 | -139.597 | -138 | -139.399 | 358.06 | 363.3863
2020-07-05 10:00 | -32 | -32.0624 | 33.1356 | 33.1515 | 54.4645 | 55.1364 | -32 | -32.0156 | -169.9798 | 170.0422 | -169.9798 | 170.0422 | -35.1865 | 101.2856 | 99.3 | 100.4718 | 98.4 | 99.8239 | -128.1 | -128.9293 | -137.8 | -139.201 | -141.3 | -142.6944 | -141.2 | -142.6094 | 376.4742 | 380.6179
2020-07-05 10:30 | -36 | -36.1248 | 32.6819 | 32.8385 | 59.869 | 60.5512 | -37 | -37.054 | -177.0369 | 177.1255 | -177.0369 | 177.1255 | -20.6392 | 91.9428 | 102.6 | 103.7345 | 104.1 | 105.1751 | -128.3 | -129.0616 | -138.2 | -139.9088 | -141.6 | -143.3452 | -141.4 | -143.1166 | 387.1785 | 393.9628
2020-07-05 11:00 | -41 | -41.1947 | 26.139 | 26.4516 | 65.2321 | 65.9641 | -41 | -41.1096 | -177.2528 | 177.4183 | -177.2528 | 177.4183 | -26.1769 | 99.5863 | 102.9 | 104.2145 | 100.8 | 102.0935 | -127.5 | -128.5 | -137.5 | -139.3939 | -140.9 | -142.8135 | -141 | -142.9946 | 390.0648 | 395.3713
2020-07-05 11:30 | -49 | -49.163 | 19.2794 | 19.6266 | 69.1128 | 69.7741 | -48 | -48.0937 | -175.4003 | 175.6253 | -175.4003 | 175.6253 | -25.157 | 95.4192 | 101.4 | 102.6859 | 101.7 | 103.0298 | -126.5 | -127.4099 | -137 | -138.9172 | -140.6 | -142.6001 | -140.3 | -142.3211 | 394.9373 | 400.3137
2020-07-05 12:00 | -45 | -45.0444 | 24.1537 | 24.3344 | 67.2215 | 67.7434 | -45 | -45.0444 | -174.2715 | 174.4592 | -174.2715 | 174.4592 | -31.692 | 98.9823 | 100.2 | 101.5986 | 100.5 | 101.9444 | -129.8 | -130.8827 | -141 | -143.0112 | -144.5 | -146.5623 | -144.4 | -146.4637 | 398.6157 | 403.3134
2020-07-05 12:30 | -41 | -41.0122 | 28.6577 | 28.6979 | 61.9128 | 62.4555 | -41 | -41.0122 | -164.4916 | 164.6726 | -164.4916 | 164.6726 | -32.94 | 99.5671 | 99.3 | 100.7616 | 99.6 | 101.1605 | -126.6 | -127.7098 | -139.8 | -141.778 | -143.5 | -145.5097 | -143.3 | -145.329 | 403.0687 | 407.8188
2020-07-05 13:00 | -41 | -41.0122 | 24.6736 | 24.7614 | 61.8994 | 62.3762 | -41 | -41.0122 | -165.6606 | 165.8264 | -165.6606 | 165.8264 | -22.6967 | 96.2641 | 102.3 | 103.6703 | 101.4 | 102.7823 | -127.3 | -128.4169 | -139.2 | -141.2879 | -142.7 | -144.771 | -142.6 | -144.7405 | 396.9594 | 402.3221
2020-07-05 13:30 | -44 | -44 | 28.0586 | 28.0778 | 65.6686 | 66.0341 | -43 | -43.0116 | -169.9581 | 170.1387 | -169.9581 | 170.1387 | -14.7809 | 88.556 | 96.9 | 98.1477 | 96 | 97.2116 | -123.3 | -124.2334 | -134.5 | -136.4693 | -138 | -139.9698 | -137.9 | -139.9218 | 400.0467 | 405.8748
2020-07-05 14:00 | -42 | -42.0119 | 30.6089 | 30.6223 | 64.4327 | 64.8313 | -42 | -42.0119 | -165.3759 | 165.5883 | -165.3759 | 165.5883 | -12.0098 | 92.0985 | 99.3 | 100.7111 | 100.2 | 101.4537 | -123.1 | -124.0595 | -135.4 | -137.3732 | -138.9 | -140.9074 | -139.1 | -141.1553 | 412.2083 | 418.4898
2020-07-05 14:30 | -41 | -41 | 31.8797 | 31.8998 | 63.7939 | 64.0901 | -41 | -41 | -165.2532 | 165.3735 | -165.2532 | 165.3735 | -11.0007 | 90.2552 | 97.8 | 99.1821 | 97.8 | 99.2325 | -126.5 | -127.6239 | -137.1 | -139.1848 | -140.7 | -142.6169 | -140.6 | -142.6505 | 402.8182 | 408.9642
2020-07-05 15:00 | -32 | -32.0156 | 42.3283 | 42.4066 | 55.2711 | 55.4624 | -31 | -31.0161 | -155.9281 | 155.9605 | -155.9281 | 155.9605 | -3.8669 | 85.2337 | 101.1 | 102.2965 | 100.5 | 101.6132 | -126 | -126.8662 | -135.5 | -137.3883 | -138.8 | -140.6764 | -138.9 | -140.8407 | 396.4826 | 402.8811
2020-07-05 15:30 | -27 | -27.074 | 52.0631 | 52.0992 | 50.916 | 51.012 | -27 | -27.1662 | -153.6595 | 153.66 | -153.6595 | 153.66 | -14.9417 | 87.6487 | 98.7 | 99.8333 | 99 | 100.2687 | -126.5 | -127.4506 | -136.5 | -138.3583 | -140.3 | -142.189 | -140.1 | -142.0243 | 403.136 | 409.6479
2020-07-05 16:00 | -25 | -25.1794 | 55.3411 | 55.4115 | 52.2301 | 52.2724 | -25 | -25.1794 | -157.8411 | 157.908 | -157.8411 | 157.908 | -24.3866 | 90.1979 | 98.7 | 99.702 | 101.1 | 101.9974 | -125.4 | -126.1571 | -136.6 | -138.3129 | -140.1 | -141.8168 | -140 | -141.7492 | 415.678 | 422.3903
2020-07-05 16:30 | -26 | -26.0768 | 59.5964 | 59.5983 | 53.2427 | 53.3055 | -26 | -26.0768 | -167.3816 | 167.4501 | -167.3816 | 167.4501 | -34.9368 | 74.2212 | 98.4 | 99.3218 | 100.5 | 101.5694 | -125.4 | -126.0928 | -136.4 | -138.2596 | -140 | -141.8605 | -139.8 | -141.6956 | 426.9939 | 433.6267
2020-07-05 17:00 | -32 | -32.0624 | 60.163 | 60.1855 | 61.8913 | 61.8921 | -32 | -32.1403 | -188.2011 | 188.7425 | -188.2011 | 188.7425 | -54.9751 | 112.5249 | 99 | 100.4153 | 99 | 100.6231 | -127.9 | -129.0647 | -138.9 | -141.1853 | -142.7 | -144.9958 | -142.3 | -144.5667 | 450.4704 | 455.6473
2020-07-05 17:30 | -33 | -33.2415 | 64.977 | 65.1098 | 63.0053 | 63.0789 | -33 | -33.2415 | -199.5552 | 200.7046 | -199.5552 | 200.7046 | -74.1419 | 118.8044 | 101.4 | 102.7823 | 101.1 | 102.4863 | -130.9 | -131.9358 | -143 | -144.8378 | -146.8 | -148.6219 | -146.6 | -148.3778 | 465.5763 | 468.4404
2020-07-05 18:00 | -25 | -25.1794 | 75.7463 | 75.9676 | 55.0052 | 55.1052 | -25 | -25.1794 | -197.2444 | 198.5098 | -197.2444 | 198.5098 | -71.2474 | 124.1536 | 108 | 109.3454 | 109.5 | 111.0186 | -140 | -141.596 | -153.6 | -155.8017 | -157.7 | -159.8945 | -157.3 | -159.4835 | 485.9141 | 488.8103
2020-07-05 18:30 | -23 | -23.0868 | 72.6077 | 72.821 | 56.9937 | 57.0654 | -23 | -23.0868 | -194.4361 | 195.6842 | -194.4361 | 195.6842 | -64.348 | 120.206 | 108.9 | 110.7394 | 107.4 | 109.4338 | -136.4 | -138.2924 | -150.3 | -152.8131 | -154.1 | -156.5875 | -153.9 | -156.373 | 480.1673 | 483.5773
2020-07-05 19:00 | -23 | -23.0217 | 72.6504 | 72.9711 | 53.7689 | 53.7881 | -23 | -23.0217 | -179.7619 | 180.6685 | -179.7619 | 180.6685 | -55.0218 | 116.7325 | 111.6 | 114.1515 | 111 | 113.5019 | -137.2 | -139.8897 | -150.2 | -153.2854 | -153.8 | -156.9129 | -153.4 | -156.5407 | 465.6102 | 469.1911
2020-07-05 19:30 | -27 | -27.6586 | 65.3706 | 65.3706 | 58.6515 | 59.2274 | -27 | -27.6586 | -186.8512 | 188.195 | -186.8512 | 188.195 | -53.3933 | 88.749 | 110.1 | 112.436 | 111.6 | 114.1397 | -139.4 | -141.8965 | -151 | -153.9318 | -154.9 | -157.7784 | -154.5 | -157.3666 | 435.8702 | 439.0451
2020-07-05 20:00 | -24 | -24.5153 | 65.3349 | 65.335 | 56.0647 | 56.5148 | -25 | -25.4951 | -178.9855 | 179.9427 | -178.9855 | 179.9427 | -44.0728 | 86.9201 | 108.9 | 111.5782 | 109.8 | 112.4568 | -138.7 | -141.8442 | -149.6 | -152.9842 | -153.2 | -156.568 | -153.1 | -156.4701 | 418.2137 | 422.5531
2020-07-05 20:30 | -25 | -25.318 | 64.3363 | 64.3363 | 55.3887 | 55.6961 | -25 | -25.4951 | -174.8634 | 175.5015 | -174.8634 | 175.5015 | -33.2378 | 87.0467 | 111.3 | 115.1176 | 112.5 | 116.1279 | -138.8 | -143.0718 | -149.2 | -153.6713 | -153 | -157.4811 | -152.9 | -157.3602 | 409.018 | 413.8496
2020-07-05 21:00 | -25 | -25 | 60.7885 | 60.9036 | 54.4695 | 54.5899 | -25 | -25 | -171.6146 | 171.6445 | -171.6146 | 171.6445 | -63.4707 | 85.9699 | 72 | 74.1437 | 72 | 74.2159 | -94.2 | -95.1767 | -106.8 | -108.1762 | -109.7 | -111.0557 | -109.6 | -110.9414 | 438.4677 | 442.3586
2020-07-05 21:30 | -24 | -24 | 60.0371 | 60.2894 | 53.3938 | 53.7631 | -25 | -25.02 | -169.8243 | 169.8362 | -169.8243 | 169.8362 | -41.8756 | 80.949 | 79.8 | 83.0762 | 79.8 | 83.2509 | -101 | -102.8275 | -113.9 | -115.8929 | -116.9 | -118.8788 | -116.8 | -118.7805 | 435.9153 | 440.2352
2020-07-05 22:00 | -17 | -17 | 64.18 | 64.1909 | 44.3416 | 44.6259 | -17 | -17 | -147.0048 | 147.0275 | -147.0048 | 147.0275 | -25.3062 | 69.746 | 79.8 | 82.9933 | 80.1 | 83.2817 | -101.1 | -103.0199 | -112.1 | -114.7461 | -115.2 | -117.9454 | -114.9 | -117.6525 | 400.0068 | 408.0731
2020-07-05 22:30 | -12 | -12.0416 | 66.6534 | 66.6826 | 38.2838 | 39.1939 | -12 | -12.0416 | -146.6672 | 146.9135 | -146.6672 | 146.9135 | -7.3575 | 71.9486 | 80.7 | 84.8157 | 80.7 | 84.9085 | -100.8 | -103.7347 | -111.3 | -114.7924 | -114.8 | -118.3818 | -114.4 | -118.0185 | 391.4248 | 401.2608
2020-07-05 23:00 | 0 | 0 | 73.6645 | 73.6727 | 28.1146 | 28.8843 | 0 | 0 | -128.0464 | 128.1693 | -128.0464 | 128.1693 | 20.2923 | 93.1061 | 91.2 | 96.0075 | 91.2 | 95.7301 | -115 | -118.9758 | -123.3 | -127.5625 | -126.4 | -130.6874 | -126.3 | -130.693 | 372.9019 | 381.9921
2020-07-05 23:30 | 5 | 5 | 80.7471 | 80.7726 | 18.5436 | 19.7865 | 5 | 5 | -122.4527 | 122.5154 | -122.4527 | 122.5154 | 42.0462 | 102.1693 | 109.2 | 112.3459 | 109.5 | 113.2241 | -139.3 | -142.9059 | -145.4 | -150.1081 | -149 | -153.8272 | -148.4 | -153.3128 | 344.9193 | 354.9625
2020-07-06 | 11 | 11 | 82.8527 | 82.8926 | 13.3847 | 15.6196 | 11 | 11 | -107.9153 | 108.2141 | -107.9153 | 108.2141 | 51.9115 | 111.304 | 112.8 | 116.4931 | 112.5 | 116.2782 | -143.5 | -147.9468 | -148 | -153.3102 | -151.6 | -156.9943 | -151.2 | -156.739 | 313.0585 | 324.0486
2020-07-06 00:30 | 12 | 12 | 82.3774 | 82.4761 | 9.3415 | 12.567 | 12 | 12 | -94.4612 | 95.1225 | -94.4612 | 95.1225 | 63.8529 | 118.6789 | 112.5 | 116.5873 | 115.2 | 119.3502 | -143.5 | -148.4974 | -148.3 | -154.2422 | -151.6 | -157.5259 | -151.3 | -157.4292 | 304.1432 | 313.4597
2020-07-06 01:00 | 15 | 15 | 80.4217 | 80.6065 | 7.567 | 11.3126 | 15 | 15 | -85.4328 | 86.3798 | -85.4328 | 86.3798 | 62.3354 | 120.7034 | 113.4 | 117.9378 | 114.3 | 118.8034 | -141.5 | -146.9098 | -146 | -151.5314 | -149.5 | -154.9674 | -149.1 | -154.741 | 288.6702 | 298.2159
2020-07-06 01:30 | 19 | 19 | 83.6083 | 83.7957 | 1.1813 | 8.8647 | 18 | 18 | -74.8033 | 76.1158 | -74.8033 | 76.1158 | 78.3859 | 128.5344 | 113.1 | 117.0112 | 115.5 | 119.7977 | -142.5 | -147.4026 | -146.3 | -151.4348 | -149.8 | -154.9458 | -149.4 | -154.7399 | 272.787 | 284.851
2020-07-06 02:00 | 19 | 19 | 80.2313 | 80.4128 | 2.7751 | 9.823 | 19 | 19 | -69.2143 | 71.0588 | -69.2143 | 71.0588 | 83.7279 | 132.5664 | 114.6 | 118.8504 | 116.1 | 120.3763 | -145.3 | -150.9467 | -148.4 | -154.1475 | -152.1 | -157.8724 | -151.6 | -157.635 | 259.8796 | 272.926
2020-07-06 02:30 | 15 | 15 | 76.6175 | 76.8206 | 5.8693 | 11.3628 | 15 | 15 | -68.291 | 70.3718 | -68.291 | 70.3718 | 84.7152 | 133.788 | 114.9 | 119.4625 | 114.3 | 118.8856 | -143.3 | -148.8319 | -146.1 | -151.5829 | -149.5 | -154.9937 | -149.1 | -154.8485 | 248.3505 | 264.5506
2020-07-06 03:00 | 15 | 15 | 75.8457 | 76.1204 | 5.1796 | 10.1999 | 15 | 15 | -67.1233 | 69.2656 | -67.1233 | 69.2656 | 91.0466 | 135.5828 | 116.4 | 120.1293 | 115.8 | 120.2472 | -146 | -151.042 | -148.5 | -153.7669 | -151.9 | -157.2064 | -151.5 | -157.0022 | 242.157 | 261.5616
2020-07-06 03:30 | 14 | 14 | 75.2932 | 75.5314 | 5.8656 | 11.0269 | 14 | 14 | -67.5911 | 70.0525 | -67.5911 | 70.0525 | 91.4503 | 136.0769 | 116.4 | 120.6657 | 114 | 117.958 | -142 | -146.691 | -143.7 | -148.5885 | -147.1 | -152.0548 | -146.7 | -151.8213 | 237.4015 | 257.1103
2020-07-06 04:00 | 15 | 15.0333 | 75.7739 | 76.1421 | 5.6204 | 9.3349 | 15 | 15.0333 | -67.0022 | 69.473 | -67.0022 | 69.473 | 92.9332 | 137.6579 | 116.7 | 120.6451 | 117.3 | 121.0756 | -146.1 | -150.9358 | -147.9 | -152.9556 | -151.4 | -156.5185 | -151.4 | -156.8011 | 244.7089 | 264.7343
2020-07-06 04:30 | 13 | 13.1529 | 73.805 | 74.1998 | 8.6066 | 11.0289 | 13 | 13.0384 | -72.3446 | 74.4436 | -72.3446 | 74.4436 | 87.3804 | 134.4127 | 117 | 120.8598 | 116.1 | 120.0649 | -146.9 | -151.7604 | -147.7 | -152.8134 | -151.5 | -156.6916 | -151 | -156.3889 | 244.1121 | 262.1178
2020-07-06 05:00 | 9 | 9.4868 | 72.9388 | 73.414 | 13.572 | 14.523 | 9 | 9.4868 | -78.9173 | 80.3551 | -78.9173 | 80.3551 | 83.9007 | 129.3456 | 113.4 | 117.1491 | 113.1 | 117.3245 | -144.2 | -149.0974 | -146.7 | -151.9248 | -150.3 | -155.5832 | -149.9 | -155.3271 | 254.7751 | 272.4528
2020-07-06 05:30 | 0 | 0 | 69.9231 | 70.1721 | 24.0708 | 24.3731 | 0 | 0 | -96.7962 | 97.2883 | -96.7962 | 97.2883 | 72.062 | 120.5124 | 115.8 | 119.1842 | 115.2 | 118.5304 | -146.6 | -151.0033 | -149.7 | -154.7727 | -153 | -158.1171 | -152.7 | -158.0119 | 287.3373 | 299.8707
2020-07-06 06:00 | -4 | -4 | 69.8525 | 69.8535 | 33.8671 | 34.0063 | -5 | -5 | -119.21 | 119.3853 | -119.21 | 119.3853 | 46.8883 | 87.5209 | 115.5 | 119.8777 | 115.2 | 119.6695 | -144.7 | -150.1269 | -147.3 | -153.3921 | -151.1 | -157.2646 | -150.5 | -156.7161 | 306.8877 | 314.7247
2020-07-06 06:30 | -15 | -15.0333 | 67.6265 | 67.8957 | 45.1318 | 45.2211 | -15 | -15.0333 | -141.687 | 141.7341 | -141.687 | 141.7341 | 26.0314 | 74.4411 | 114.9 | 117.3188 | 115.5 | 117.8465 | -145.5 | -148.6829 | -149.1 | -153.0169 | -152.7 | -156.6598 | -152.5 | -156.5322 | 332.196 | 335.2542
2020-07-06 07:00 | -23 | -23.0217 | 66.8351 | 67.2867 | 55.1001 | 55.2286 | -23 | -23.0217 | -162.0063 | 162.0179 | -162.0063 | 162.0179 | -8.4173 | 75.0893 | 111.9 | 114.3823 | 115.2 | 117.6126 | -144.5 | -147.6838 | -150.9 | -153.8337 | -154.7 | -157.6011 | -154.2 | -157.1295 | 371.6551 | 373.5011
2020-07-06 07:30 | -29 | -29.1548 | 66.4677 | 67.1013 | 62.0463 | 62.2874 | -29 | -29.1548 | -182.733 | 183.0664 | -182.733 | 183.0664 | -41.6811 | 86.5757 | 112.8 | 115.0221 | 114 | 115.7067 | -141.1 | -143.2976 | -149.6 | -151.5768 | -153.4 | -155.3442 | -153.1 | -155.0008 | 403.7911 | 404.0249
2020-07-06 08:00 | -33 | -33.3766 | 67.0036 | 68.2054 | 68.7507 | 69.1061 | -33 | -33.3766 | -201.225 | 201.9551 | -201.225 | 201.9551 | -83.3711 | 135.4718 | 110.4 | 112.7298 | 111.6 | 113.7866 | -141.2 | -143.7771 | -150.7 | -153.135 | -154.6 | -157.0268 | -154.5 | -156.8934 | 438.8458 | 438.9186
2020-07-06 08:30 | -38 | -38.4708 | 66.0437 | 67.2581 | 72.7765 | 73.3437 | -38 | -38.4708 | -211.5362 | 212.7729 | -211.5362 | 212.7729 | -103.6709 | 149.2219 | 111.6 | 113.1891 | 113.1 | 114.8722 | -140.8 | -142.9848 | -151.2 | -153.5568 | -156 | -158.388 | -155.2 | -157.463 | 452.629 | 452.6904
2020-07-06 09:00 | -37 | -37.4833 | 69.1112 | 70.3199 | 72.8803 | 73.6111 | -36 | -36.4966 | -213.0622 | 214.6225 | -213.0622 | 214.6225 | -116.0194 | 159.9782 | 109.2 | 111.0891 | 112.2 | 113.9862 | -139.9 | -142.0637 | -152.1 | -154.3913 | -156.3 | -158.4973 | -155.9 | -158.0204 | 466.7368 | 466.7945
2020-07-06 09:30 | -34 | -34.3657 | 69.9013 | 70.9329 | 68.3087 | 69.0135 | -34 | -34.3657 | -204.8923 | 206.4471 | -204.8923 | 206.4471 | -115.402 | 138.7184 | 108 | 110.1388 | 108.6 | 110.8458 | -139.2 | -141.6627 | -152.5 | -157.3093 | -156.5 | -161.3347 | -156.2 | -160.971 | 486.6264 | 488.4848
2020-07-06 10:00 | -38 | -38.2099 | 68.3311 | 69.999 | 70.6536 | 71.0169 | -38 | -38.2099 | -202.8734 | 203.7546 | -202.8734 | 203.7546 | -114.8393 | 143.3311 | 110.7 | 113.599 | 111.3 | 114.1172 | -139 | -142.5912 | -152.7 | -158.8576 | -156.6 | -162.7454 | -156.3 | -162.4023 | 488.3893 | 489.8253
2020-07-06 10:30 | -42 | -42.19 | 59.8685 | 61.5495 | 75.668 | 75.8551 | -42 | -42.19 | -204.213 | 204.8595 | -204.213 | 204.8595 | -114.9137 | 137.5119 | 109.8 | 113.071 | 109.8 | 112.7222 | -138 | -141.1179 | -151.3 | -156.8619 | -155.2 | -160.8087 | -154.9 | -160.4148 | 485.8658 | 487.3026
2020-07-06 11:00 | -44 | -44.2832 | 53.7153 | 55.4163 | 77.2543 | 77.4838 | -45 | -45.1774 | -198.5869 | 199.0616 | -198.5869 | 199.0616 | -104.5735 | 146.02 | 110.4 | 114.1708 | 107.1 | 110.3058 | -138.8 | -142.7387 | -153.3 | -159.0822 | -157.2 | -163.0278 | -156.9 | -162.6329 | 489.2356 | 490.1359
2020-07-06 11:30 | -49 | -49.0918 | 50.249 | 51.9258 | 78.5205 | 78.6417 | -49 | -49.163 | -195.731 | 196.1474 | -195.731 | 196.1474 | -89.1801 | 128.0918 | 109.8 | 112.7222 | 110.4 | 113.1732 | -139.8 | -143.1526 | -152.1 | -157.4513 | -156 | -161.4 | -155.7 | -160.9877 | 475.8488 | 477.707
2020-07-06 12:00 | -41 | -41.0488 | 46.6691 | 47.5502 | 68.5917 | 68.6837 | -41 | -41.1096 | -191.751 | 192.1834 | -191.751 | 192.1834 | -74.0639 | 125.13 | 111.6 | 115.4844 | 111.9 | 115.9297 | -139.9 | -144.0196 | -151.2 | -157.2229 | -155.1 | -161.2204 | -154.7 | -160.6613 | 459.4087 | 461.16
2020-07-06 12:30 | -41 | -41.1096 | 44.3866 | 45.3825 | 68.8933 | 68.9181 | -40 | -40.1123 | -190.5127 | 190.9441 | -190.5127 | 190.9441 | -68.9084 | 118.5336 | 108.9 | 112.0543 | 112.5 | 115.4879 | -138.8 | -142.809 | -151.1 | -156.8554 | -154.9 | -160.7576 | -154.3 | -160.0461 | 455.1019 | 456.2854
2020-07-06 13:00 | -37 | -37.1214 | 47.4673 | 48.0931 | 65.5763 | 65.7617 | -37 | -37.2156 | -182.5684 | 183.0205 | -182.5684 | 183.0205 | -74.2815 | 117.9313 | 111 | 114.0963 | 112.5 | 115.5561 | -140.4 | -144.0005 | -151.7 | -156.9237 | -155.2 | -160.5113 | -155.1 | -160.5045 | 449.3226 | 450.439
2020-07-06 13:30 | -44 | -44.2832 | 54.9859 | 55.9554 | 72.4765 | 72.8925 | -44 | -44.2832 | -190.8832 | 191.4452 | -190.8832 | 191.4452 | -76.8908 | 118.4831 | 111.6 | 114.6114 | 111.6 | 114.5434 | -138.7 | -141.9073 | -150.3 | -155.3026 | -154 | -159.11 | -153.9 | -158.963 | 448.2625 | 449.7338
2020-07-06 14:00 | -42 | -42.4264 | 59.9781 | 60.859 | 74.8452 | 75.4159 | -42 | -42.5793 | -190.3511 | 191.2642 | -190.3511 | 191.2642 | -80.0765 | 119.0821 | 110.7 | 113.9451 | 112.5 | 115.4879 | -140.7 | -144.0317 | -152.4 | -157.5366 | -156.8 | -162.1734 | -155.9 | -161.0747 | 451.9555 | 453.4796
2020-07-06 14:30 | -37 | -37.855 | 63.3767 | 63.7808 | 68.6473 | 69.4728 | -37 | -37.855 | -186.6211 | 187.7143 | -186.6211 | 187.7143 | -86.4204 | 120.5392 | 110.4 | 113.5828 | 112.2 | 115.4029 | -139.7 | -143.2294 | -150.3 | -155.8097 | -154.2 | -159.5576 | -153.8 | -159.3193 | 442.8609 | 444.4639
2020-07-06 15:00 | -30 | -30.8058 | 68.9025 | 69.0907 | 63.0984 | 64.0568 | -30 | -30.8058 | -181.9745 | 183.1116 | -181.9745 | 183.1116 | -98.0483 | 130.2535 | 113.7 | 116.4591 | 112.5 | 115.3538 | -141.6 | -145.1488 | -150.8 | -156.1698 | -154.6 | -160.0732 | -154.4 | -159.7389 | 429.0647 | 430.5915
2020-07-06 15:30 | -25 | -26.2488 | 77.9228 | 78.138 | 59.269 | 60.6688 | -25 | -26.2488 | -175.6421 | 177.0055 | -175.6421 | 177.0055 | -103.5345 | 135.9346 | 112.8 | 115.6464 | 111.6 | 114.6801 | -141.9 | -145.5742 | -152.1 | -157.5031 | -156 | -161.4772 | -155.5 | -160.9236 | 433.6313 | 435.1931
2020-07-06 16:00 | -23 | -24.6982 | 82.0288 | 82.1467 | 57.6136 | 59.4499 | -23 | -25.0799 | -173.1991 | 174.9801 | -173.1991 | 174.9801 | -115.0205 | 141.4979 | 109.2 | 111.8063 | 111 | 113.8246 | -136.9 | -139.8148 | -147.8 | -152.6068 | -151.6 | -156.5611 | -151.4 | -156.2431 | 439.3583 | 440.8637
2020-07-06 16:30 | -22 | -24.1661 | 87.0481 | 87.2631 | 57.8744 | 60.1883 | -22 | -24.5967 | -176.2143 | 178.5407 | -176.2143 | 178.5407 | -128.0417 | 152.8613 | 110.1 | 112.5592 | 110.4 | 112.8526 | -138.1 | -141.0915 | -148.8 | -153.1401 | -152.4 | -156.8272 | -152.3 | -156.6127 | 437.3029 | 438.6078
2020-07-06 17:00 | -7 | -15.6525 | 103.0419 | 103.0951 | 44.5815 | 48.7664 | -7 | -14.7648 | -165.2585 | 169.2894 | -165.2585 | 169.2894 | -141.4915 | 153.3522 | 112.2 | 114.4338 | 111.6 | 113.9052 | -141.3 | -143.8753 | -153.3 | -157.7962 | -157.1 | -161.6015 | -156.6 | -161.0274 | 439.2195 | 441.0643
2020-07-06 17:30 | 2 | 13.1529 | 115.2665 | 115.3996 | 36.9907 | 42.2406 | 1 | 13.0384 | -166.6143 | 172.2886 | -166.6143 | 172.2886 | -176.5711 | 183.332 | 109.5 | 114.0241 | 110.1 | 114.7683 | -140.4 | -145.9322 | -153.4 | -158.4539 | -157.5 | -162.5741 | -157.1 | -161.9897 | 444.2549 | 445.2769
2020-07-06 18:00 | 14 | 19.799 | 130.3537 | 130.5191 | 24.4224 | 33.3616 | 14 | 20.5183 | -151.0604 | 158.7454 | -151.0604 | 158.7454 | -168.89 | 176.7853 | 106.8 | 110.5373 | 107.4 | 111.6742 | -138.7 | -143.2707 | -152.1 | -156.7026 | -156.2 | -160.8032 | -156 | -160.4908 | 475.7386 | 477.3754
2020-07-06 18:30 | 13 | 19.105 | 127.0967 | 127.2073 | 24.8518 | 33.6705 | 13 | 19.105 | -148.0471 | 155.5107 | -148.0471 | 155.5107 | -155.4409 | 164.5643 | 110.4 | 115.141 | 110.4 | 114.724 | -137.7 | -143.171 | -151.7 | -156.8595 | -156.2 | -161.4154 | -155.8 | -160.9027 | 469.4005 | 471.4462
2020-07-06 19:00 | 5 | 15.8114 | 117.2617 | 117.2868 | 31.5836 | 39.1915 | 5 | 16.7631 | -153.7301 | 160.276 | -153.7301 | 160.276 | -140.5196 | 144.211 | 108.3 | 113.3039 | 110.4 | 114.6428 | -138.4 | -144.009 | -151.4 | -156.5949 | -155.4 | -160.5908 | -155.2 | -160.2718 | 446.7963 | 450.0709
2020-07-06 19:30 | -2 | -15.1327 | 106.3496 | 106.3689 | 40.6959 | 46.3381 | -3 | -16.2788 | -161.9837 | 167.0635 | -161.9837 | 167.0635 | -122.8382 | 126.3361 | 111.9 | 115.6896 | 110.1 | 113.9578 | -138.7 | -143.0479 | -150.4 | -155.1754 | -154 | -158.8126 | -154 | -158.7153 | 422.9225 | 426.9593
2020-07-06 20:00 | -16 | -20.6155 | 92.5423 | 92.5624 | 49.6721 | 52.8475 | -15 | -20.5183 | -175.4301 | 178.5253 | -175.4301 | 178.5253 | -107.3268 | 110.889 | 110.1 | 111.8662 | 110.4 | 112.2148 | -139.1 | -141.1383 | -149.5 | -154.8105 | -152.9 | -158.0456 | -152.9 | -157.9198 | 418.5934 | 423.4107
2020-07-06 20:30 | -15 | -19.8494 | 87.9718 | 87.9741 | 50.0139 | 53.0581 | -15 | -19.8494 | -173.6627 | 176.3171 | -173.6627 | 176.3171 | -98.0787 | 114.6507 | 111.6 | 113.9657 | 110.7 | 113.1461 | -141.2 | -144.0674 | -150 | -155.8231 | -154.1 | -160.0678 | -153.6 | -159.4784 | 390.8466 | 391.1434
2020-07-06 21:00 | -31 | -33.2415 | 71.2521 | 71.2543 | 64.2329 | 65.8756 | -30 | -32.311 | -190.2628 | 191.8728 | -190.2628 | 191.8728 | -76.0032 | 111.3568 | 112.8 | 115.0221 | 113.1 | 115.3831 | -140.1 | -142.716 | -149.9 | -152.6416 | -154.3 | -157.0201 | -153.6 | -156.2035 | 390.0883 | 390.2044
2020-07-06 21:30 | -28 | -30.4631 | 71.5144 | 71.7352 | 60.1899 | 60.4759 | -29 | -31.3847 | -184.4531 | 184.762 | -184.4531 | 184.762 | -52.5239 | 91.3074 | 111.3 | 114.4578 | 110.7 | 113.3357 | -141.4 | -144.9978 | -150.4 | -153.7874 | -153.7 | -157.0573 | -154 | -157.2895 | 375.5929 | 375.9241
2020-07-06 22:00 | -30 | -30.2655 | 65.5905 | 65.7913 | 59.3842 | 59.5475 | -31 | -31.257 | -172.118 | 172.2393 | -172.118 | 172.2393 | -35.7071 | 90.101 | 111.6 | 114.0888 | 113.4 | 115.9119 | -142.8 | -145.7951 | -149.5 | -152.9368 | -153.6 | -157.1682 | -153.8 | -157.3637 | 351.9746 | 352.7472
2020-07-06 22:30 | -20 | -20.3961 | 75.8375 | 75.8685 | 44.8072 | 45.111 | -19 | -19.4165 | -150.5781 | 150.6681 | -150.5781 | 150.6681 | -10.9462 | 97.1673 | 114 | 116.752 | 113.4 | 116.1663 | -140.9 | -144.422 | -147.2 | -150.7021 | -151.1 | -154.5768 | -150.6 | -154.088 | 332.7126 | 333.5117
2020-07-06 23:00 | -13 | -13.0384 | 70.0618 | 70.1578 | 44.2403 | 44.3358 | -15 | -15.0333 | -148.5607 | 148.5607 | -148.5607 | 148.5607 | 15.2779 | 99.0583 | 114.3 | 117.9462 | 114.9 | 118.6017 | -142.6 | -147.222 | -147.7 | -151.8597 | -151.7 | -155.9131 | -151.4 | -155.6909 | 323.6028 | 325.0956
2020-07-06 23:30 | -10 | -10 | 70.3073 | 70.3075 | 37.9888 | 38.2186 | -11 | -11.0454 | -149.8687 | 149.8687 | -149.8687 | 149.8687 | 8.7652 | 88.92 | 112.5 | 115.3538 | 113.1 | 115.939 | -143.6 | -147.0906 | -148.6 | -152.0487 | -152.2 | -155.6731 | -151.6 | -155.2401 | 321.1718 | 323.6358
2020-07-07 | -9 | -9 | 74.1991 | 74.2032 | 30.538 | 31.1581 | -8 | -8 | -129.1877 | 129.3397 | -129.1877 | 129.3397 | 18.0231 | 98.8097 | 114.9 | 118.2388 | 114.3 | 117.8725 | -142.7 | -147.1954 | -146.8 | -151.0314 | -150.4 | -154.528 | -150.1 | -154.4505 | 307.1386 | 310.3184
2020-07-07 00:30 | -10 | -10 | 63.5763 | 63.5779 | 35.5985 | 36.1825 | -11 | -11 | -131.3681 | 131.7047 | -131.3681 | 131.7047 | 30.9722 | 105.3431 | 114.6 | 118.7712 | 114.9 | 119.1397 | -143 | -148.4353 | -146.8 | -151.6888 | -150.5 | -155.3464 | -149.8 | -154.8441 | 300.7316 | 304.2278
2020-07-07 01:00 | -12 | -12 | 57.7701 | 57.8048 | 38.2131 | 38.6544 | -12 | -12.0416 | -129.4364 | 129.868 | -129.4364 | 129.868 | 40.7349 | 107.9832 | 112.5 | 117.4966 | 111.6 | 116.5484 | -142.1 | -147.8966 | -145.3 | -150.8816 | -149.2 | -154.7309 | -148.3 | -153.9166 | 282.5926 | 287.7315
2020-07-07 01:30 | -18 | -18 | 51.0957 | 51.1218 | 42.2567 | 42.9671 | -18 | -18 | -136.133 | 136.8437 | -136.133 | 136.8437 | 38.7484 | 108.9481 | 114.3 | 120.0169 | 115.5 | 121.4352 | -142.7 | -149.5971 | -144.9 | -151.0889 | -148.6 | -154.78 | -148.1 | -154.5264 | 253.8796 | 259.4917
2020-07-07 02:00 | -12 | -12 | 57.4079 | 57.452 | 32.9243 | 33.8963 | -11 | -11 | -116.5816 | 117.575 | -116.5816 | 117.575 | 45.3415 | 115.0099 | 115.5 | 121.1603 | 115.2 | 121.0573 | -146.2 | -153.569 | -147.3 | -154.1378 | -150.8 | -157.6815 | -150.4 | -157.3653 | 238.4328 | 246.0537
2020-07-07 02:30 | -14 | -14 | 52.1007 | 52.1559 | 35.6546 | 36.7315 | -13 | -13 | -118.6074 | 120.0985 | -118.6074 | 120.0985 | 54.9581 | 131.4603 | 115.2 | 122.1118 | 115.2 | 122.1118 | -144.9 | -154.392 | -147 | -155.9931 | -150.6 | -159.6871 | -150.1 | -159.3495 | 237.7681 | 250.3374
2020-07-07 03:00 | -19 | -19.0263 | 44.9218 | 44.9635 | 43.1732 | 44.0532 | -20 | -20.025 | -127.7851 | 129.0243 | -127.7851 | 129.0243 | 63.5888 | 133.0878 | 115.2 | 122.4132 | 115.2 | 122.0126 | -145 | -154.2799 | -145.9 | -154.6229 | -150.6 | -159.4886 | -149.6 | -158.6443 | 238.5985 | 251.5808
2020-07-07 03:30 | -18 | -18.0278 | 46.5643 | 46.5854 | 40.3937 | 41.4516 | -18 | -18.0278 | -120.9548 | 122.3272 | -120.9548 | 122.3272 | 64.7951 | 134.9419 | 114.6 | 122.472 | 116.1 | 124.3003 | -147.6 | -158.1878 | -148.2 | -158.4982 | -151.9 | -162.3481 | -151.5 | -162.0803 | 232.5805 | 244.6088
2020-07-07 04:00 | -21 | -21 | 42.2337 | 42.3375 | 44.7473 | 45.3923 | -23 | -23 | -127.1964 | 128.2452 | -127.1964 | 128.2452 | 67.732 | 133.6153 | 115.5 | 122.4944 | 118.5 | 125.5237 | -147.2 | -156.7923 | -148.8 | -158.4667 | -152.3 | -162.0289 | -151.8 | -161.8 | 236.3151 | 250.5052
2020-07-07 04:30 | -23 | -23 | 42.9088 | 42.9798 | 45.6303 | 46.201 | -22 | -22 | -129.0015 | 129.9333 | -129.0015 | 129.9333 | 66.5467 | 132.9339 | 117 | 123.7135 | 116.1 | 123.3617 | -144.3 | -154.003 | -146.4 | -156.0415 | -150.3 | -159.9785 | -149.5 | -159.3999 | 242.0294 | 254.7658
2020-07-07 05:00 | -16 | -16.0312 | 53.4058 | 53.4961 | 39.2231 | 39.6238 | -15 | -15 | -120.3983 | 121.1081 | -120.3983 | 121.1081 | 51.2436 | 123.0765 | 115.8 | 122.3838 | 116.1 | 122.5712 | -144.8 | -153.7528 | -146.8 | -155.9729 | -150.3 | -159.4375 | -149.4 | -158.6903 | 239.6818 | 251.5816
2020-07-07 05:30 | -24 | -24 | 49.6939 | 49.7077 | 47.4871 | 47.7643 | -24 | -24.0208 | -135.8168 | 136.2957 | -135.8168 | 136.2957 | 46.4079 | 101.6363 | 113.7 | 120.0094 | 116.1 | 122.1917 | -145.1 | -153.0546 | -146.8 | -155.5054 | -150.8 | -159.6775 | -149.8 | -158.7997 | 256.2695 | 266.5019
2020-07-07 06:00 | -22 | -22.0227 | 59.7309 | 59.7424 | 43.5719 | 43.7479 | -23 | -23.0217 | -134.5941 | 134.8616 | -134.5941 | 134.8616 | 30.4019 | 93.1851 | 117.3 | 122.8774 | 117 | 122.591 | -145 | -151.2415 | -147.1 | -152.7878 | -150.6 | -156.3201 | -150.3 | -156.058 | 284.2047 | 293.9851
2020-07-07 06:30 | -16 | -17.088 | 68.3671 | 68.3701 | 45.1564 | 46.061 | -16 | -17.088 | -145.3194 | 145.4661 | -145.3194 | 145.4661 | -1.0386 | 96.2477 | 115.8 | 120.83 | 117.3 | 122.3533 | -145.3 | -151.7581 | -149.9 | -156.1283 | -153.7 | -160.124 | -153.2 | -159.6441 | 319.8969 | 328.4515
2020-07-07 07:00 | -15 | -17.4929 | 74.282 | 74.306 | 47.985 | 49.8978 | -14 | -16.6433 | -152.9557 | 153.751 | -152.9557 | 153.751 | -42.3942 | 97.7699 | 115.2 | 118.8186 | 115.5 | 119.4848 | -145.8 | -150.7466 | -151.3 | -156.4982 | -155 | -160.2038 | -154.7 | -159.9135 | 322.1257 | 327.5226
2020-07-07 07:30 | -12 | -16.9706 | 83.2745 | 83.2885 | 44.8606 | 47.8551 | -12 | -16.2788 | -158.0812 | 160.3003 | -158.0812 | 160.3003 | -42.0556 | 92.9834 | 114.3 | 118.7219 | 113.4 | 117.8557 | -143.9 | -149.7094 | -150.3 | -153.8161 | -154.2 | -157.6499 | -153.8 | -157.1287 | 391.7154 | 392.8804
2020-07-07 08:00 | -3 | -12.3693 | 95.4576 | 95.4962 | 37.8839 | 41.9857 | -3 | -13.3417 | -152.6505 | 155.692 | -152.6505 | 155.692 | -62.5732 | 110.4408 | 110.4 | 114.0947 | 110.1 | 113.5067 | -139.8 | -144.1634 | -150.2 | -152.7876 | -154.2 | -156.6859 | -153.8 | -156.2392 | 430.5865 | 431.3
2020-07-07 08:30 | -13 | -17.6918 | 89.1944 | 89.4836 | 47.7334 | 50.4659 | -12 | -16.9706 | -172.5108 | 175.3368 | -172.5108 | 175.3368 | -90.5836 | 131.0824 | 111.6 | 114.6114 | 111.3 | 114.5281 | -141.4 | -145.4771 | -151.9 | -154.6061 | -156.3 | -158.9312 | -156.1 | -158.6804 | 444.0862 | 444.1073
2020-07-07 09:00 | -20 | -22.8254 | 84.8088 | 85.2285 | 52.6012 | 55.133 | -19 | -21.9545 | -179.9802 | 182.7215 | -179.9802 | 182.7215 | -110.8952 | 131.9318 | 110.7 | 113.7352 | 110.1 | 113.2912 | -138.2 | -141.9244 | -150.5 | -153.2497 | -154.9 | -157.5114 | -154.5 | -157.1248 | 437.5309 | 438.0206
2020-07-07 09:30 | -19 | -21.9545 | 80.4006 | 80.8767 | 56.2034 | 58.4038 | -18 | -20.5913 | -185.8343 | 188.2477 | -185.8343 | 188.2477 | -110.1254 | 136.6674 | 111 | 114.3079 | 110.7 | 113.8044 | -138.7 | -142.9505 | -152.2 | -155.4458 | -157.2 | -160.4239 | -156.8 | -159.8935 | 458.8394 | 458.8673
2020-07-07 10:00 | -14 | -14.5602 | 87.7854 | 89.1853 | 47.8781 | 48.596 | -14 | -14.5602 | -169.4537 | 170.3041 | -169.4537 | 170.3041 | -101.216 | 120.5959 | 110.7 | 114.7719 | 111.3 | 114.8169 | -138.2 | -142.3209 | -152.6 | -155.5209 | -157 | -159.8405 | -156.6 | -159.3544 | 447.8463 | 447.9152
2020-07-07 10:30 | -15 | -15.5242 | 83.4548 | 84.8661 | 49.4837 | 50.1611 | -15 | -15.5242 | -171.3649 | 172.1839 | -171.3649 | 172.1839 | -90.7478 | 114.9558 | 109.8 | 113.904 | 110.4 | 114.4035 | -137.9 | -142.2723 | -152.7 | -155.6577 | -157 | -159.8971 | -156.5 | -159.2746 | 453.9081 | 453.9403
2020-07-07 11:00 | -15 | -15.5242 | 84.7876 | 85.8664 | 48.277 | 48.9469 | -15 | -15.5242 | -167.1114 | 167.8706 | -167.1114 | 167.8706 | -100.6693 | 122.2302 | 109.2 | 113.736 | 109.8 | 114.6518 | -135 | -140.0848 | -148.4 | -151.7271 | -152.4 | -155.662 | -151.9 | -155.0912 | 439.5154 | 439.5837
2020-07-07 11:30 | -22 | -22.2036 | 77.2013 | 77.6818 | 52.2944 | 53.4476 | -21 | -21.587 | -174.7036 | 175.8965 | -174.7036 | 175.8965 | -82.0969 | 109.3596 | 108.3 | 112.788 | 108.9 | 113.2813 | -137.4 | -141.7631 | -151.3 | -154.4834 | -155.7 | -158.8347 | -155.2 | -158.2072 | 459.0508 | 459.0608
2020-07-07 12:00 | -18 | -18.9737 | 78.5462 | 79.008 | 51.746 | 52.9449 | -19 | -19.9249 | -173.2599 | 174.5735 | -173.2599 | 174.5735 | -138.5173 | 152.4427 | 112.2 | 114.8013 | 112.2 | 114.8013 | -140 | -143.0537 | -150.8 | -153.451 | -154.8 | -157.4198 | -154.5 | -157.0525 | 382.4569 | 383.5003
2020-07-07 12:30 | -13 | -14.7648 | 81.475 | 81.6843 | 44.2416 | 45.8962 | -12 | -14.4222 | -162.4453 | 163.7597 | -162.4453 | 163.7597 | -146.9201 | 163.4448 | 113.1 | 116.7836 | 111.9 | 114.972 | -140.1 | -144.0263 | -150.9 | -154.0141 | -155 | -158.1684 | -154.6 | -157.6774 | 388.7841 | 389.5509
2020-07-07 13:00 | -14 | -16.1245 | 83.5951 | 83.8824 | 48.7658 | 50.4571 | -15 | -17 | -165.7453 | 166.9345 | -165.7453 | 166.9345 | -146.1461 | 161.8664 | 112.8 | 116.0566 | 111 | 114.5262 | -138.4 | -142.1647 | -149.4 | -152.3626 | -153.5 | -156.4426 | -153.2 | -156.0523 | 385.1007 | 385.8251
2020-07-07 13:30 | -12 | -15 | 89.8589 | 90.1999 | 45.0162 | 47.4064 | -12 | -15 | -158.4252 | 160.0779 | -158.4252 | 160.0779 | -134.3284 | 152.4472 | 113.4 | 116.9265 | 111.3 | 114.891 | -139.2 | -142.9209 | -152.1 | -155.0692 | -156.3 | -159.2672 | -155.9 | -158.7602 | 410.5541 | 411.3783
2020-07-07 14:00 | -11 | -14.2127 | 92.0204 | 92.3016 | 42.993 | 45.4157 | -10 | -13.4536 | -153.7347 | 155.3694 | -153.7347 | 155.3694 | -127.1038 | 145.314 | 111.6 | 114.5434 | 112.2 | 115.3331 | -139 | -142.8175 | -151.9 | -155.051 | -156.3 | -159.4229 | -155.6 | -158.5803 | 416.1942 | 417.0952
2020-07-07 14:30 | -16 | -18.3576 | 84.572 | 85.0045 | 50.7739 | 52.5239 | -17 | -18.7883 | -166.3128 | 167.6884 | -166.3128 | 167.6884 | -118.806 | 139.4916 | 109.8 | 113.3635 | 112.8 | 116.1992 | -139 | -142.5912 | -151.5 | -154.3645 | -156.2 | -159.0927 | -155.4 | -158.1566 | 422.7686 | 423.6125
2020-07-07 15:00 | -20 | -21.1896 | 79.8459 | 80.2424 | 54.9166 | 56.0318 | -20 | -21.1896 | -173.5956 | 174.7676 | -173.5956 | 174.7676 | -105.8031 | 130.7012 | 111.3 | 115.2562 | 110.7 | 114.5375 | -138.8 | -142.9993 | -151.8 | -155.1569 | -156.1 | -159.4067 | -156.7 | -159.8347 | 430.322 | 431.0821
2020-07-07 15:30 | -8 | -10.6301 | 93.9584 | 94.3438 | 40.502 | 42.1076 | -9 | -11.4018 | -149.1868 | 150.2746 | -149.1868 | 150.2746 | -112.8958 | 134.3396 | 110.4 | 114.0947 | 111.9 | 115.8517 | -137.9 | -142.4964 | -150.6 | -154.0039 | -155.2 | -158.6281 | -154.7 | -158.0565 | 410.047 | 411.0184
2020-07-07 16:00 | -7 | -9.8995 | 91.8689 | 91.969 | 42.0415 | 43.7669 | -7 | -9.8995 | -153.5257 | 154.8642 | -153.5257 | 154.8642 | -114.1643 | 134.7149 | 113.4 | 117.3782 | 111.3 | 115.344 | -141.1 | -145.9419 | -152.6 | -156.2124 | -157.6 | -161.1837 | -156.6 | -160.0599 | 404.3516 | 405.4217
2020-07-07 16:30 | 0 | 8 | 103.6088 | 103.7905 | 35.4114 | 37.9385 | 0 | 8 | -149.4172 | 151.2505 | -149.4172 | 151.2505 | -126.7696 | 143.2086 | 111.6 | 115.1816 | 113.1 | 116.4189 | -140.3 | -144.2906 | -152.1 | -155.5754 | -156.3 | -159.7457 | -156 | -159.3699 | 410.3954 | 411.5212
2020-07-07 17:00 | -1 | -8.0623 | 101.0219 | 101.3713 | 42.9688 | 45.0206 | -1 | -7.0711 | -170.1994 | 172.3739 | -170.1994 | 172.3739 | -137.6972 | 153.1932 | 112.5 | 115.6946 | 113.1 | 116.2089 | -142.6 | -146.6906 | -153.8 | -156.7951 | -158.3 | -161.2685 | -157.8 | -160.6451 | 415.1331 | 416.4555
2020-07-07 17:30 | 24 | 26.8328 | 138.5845 | 138.8107 | 12.7515 | 22.1183 | 24 | 26.8328 | -132.3275 | 137.9492 | -132.3275 | 137.9492 | -156.4855 | 167.3595 | 110.4 | 113.5126 | 111.3 | 114.2512 | -139.1 | -142.8236 | -151.5 | -154.822 | -155.7 | -159.015 | -155.5 | -158.6983 | 440.3388 | 442.1057
2020-07-07 18:00 | 29 | 31.3847 | 141.0122 | 141.3175 | 12.1224 | 22.8525 | 28 | 30.0832 | -137.4388 | 144.6314 | -137.4388 | 144.6314 | -176.9829 | 185.2859 | 109.8 | 115.9305 | 110.4 | 116.5951 | -138 | -145.2449 | -150.1 | -154.3335 | -154.1 | -158.272 | -153.9 | -157.8965 | 424.068 | 427.9503
2020-07-07 18:30 | 26 | 28.2312 | 137.7338 | 138.0964 | 14.9171 | 23.2139 | 25 | 26.9258 | -142.0107 | 148.2954 | -142.0107 | 148.2954 | -168.0145 | 177.6748 | 109.2 | 115.1703 | 110.1 | 116.024 | -137.9 | -145.4016 | -149.9 | -154.3989 | -153.7 | -158.1377 | -153.9 | -158.2154 | 429.444 | 432.8711
2020-07-07 19:00 | 19 | 20.6155 | 131.7611 | 132.2067 | 19.8287 | 25.5702 | 19 | 20.6155 | -145.9342 | 150.9892 | -145.9342 | 150.9892 | -156.336 | 163.7819 | 112.5 | 118.7765 | 112.8 | 118.965 | -140.2 | -148.1892 | -151.8 | -156.6062 | -155.8 | -160.5587 | -155.7 | -160.3176 | 407.3589 | 411.2026
2020-07-07 19:30 | 0 | 8 | 110.8234 | 111.2291 | 37.701 | 40.6345 | 0 | 6 | -166.1744 | 169.6865 | -166.1744 | 169.6865 | -148.9385 | 172.5408 | 110.1 | 113.9578 | 111 | 114.4527 | -139.7 | -144.1894 | -149.4 | -153.3092 | -153.1 | -156.9171 | -153.6 | -157.3397 | 391.6021 | 393.9258
2020-07-07 20:00 | 3 | 7.6158 | 111.0177 | 111.3423 | 35.3957 | 38.3729 | 2 | 6.3246 | -159.3266 | 162.2973 | -159.3266 | 162.2973 | -137.2083 | 162.8928 | 109.5 | 113.3008 | 111.6 | 115.2562 | -138.7 | -142.9263 | -148.9 | -152.5564 | -152.4 | -156.1466 | -152.4 | -155.9743 | 377.2213 | 380.837
2020-07-07 20:30 | 8 | 10.6301 | 116.4023 | 116.7718 | 26.5095 | 29.6203 | 8 | 10.6301 | -142.4832 | 144.5497 | -142.4832 | 144.5497 | -128.0084 | 156.9636 | 111.3 | 115.3507 | 110.7 | 114.8514 | -139 | -144.3676 | -148 | -152.3391 | -151.7 | -156.0293 | -151.9 | -155.9873 | 367.4928 | 371.2321
2020-07-07 21:00 | 0 | 7 | 106.8406 | 107.0138 | 32.8277 | 35.6741 | 0 | 9 | -148.1047 | 149.9558 | -148.1047 | 149.9558 | -107.1765 | 131.558 | 110.4 | 112.6099 | 111.9 | 114.0809 | -139.8 | -142.4438 | -148.2 | -152.5334 | -151.7 | -156.0527 | -151.2 | -155.4035 | 372.0411 | 374.3764
2020-07-07 21:30 | -8 | -10 | 92.4427 | 92.6744 | 42.5084 | 43.6158 | -7 | -9.2195 | -161.5259 | 162.3043 | -161.5259 | 162.3043 | -74.46 | 103.4741 | 112.2 | 113.5875 | 110.7 | 112.2024 | -138.7 | -140.2068 | -147.3 | -150.1664 | -150.9 | -153.7757 | -151.2 | -154.0128 | 378.1864 | 379.6599
2020-07-07 22:00 | -9 | -10.8167 | 87.5508 | 87.658 | 43.0051 | 43.9976 | -9 | -10.8167 | -153.8749 | 154.3367 | -153.8749 | 154.3367 | -49.1281 | 88.1718 | 113.1 | 114.6192 | 113.7 | 115.3097 | -142.5 | -144.3923 | -150.7 | -153.9161 | -154.6 | -157.7965 | -154.6 | -157.7765 | 356.2669 | 358.696
2020-07-07 22:30 | -15 | -15.8114 | 78.7191 | 78.7272 | 46.2481 | 46.712 | -14 | -14.8661 | -158.5699 | 158.8411 | -158.5699 | 158.8411 | -11.4019 | 71.8193 | 112.5 | 114.3346 | 112.5 | 114.6118 | -141.3 | -143.9895 | -149.1 | -153.1758 | -152.7 | -156.7271 | -153 | -157.0871 | 365.8117 | 368.6045
2020-07-07 23:00 | 0 | 1 | 84.8055 | 84.8633 | 33.3995 | 33.9623 | 0 | 1 | -137.5671 | 137.641 | -137.5671 | 137.641 | 4.7924 | 89.291 | 112.8 | 115.9864 | 112.5 | 116.2027 | -141.4 | -145.3836 | -148 | -152.4584 | -152.1 | -156.5357 | -151.6 | -156.1213 | 342.2351 | 344.1539
2020-07-07 23:30 | -3 | -3.6056 | 82.4137 | 82.4368 | 31.8117 | 32.1631 | -1 | -2.2361 | -145.6921 | 145.7633 | -145.6921 | 145.7633 | 2.6028 | 85.5015 | 113.7 | 116.0829 | 111.3 | 113.7953 | -140.5 | -143.4214 | -147 | -150.8582 | -150.8 | -154.6516 | -150.5 | -154.3369 | 356.0043 | 358.8922
2020-07-08 | -8 | -8.2462 | 77.6167 | 77.6231 | 30.5952 | 30.8057 | -8 | -8.2462 | -134.6031 | 134.6189 | -134.6031 | 134.6189 | 19.5476 | 92.3842 | 112.8 | 116.0566 | 111.6 | 115.0346 | -141.6 | -145.4629 | -148.5 | -153.0159 | -152.7 | -157.0483 | -152.3 | -156.8488 | 344.9233 | 348.2597
2020-07-08 00:30 | -1 | -2.2361 | 73.2228 | 73.2489 | 31.3466 | 31.5814 | -2 | -2.8284 | -127.7823 | 127.7995 | -127.7823 | 127.7995 | 26.3221 | 96.1165 | 110.7 | 114.1617 | 111.3 | 114.891 | -140.9 | -145.5258 | -145.3 | -149.5976 | -149.7 | -154.2287 | -149.8 | -154.374 | 321.5538 | 324.0544
2020-07-08 01:00 | -5 | -5.831 | 69.3756 | 69.4987 | 30.5063 | 30.7772 | -4 | -5 | -121.1009 | 121.162 | -121.1009 | 121.162 | 30.7834 | 99.2357 | 113.1 | 117.0112 | 112.2 | 116.3772 | -142 | -146.4433 | -147.1 | -151.323 | -150.6 | -154.7735 | -149.9 | -154.2562 | 299.8037 | 303.3314
2020-07-08 01:30 | -2 | -2.8284 | 68.908 | 69.0853 | 27.016 | 27.317 | -2 | -2.8284 | -114.8469 | 114.9525 | -114.8469 | 114.9525 | 46.8845 | 108.3225 | 112.8 | 117.4442 | 113.7 | 118.8189 | -143.2 | -149.6903 | -147.3 | -153.7312 | -151 | -157.4773 | -150.6 | -157.2081 | 288.1349 | 293.7255
2020-07-08 02:00 | 0 | 3 | 70.7153 | 70.8472 | 24.5305 | 24.864 | -2 | -2.8284 | -107.2247 | 107.5396 | -107.2247 | 107.5396 | 46.3218 | 110.6581 | 113.4 | 118.797 | 114.6 | 119.7673 | -143.2 | -150.2547 | -146.8 | -153.6896 | -150.5 | -157.373 | -150.6 | -157.77 | 266.6691 | 272.867
2020-07-08 02:30 | 0 | 5 | 69.7389 | 70.0564 | 22.7619 | 23.1838 | 0 | 3 | -101.0775 | 101.2597 | -101.0775 | 101.2597 | 52.1093 | 111.4351 | 114.9 | 119.3808 | 114 | 119.106 | -144.1 | -150.1802 | -146.7 | -152.8137 | -150.5 | -156.744 | -149.8 | -156.1001 | 257.8486 | 268.0615
2020-07-08 03:00 | 1 | 2.2361 | 72.1055 | 72.3832 | 20.1236 | 20.5734 | 2 | 4.4721 | -94.2271 | 94.4912 | -94.2271 | 94.4912 | 50.7121 | 113.3336 | 114 | 119.8232 | 112.8 | 118.6821 | -143.3 | -151.1891 | -145.9 | -153.6243 | -149.5 | -157.2942 | -149.2 | -157.1341 | 245.6407 | 255.1328
2020-07-08 03:30 | -1 | -5.099 | 66.5467 | 66.9179 | 25.1658 | 25.7357 | -2 | -5.3852 | -100.6792 | 100.8377 | -100.6792 | 100.8377 | 56.1539 | 110.3804 | 114.6 | 119.8548 | 115.5 | 121.5281 | -145.6 | -153.1546 | -148.5 | -155.9423 | -151.5 | -158.9524 | -151.2 | -158.9108 | 242.5873 | 251.4924
2020-07-08 04:00 | 0 | 5 | 67.7117 | 68.1652 | 23.2175 | 23.7677 | 0 | 5 | -98.1406 | 98.5957 | -98.1406 | 98.5957 | 49.6851 | 110.4425 | 113.7 | 119.5379 | 114.9 | 120.9581 | -144.1 | -151.7583 | -146.5 | -154.0081 | -150.1 | -157.7444 | -149.8 | -157.6125 | 246.8931 | 254.9288
2020-07-08 04:30 | -2 | -5.3852 | 64.9119 | 65.2305 | 28.6989 | 29.2073 | -3 | -5.831 | -104.4569 | 104.6055 | -104.4569 | 104.6055 | 48.9998 | 106.2766 | 114 | 120.1035 | 114.9 | 120.5884 | -145.4 | -152.7769 | -147.5 | -154.8071 | -151.2 | -158.6665 | -150.7 | -158.251 | 246.7405 | 253.4568
2020-07-08 05:00 | 0 | 6 | 72.0473 | 72.3188 | 25.1561 | 25.8543 | 0 | 3 | -97.5031 | 97.5876 | -97.5031 | 97.5876 | 44.1285 | 107.4323 | 111.6 | 117.4484 | 112.5 | 118.2114 | -142.1 | -150.0522 | -144.7 | -152.3281 | -148.3 | -156.0293 | -148.1 | -155.9006 | 254.7089 | 259.4788
2020-07-08 05:30 | 0 | 8 | 74.4999 | 74.8466 | 26.4356 | 27.8959 | 0 | 8 | -105.0666 | 105.0722 | -105.0666 | 105.0722 | 29.4567 | 95.276 | 114.3 | 118.6412 | 112.2 | 116.6194 | -144.5 | -150.5641 | -146.7 | -152.9851 | -150.3 | -156.6362 | -150 | -156.3372 | 274.2984 | 278.2918
2020-07-08 06:00 | -6 | -10 | 76.3246 | 76.3425 | 35.6876 | 37.2565 | -5 | -10.2956 | -124.4314 | 124.547 | -124.4314 | 124.547 | 16.761 | 83.8993 | 112.5 | 116.7463 | 114.9 | 119.2997 | -144.9 | -150.0048 | -149.4 | -154.0101 | -152.9 | -157.5513 | -152 | -156.6296 | 323.9162 | 326.7389
2020-07-08 06:30 | -7 | -9.2195 | 85.6195 | 85.7601 | 37.2496 | 38.3966 | -7 | -8.6023 | -134.9527 | 135.1243 | -134.9527 | 135.1243 | -5.7795 | 69.0787 | 114.3 | 122.5125 | 114 | 122.1247 | -143.1 | -152.9497 | -150.3 | -155.661 | -154.1 | -159.3586 | -153.9 | -159.1908 | 361.6449 | 364.1772
2020-07-08 07:00 | -9 | -10.8167 | 93.8345 | 94.5032 | 38.7131 | 39.6287 | -8 | -10 | -141.2662 | 141.5731 | -141.2662 | 141.5731 | -53.4998 | 87.4157 | 111.9 | 117.5483 | 112.8 | 118.965 | -141.8 | -148.3223 | -151.2 | -154.4873 | -154.9 | -158.1305 | -154.5 | -157.6585 | 379.7778 | 380.089
2020-07-08 07:30 | -2 | -4.4721 | 97.8237 | 98.8191 | 39.138 | 40.1255 | -2 | -4.4721 | -153.0155 | 153.961 | -153.0155 | 153.961 | -91.6311 | 119.8545 | 111.9 | 117.2758 | 113.7 | 118.6461 | -141.6 | -147.2231 | -151.5 | -154.0839 | -155.7 | -158.2331 | -155.6 | -158.117 | 391.868 | 392.145
2020-07-08 08:00 | 29 | 29.6142 | 128.8329 | 129.6264 | 14.3691 | 20.0211 | 26 | 26.6833 | -124.6502 | 128.205 | -124.6502 | 128.205 | -142.8795 | 164.9636 | 110.4 | 115.8455 | 111 | 116.5997 | -141.6 | -147.5561 | -153.3 | -156.1315 | -157.2 | -160.0935 | -156.9 | -159.594 | 421.308 | 421.3108
2020-07-08 08:30 | 21 | 24.6982 | 127.3684 | 127.6059 | 15.4885 | 26.4102 | 20 | 23.8537 | -129.4532 | 137.0052 | -129.4532 | 137.0052 | -169.3416 | 191.0447 | 109.5 | 114.9881 | 111.3 | 116.436 | -138.7 | -144.8042 | -153.1 | -155.8973 | -156.9 | -159.6492 | -156.2 | -158.8329 | 438.24 | 438.5548
2020-07-08 09:00 | 19 | 22.4722 | 121.0837 | 121.2995 | 17.018 | 26.1088 | 19 | 22.4722 | -132.5453 | 139.1463 | -132.5453 | 139.1463 | -179.6313 | 201.1964 | 106.8 | 112.42 | 110.7 | 115.514 | -138 | -144.2498 | -152.9 | -155.9319 | -156.7 | -159.679 | -156.6 | -159.4665 | 445.9075 | 446.3006
2020-07-08 09:30 | -8 | -12.8062 | 89.7484 | 90.0046 | 41.215 | 44.2769 | -9 | -12.7279 | -164.9634 | 168.5679 | -164.9634 | 168.5679 | -173.4976 | 195.0081 | 108.3 | 113.129 | 109.8 | 114.9141 | -135.2 | -140.493 | -151.6 | -153.916 | -155.4 | -157.677 | -155.2 | -157.3135 | 451.9478 | 452.3441
2020-07-08 10:00 | -7 | -11.4018 | 86.2649 | 86.4303 | 38.4722 | 41.7417 | -8 | -12.8062 | -152.803 | 155.6507 | -152.803 | 155.6507 | -162.3129 | 187.9572 | 109.2 | 115.4595 | 111 | 117.1633 | -137.2 | -144.706 | -151.4 | -154.849 | -155.5 | -158.8396 | -155 | -158.1684 | 443.4134 | 443.8896
2020-07-08 10:30 | -4 | -7.2111 | 82.3212 | 82.5955 | 32.8761 | 34.696 | -4 | -7.2111 | -136.6536 | 137.7122 | -136.6536 | 137.7122 | -125.447 | 154.0545 | 109.8 | 116.5206 | 110.1 | 117.4166 | -136.9 | -145.1096 | -149.9 | -153.8255 | -153.7 | -157.5465 | -153.5 | -157.1988 | 433.1686 | 433.2062
2020-07-08 11:00 | -10 | -12.2066 | 73.1082 | 73.3258 | 35.9435 | 37.4089 | -10 | -12.2066 | -133.4342 | 134.0973 | -133.4342 | 134.0973 | -85.7788 | 122.7799 | 111.9 | 116.088 | 112.8 | 116.8769 | -141.2 | -146.198 | -151.8 | -156.1969 | -155.6 | -160.0316 | -155.2 | -159.4802 | 424.948 | 425.1104
2020-07-08 11:30 | -9 | -12.0416 | 67.1468 | 67.1548 | 35.0657 | 36.7554 | -9 | -12.0416 | -129.2106 | 129.7968 | -129.2106 | 129.7968 | -62.4841 | 108.3421 | 112.5 | 115.9806 | 111.6 | 115.4076 | -140.1 | -144.3093 | -149.9 | -153.6634 | -154 | -157.7302 | -153.5 | -157.1558 | 407.7314 | 407.7328
2020-07-08 12:00 | -2 | -8.2462 | 68.6485 | 68.6501 | 26.9907 | 28.8346 | -2 | -7.2801 | -117.1105 | 117.4346 | -117.1105 | 117.4346 | -50.1973 | 103.5152 | 111.6 | 116.0422 | 113.1 | 118.4214 | -138.7 | -144.4765 | -148.1 | -153.1236 | -152 | -156.9984 | -151.5 | -156.4642 | 396.2633 | 396.2832
2020-07-08 12:30 | 1 | 8 | 68.2789 | 68.3022 | 25.115 | 27.4919 | 0 | 8 | -112.9444 | 113.3154 | -112.9444 | 113.3154 | -36.125 | 91.3308 | 111.6 | 115.4844 | 112.8 | 116.5684 | -139.9 | -144.4576 | -149.2 | -153.5287 | -153 | -157.3868 | -152.6 | -156.9278 | 380.0021 | 380.1536
2020-07-08 13:00 | -2 | -8.2462 | 67.0598 | 67.0812 | 26.4504 | 28.5906 | -2 | -8.2462 | -115.4901 | 115.9122 | -115.4901 | 115.9122 | -21.9909 | 87.3706 | 111.9 | 116.3308 | 111.3 | 115.8365 | -138.5 | -143.9134 | -148.5 | -153.6123 | -152.9 | -158.0456 | -152 | -157.0234 | 376.4852 | 376.785
2020-07-08 13:30 | -5 | -9.434 | 72.7446 | 72.7447 | 24.3987 | 26.5328 | -4 | -8.9443 | -112.7809 | 113.0444 | -112.7809 | 113.0444 | -25.9905 | 85.8325 | 110.4 | 114.5623 | 111.6 | 115.5619 | -140.9 | -145.576 | -150 | -154.8869 | -154.1 | -159.0324 | -153.6 | -158.4985 | 363.2723 | 363.5228
2020-07-08 14:00 | -4 | -8.9443 | 65.5873 | 65.6303 | 30.3528 | 32.0571 | -5 | -9.434 | -123.1996 | 123.4884 | -123.1996 | 123.4884 | -40.1642 | 87.6037 | 116.4 | 120.1293 | 113.4 | 117.0742 | -141.9 | -146.3708 | -150 | -154.7877 | -154.3 | -159.1279 | -153.7 | -158.4729 | 364.5366 | 364.9035
2020-07-08 14:30 | 1 | 7 | 70.6825 | 70.7103 | 23.9937 | 25.6257 | 1 | 7 | -115.3181 | 115.5598 | -115.3181 | 115.5598 | -43.4133 | 90.7387 | 112.8 | 116.9558 | 111.6 | 115.8792 | -142.5 | -147.5832 | -150.6 | -155.9323 | -154.3 | -159.6487 | -154.1 | -159.4045 | 359.5756 | 359.8366
2020-07-08 15:00 | -4 | -8.9443 | 68.2926 | 68.3299 | 30.3638 | 31.8316 | -4 | -8.0623 | -127.3905 | 127.6336 | -127.3905 | 127.6336 | -46.7456 | 86.7601 | 112.2 | 115.7631 | 112.5 | 115.908 | -141.5 | -145.7644 | -149.9 | -154.4229 | -153.7 | -158.2323 | -153.6 | -158.0405 | 371.5264 | 371.6713
2020-07-08 15:30 | -3 | -7.6158 | 80.4813 | 80.51 | 24.4159 | 26.6422 | -4 | -8.0623 | -120.3291 | 120.7956 | -120.3291 | 120.7956 | -75.9912 | 104.9268 | 114 | 116.883 | 114 | 116.9496 | -142.1 | -145.7247 | -150.4 | -154.8843 | -154.7 | -159.2512 | -154.3 | -158.7444 | 371.0557 | 371.1261
2020-07-08 16:00 | 5 | 8.6023 | 85.3667 | 85.3673 | 24.7205 | 26.7758 | 5 | 8.6023 | -121.4224 | 121.8872 | -121.4224 | 121.8872 | -77.3108 | 106.0083 | 113.7 | 116.3946 | 111.9 | 114.4448 | -144.2 | -147.6863 | -152.1 | -156.8725 | -155.9 | -160.7284 | -155.8 | -160.5345 | 378.3001 | 378.4712
2020-07-08 16:30 | 1 | 7.0711 | 90.7086 | 90.7086 | 30.7292 | 32.7712 | 0 | 7.0711 | -138.2992 | 139.1371 | -138.2992 | 139.1371 | -90.8413 | 113.9144 | 114.6 | 117.025 | 113.1 | 115.2582 | -142.1 | -144.4952 | -149.2 | -152.489 | -153.4 | -156.7843 | -152.9 | -156.1719 | 383.6359 | 384.1917
2020-07-08 17:00 | 8 | 8.544 | 107.3343 | 107.6027 | 25.0453 | 26.721 | 9 | 9.4868 | -140.8674 | 141.8669 | -140.8674 | 141.8669 | -117.1038 | 135.9002 | 111.6 | 114.0268 | 112.2 | 114.9298 | -143.1 | -146.072 | -151.9 | -155.4645 | -155.9 | -159.4586 | -155.7 | -159.2003 | 384.3349 | 385.0438
2020-07-08 17:30 | 23 | 26.4197 | 128.0803 | 128.1036 | 15.2654 | 24.9475 | 23 | 25.9422 | -138.6664 | 144.6691 | -138.6664 | 144.6691 | -147.9766 | 163.5574 | 110.1 | 116.024 | 113.1 | 118.8746 | -140.2 | -147.1534 | -151.1 | -155.6839 | -154.8 | -159.301 | -154.3 | -158.6975 | 406.752 | 406.8802
2020-07-08 18:00 | 31 | 34.8855 | 140.2209 | 140.2853 | 10.5591 | 26.1086 | 30 | 33.541 | -138.9087 | 147.9516 | -138.9087 | 147.9516 | -153.5617 | 157.4462 | 111.3 | 115.4299 | 111 | 115.5483 | -138.7 | -143.68 | -151.2 | -157.1682 | -154.7 | -160.6455 | -154.4 | -160.1957 | 454.3175 | 458.5301
2020-07-08 18:30 | 33 | 36.2491 | 146.0695 | 146.1602 | 5.227 | 24.2866 | 33 | 36.6742 | -129.101 | 138.2207 | -129.101 | 138.2207 | -162.0009 | 164.3071 | 111.9 | 115.9297 | 113.4 | 117.3012 | -138.8 | -143.7061 | -150.4 | -156.2623 | -153.8 | -159.8061 | -153.6 | -159.4516 | 435.8214 | 439.9939
2020-07-08 19:00 | 1 | 11.0454 | 113.266 | 113.7005 | 36.3647 | 40.4238 | 1 | 11.0454 | -172.884 | 176.9061 | -172.884 | 176.9061 | -143.9282 | 147.5862 | 110.4 | 114.972 | 111 | 115.4653 | -140.8 | -146.2088 | -152.7 | -158.9683 | -156.2 | -162.5529 | -156.2 | -162.4152 | 431.9129 | 436.2386
2020-07-08 19:30 | 5 | 13 | 115.0804 | 115.3069 | 33.9795 | 39.0909 | 4 | 12.6491 | -163.2576 | 167.9032 | -163.2576 | 167.9032 | -151.6216 | 159.1043 | 110.4 | 115.6651 | 112.5 | 117.7595 | -137.7 | -143.3921 | -147.9 | -153.8301 | -151.5 | -157.4841 | -151.3 | -157.1558 | 403.3193 | 406.7121
2020-07-08 20:00 | -1 | -12.0416 | 106.4345 | 106.6695 | 41.8886 | 45.7612 | -1 | -11.0454 | -161.4943 | 165.7708 | -161.4943 | 165.7708 | -137.0744 | 144.6467 | 109.8 | 114.3122 | 111.3 | 116.2611 | -138.2 | -144.0121 | -147.4 | -153.6565 | -150.9 | -157.184 | -151.1 | -157.1712 | 397.7805 | 401.1789
2020-07-08 20:30 | -3 | -11.4018 | 100.9826 | 101.958 | 44.1119 | 45.3495 | -4 | -11.7047 | -158.6206 | 160.0195 | -158.6206 | 160.0195 | -118.5574 | 129.4875 | 111.6 | 114.8197 | 111.9 | 115.0413 | -138.5 | -142.0592 | -148.2 | -153.8203 | -151.6 | -157.3371 | -151.5 | -157.1076 | 402.297 | 405.5776
2020-07-08 21:00 | -12 | -12.6491 | 91.8969 | 92.697 | 49.748 | 50.7241 | -12 | -12.6491 | -165.6036 | 166.5935 | -165.6036 | 166.5935 | -103.8453 | 140.2147 | 111 | 113.8914 | 112.5 | 115.5561 | -141.2 | -145.0506 | -150.9 | -154.1732 | -154.7 | -157.8745 | -154.1 | -157.1675 | 395.3423 | 395.3592
2020-07-08 21:30 | -21 | -21.8403 | 87.0927 | 87.3969 | 52.1707 | 53.2152 | -16 | -17.088 | -168.4435 | 169.3997 | -168.4435 | 169.3997 | -83.8037 | 129.3869 | 109.2 | 112.934 | 108.9 | 112.492 | -136.5 | -140.9656 | -145.9 | -149.5196 | -149.2 | -152.8059 | -149.2 | -152.7843 | 388.6691 | 388.742
2020-07-08 22:00 | -28 | -28.6356 | 68.1748 | 68.4446 | 64.6532 | 64.9903 | -31 | -31.257 | -181.0136 | 181.3811 | -181.0136 | 181.3811 | -53.4326 | 112.5276 | 111.6 | 114.9622 | 112.2 | 115.3331 | -143 | -147.0328 | -150.7 | -153.8958 | -154.2 | -157.4448 | -154 | -157.2288 | 378.1725 | 378.1845
2020-07-08 22:30 | -33 | -33.1361 | 57.8763 | 58.2514 | 69.7672 | 69.7709 | -32 | -32.249 | -188.8944 | 188.9577 | -188.8944 | 188.9577 | -13.6206 | 96.7907 | 113.7 | 117.2908 | 113.4 | 117.3782 | -143 | -147.7846 | -149.2 | -152.8492 | -153.7 | -157.4807 | -153.4 | -157.2098 | 377.8091 | 377.8233
2020-07-08 23:00 | -26 | -26 | 57.69 | 58.1445 | 62.4153 | 62.4341 | -26 | -26 | -178.692 | 178.6928 | -178.692 | 178.6928 | -6.47 | 93.0997 | 112.2 | 116.5379 | 115.5 | 119.8777 | -142.7 | -148.2321 | -149.2 | -153.6713 | -153.2 | -157.6754 | -152.8 | -157.2868 | 366.3302 | 366.4437
2020-07-08 23:30 | -29 | -29 | 59.2409 | 59.6268 | 57.6413 | 57.7134 | -30 | -30 | -180.0179 | 180.0191 | -180.0179 | 180.0191 | 2.3065 | 93.3392 | 113.7 | 117.2908 | 113.1 | 116.4189 | -142.7 | -147.0494 | -148.6 | -152.7121 | -152.4 | -156.5713 | -152.3 | -156.474 | 360.3629 | 360.5604
2020-07-09 | -26 | -26 | 60.1879 | 60.6507 | 51.3031 | 51.7442 | -28 | -28 | -162.4795 | 162.6998 | -162.4795 | 162.6998 | 10.0246 | 94.8044 | 114.6 | 118.3111 | 114 | 118.4331 | -144.6 | -149.6892 | -149.8 | -154.5692 | -152.9 | -157.6482 | -152.9 | -157.6971 | 327.9612 | 329.5993
2020-07-09 00:30 | -30 | -30.0167 | 48.7731 | 49.1187 | 57.9555 | 58.3599 | -30 | -30.0167 | -166.3388 | 166.7486 | -166.3388 | 166.7486 | 10.6628 | 94.22 | 113.1 | 117.1664 | 113.4 | 117.3012 | -141.3 | -146.2171 | -144.9 | -149.4509 | -148.9 | -153.4765 | -148.3 | -152.9189 | 303.4735 | 307.1591
2020-07-09 01:00 | -41 | -41.0488 | 35.2583 | 35.6867 | 67.8284 | 68.1788 | -40 | -40.0125 | -175.232 | 175.9059 | -175.232 | 175.9059 | 10.5315 | 98.5469 | 115.8 | 121.537 | 114.6 | 120.8624 | -145.6 | -153.0287 | -147.6 | -154.3365 | -151.6 | -158.4253 | -150.4 | -157.2773 | 271.3633 | 274.1296
2020-07-09 01:30 | -44 | -44.1022 | 36.5538 | 37.0859 | 63.6831 | 64.3491 | -39 | -39.1152 | -168.2772 | 169.3292 | -168.2772 | 169.3292 | 20.801 | 104.8815 | 114 | 120.3897 | 114.6 | 120.8624 | -144.1 | -152.3 | -146.8 | -154.3243 | -150.5 | -158.1218 | -149.9 | -157.6434 | 269.7435 | 272.9221
2020-07-09 02:00 | -41 | -41.0122 | 32.77 | 32.9468 | 64.0614 | 64.5349 | -42 | -42.0119 | -163.3083 | 164.2889 | -163.3083 | 164.2889 | 33.058 | 105.3219 | 117 | 122.9546 | 115.5 | 121.6218 | -144.1 | -152.6927 | -146.6 | -154.4459 | -150.1 | -158.0266 | -149.9 | -157.8646 | 256.5781 | 261.3179
2020-07-09 02:30 | -41 | -41.0122 | 31.1542 | 31.2748 | 63.2331 | 63.787 | -39 | -39.0128 | -158.868 | 160.1062 | -158.868 | 160.1062 | 42.2056 | 108.8639 | 114.3 | 121.1632 | 115.8 | 122.0956 | -146.2 | -154.6435 | -148.5 | -156.2505 | -151.9 | -159.824 | -150.9 | -158.7492 | 262.5128 | 267.546
2020-07-09 03:00 | -33 | -33.1361 | 34.1384 | 34.4552 | 58.9939 | 59.7624 | -33 | -33.1361 | -150.6059 | 152.2055 | -150.6059 | 152.2055 | 48.5949 | 109.2696 | 113.7 | 119.8187 | 116.7 | 122.4856 | -146.1 | -153.7518 | -147.6 | -156.0649 | -151.1 | -159.7324 | -150.9 | -159.6736 | 253.6042 | 255.6873
2020-07-09 03:30 | -42 | -42.107 | 29.3673 | 29.7342 | 64.2535 | 64.9728 | -42 | -42.107 | -156.7504 | 158.3641 | -156.7504 | 158.3641 | 54.6586 | 111.6274 | 115.5 | 122.1976 | 113.4 | 120.2147 | -145.1 | -153.8351 | -146.5 | -156.1354 | -150.4 | -160.2301 | -149.8 | -159.914 | 258.9611 | 261.1886
2020-07-09 04:00 | -42 | -42.0476 | 28.1435 | 28.3545 | 65.0463 | 65.6066 | -42 | -42.0476 | -157.8346 | 159.2548 | -157.8346 | 159.2548 | 57.2143 | 113.3496 | 115.5 | 122.1976 | 115.2 | 121.7191 | -145 | -153.6082 | -145.6 | -155.1871 | -148.4 | -158.1948 | -149 | -158.9659 | 256.721 | 258.6902
2020-07-09 04:30 | -37 | -37.0135 | 33.7296 | 33.8938 | 61.1488 | 61.6806 | -38 | -38.0132 | -151.8653 | 153.2387 | -151.8653 | 153.2387 | 49.5082 | 108.5674 | 115.8 | 122.191 | 114.6 | 120.8624 | -144.5 | -152.9388 | -146.1 | -155.5875 | -149.7 | -159.415 | -149.3 | -159.1084 | 267.8298 | 269.7453
2020-07-09 05:00 | -45 | -45 | 26.7365 | 26.7873 | 69.6456 | 69.923 | -45 | -45 | -166.9149 | 167.6835 | -166.9149 | 167.6835 | 42.683 | 101.6445 | 116.7 | 122.6692 | 116.7 | 122.3949 | -146.7 | -154.3843 | -148.4 | -157.1479 | -152 | -160.9752 | -151.5 | -160.4701 | 274.623 | 276.3627
2020-07-09 05:30 | -40 | -40 | 35.1552 | 35.3076 | 66.9089 | 67.0991 | -42 | -42 | -166.6247 | 167.1208 | -166.6247 | 167.1208 | 29.1718 | 97.837 | 115.2 | 120.694 | 114.3 | 119.6564 | -147.3 | -154.8925 | -148.3 | -156.8569 | -152.3 | -161.1274 | -152.1 | -160.9711 | 272.6053 | 273.4252
2020-07-09 06:00 | -40 | -40 | 41.0371 | 41.8502 | 70.2013 | 70.3284 | -39 | -39 | -178.3421 | 178.6788 | -178.3421 | 178.6788 | 20.2979 | 90.0608 | 114.6 | 119.4241 | 117 | 122.3253 | -144.7 | -151.4765 | -147.9 | -155.7743 | -151.4 | -159.474 | -151.3 | -159.3791 | 307.5484 | 307.7526
2020-07-09 06:30 | -41 | -41 | 57.3983 | 59.0472 | 71.8104 | 71.8106 | -39 | -39 | -184.8913 | 184.8914 | -184.8913 | 184.8914 | 0.45951 | 92.0148 | 116.4 | 121.236 | 115.8 | 120.83 | -144.9 | -151.0606 | -149.8 | -155.9047 | -153.7 | -159.9568 | -153.4 | -159.6686 | 361.8485 | 361.8491
2020-07-09 07:00 | -39 | -39.3192 | 59.0543 | 60.3164 | 77.9197 | 78.1838 | -41 | -41.1947 | -199.8343 | 200.1294 | -199.8343 | 200.1294 | -25.5372 | 59.225 | 111.9 | 114.972 | 114 | 117.1537 | -142.9 | -146.1816 | -149.8 | -154.3258 | -153.7 | -158.3038 | -153.6 | -158.2307 | 393.244 | 393.6204
2020-07-09 07:30 | -38 | -38.0526 | 68.1199 | 70.6255 | 74.6423 | 74.6829 | -38 | -38.0526 | -206.295 | 206.8247 | -206.295 | 206.8247 | -63.47 | 85.3689 | 113.7 | 116.6572 | 114 | 116.6877 | -141.6 | -144.8686 | -150.7 | -155.0103 | -154.5 | -158.8687 | -154.5 | -158.8454 | 421.8645 | 422.1655
2020-07-09 08:00 | -48 | -48.5077 | 63.0992 | 64.9698 | 84.1555 | 84.6976 | -50 | -50.4876 | -228.9415 | 230.9573 | -228.9415 | 230.9573 | -74.0752 | 97.9481 | 88.5 | 90.9574 | 88.5 | 91.5413 | -156.3 | -161.7562 | -162.8 | -168.2056 | -166.5 | -171.988 | -166.9 | -172.2509 | 442.3512 | 442.7963
2020-07-09 08:30 | -53 | -53.9351 | 61.4173 | 62.9169 | 90.2455 | 91.2049 | -50 | -51.1957 | -241.3161 | 244.2933 | -241.3161 | 244.2933 | -97.3324 | 112.617 | 85.5 | 87.3742 | 84.6 | 86.6206 | -152.8 | -156.1973 | -162.4 | -165.962 | -166.2 | -169.7227 | -166.2 | -169.6021 | 466.0429 | 466.7199
2020-07-09 09:00 | -57 | -57.5587 | 50.9257 | 52.926 | 94.4573 | 94.9855 | -59 | -59.6825 | -248.4048 | 250.581 | -248.4048 | 250.581 | -111.0506 | 131.0158 | 84.3 | 87.7324 | 83.4 | 86.9524 | -150.6 | -157.3522 | -161.5 | -165.5293 | -164.6 | -168.5122 | -165.4 | -169.3489 | 482.7494 | 484.5489
2020-07-09 09:30 | -43 | -43.566 | 62.9486 | 63.7459 | 72.9773 | 74.0688 | -43 | -43.7379 | -198.8413 | 201.6936 | -198.8413 | 201.6936 | -104.5757 | 145.2873 | 85.8 | 89.8584 | 85.8 | 90.0385 | -154.3 | -162.51 | -163.8 | -168.902 | -167.6 | -172.7097 | -167.5 | -172.5165 | 429.5062 | 433.7063
2020-07-09 10:00 | -41 | -42.45 | 54.48 | 54.8922 | 72.7201 | 73.8419 | -42 | -43.4166 | -204.5301 | 206.3447 | -204.5301 | 206.3447 | -80.3239 | 112.9156 | 84.9 | 88.0657 | 86.4 | 90 | -154.9 | -162.1075 | -163.3 | -168.0094 | -167.8 | -172.5482 | -168.2 | -172.8908 | 429.3285 | 431.1241
2020-07-09 10:30 | -43 | -43.566 | 49.3582 | 50.0536 | 70.686 | 71.2038 | -42 | -42.7551 | -193.5281 | 194.3892 | -193.5281 | 194.3892 | -56.9833 | 105.3268 | 85.5 | 90.2202 | 87.9 | 92.0418 | -157.1 | -165.3259 | -164.4 | -170.0577 | -168.5 | -174.0997 | -167.7 | -173.1998 | 423.308 | 424.5683
2020-07-09 11:00 | -32 | -34.9285 | 51.0354 | 51.0991 | 59.7992 | 61.7505 | -32 | -34.9285 | -170.4168 | 171.8227 | -170.4168 | 171.8227 | -40.8427 | 89.5841 | 86.4 | 88.9868 | 87.9 | 90.4439 | -152.5 | -157.812 | -159.7 | -165.3617 | -163.8 | -169.5549 | -163.6 | -169.2331 | 398.8704 | 399.4235
2020-07-09 11:30 | -39 | -39.8121 | 41.2511 | 41.5083 | 66.2788 | 66.8095 | -40 | -40.7922 | -175.5849 | 175.8424 | -175.5849 | 175.8424 | -23.2528 | 89.0157 | 85.2 | 86.783 | 86.7 | 88.4883 | -158.1 | -161.7146 | -163.2 | -168.1021 | -167.3 | -172.2745 | -167.2 | -172.0587 | 384.4174 | 385.0659
2020-07-09 12:00 | -40 | -40.3113 | 38.6126 | 38.9566 | 66.7704 | 66.9741 | -39 | -39.3192 | -171.8436 | 172.0379 | -171.8436 | 172.0379 | -14.7835 | 92.1535 | 87.9 | 89.7241 | 87.6 | 89.6157 | -155.1 | -158.9561 | -161 | -166.2377 | -165.1 | -170.3832 | -164.8 | -170.0431 | 381.1104 | 381.7874
2020-07-09 12:30 | -37 | -37.2156 | 37.8088 | 38.1886 | 65.6321 | 65.664 | -37 | -37.2156 | -169.0792 | 169.1359 | -169.0792 | 169.1359 | -19.8637 | 89.3113 | 86.7 | 88.9322 | 87.3 | 89.584 | -154.8 | -159.6372 | -161.1 | -167.816 | -164.9 | -171.7161 | -164.8 | -171.6201 | 368.9152 | 368.9299
2020-07-09 13:00 | -43 | -43.1045 | 41.4651 | 42.1832 | 70.4147 | 70.4219 | -43 | -43.1856 | -177.1468 | 177.2251 | -177.1468 | 177.2251 | -18.8872 | 89.6535 | 87.3 | 90.005 | 87 | 89.6413 | -156.2 | -161.5677 | -160.9 | -167.9931 | -164.6 | -171.9108 | -164.7 | -171.9777 | 367.3521 | 367.6497
2020-07-09 13:30 | -45 | -45.3982 | 42.9146 | 43.3146 | 72.8516 | 73.0727 | -45 | -45.3982 | -181.8396 | 182.136 | -181.8396 | 182.136 | -16.3764 | 80.7502 | 87.3 | 89.1364 | 88.5 | 90.312 | -156.7 | -160.5177 | -161.7 | -167.3971 | -165.5 | -171.3264 | -165.5 | -171.3006 | 368.1216 | 368.1759
2020-07-09 14:00 | -43 | -43.1856 | 48.2764 | 49.2284 | 73.7086 | 73.7807 | -43 | -43.2897 | -183.7912 | 184.0784 | -183.7912 | 184.0784 | -22.5471 | 86.8235 | 88.5 | 90.4956 | 87.3 | 89.1364 | -157.5 | -161.7265 | -162.5 | -168.696 | -166.4 | -172.7481 | -166.5 | -172.8176 | 381.8579 | 381.9163
2020-07-09 14:30 | -49 | -49.366 | 46.2664 | 47.2206 | 79.717 | 79.8729 | -48 | -48.2597 | -199.1302 | 199.5027 | -199.1302 | 199.5027 | -35.8843 | 87.9787 | 86.1 | 88.2148 | 87.3 | 89.0171 | -155.5 | -159.3683 | -161.4 | -167.1332 | -166.1 | -171.9319 | -165.5 | -171.2748 | 392.4529 | 392.4583
2020-07-09 15:00 | -43 | -43.7379 | 60.7666 | 61.3733 | 73.8668 | 74.4128 | -43 | -43.7379 | -187.9838 | 188.5747 | -187.9838 | 188.5747 | -48.8524 | 96.1833 | 112.2 | 115.264 | 111 | 113.9589 | -141 | -144.6078 | -150.7 | -155.8161 | -153.8 | -158.9669 | -154.2 | -159.3036 | 416.5683 | 416.5993
2020-07-09 15:30 | -36 | -36.8782 | 61.71 | 62.0862 | 70.3668 | 71.0302 | -36 | -36.8782 | -180.8488 | 181.5422 | -180.8488 | 181.5422 | -54.9808 | 95.8026 | 114 | 116.624 | 113.7 | 116.1438 | -142.8 | -146.3738 | -152.8 | -157.823 | -156.6 | -161.6775 | -156.8 | -161.7969 | 414.8869 | 414.9895
2020-07-09 16:00 | -34 | -34.7131 | 60.9405 | 61.0441 | 67.0579 | 67.6439 | -35 | -35.9026 | -182.0595 | 182.7129 | -182.0595 | 182.7129 | -64.5866 | 101.2373 | 112.8 | 115.2629 | 112.2 | 114.7381 | -139.8 | -142.8374 | -150.2 | -154.8591 | -153.9 | -158.6425 | -154 | -158.643 | 422.303 | 422.4073
2020-07-09 16:30 | -21 | -23.2594 | 77.4356 | 77.4755 | 56.022 | 57.4792 | -20 | -22.3607 | -166.5746 | 167.6532 | -166.5746 | 167.6532 | -82.2361 | 110.3841 | 112.2 | 114.3752 | 114.6 | 117.0861 | -143.9 | -146.3927 | -153.2 | -157.1695 | -156.7 | -160.7152 | -157.1 | -161.0611 | 416.8341 | 417.2717
2020-07-09 17:00 | -12 | -15.6205 | 95.3778 | 95.4924 | 47.5247 | 49.5424 | -12 | -16.2788 | -161.005 | 162.7999 | -161.005 | 162.7999 | -103.6135 | 124.0159 | 112.5 | 114.4432 | 113.1 | 114.9787 | -142.4 | -144.7362 | -151.1 | -154.9886 | -155.3 | -159.1732 | -155 | -158.8149 | 411.878 | 412.1517
2020-07-09 17:30 | -12 | -12.0416 | 101.5898 | 102.9258 | 51.4094 | 51.8963 | -12 | -12.0416 | -183.7504 | 185.2061 | -183.7504 | 185.2061 | -140.6049 | 153.0632 | 112.2 | 116.9523 | 114 | 118.5972 | -141.4 | -147.2521 | -153.6 | -159.2387 | -157.1 | -162.7734 | -157.2 | -162.7917 | 433.7558 | 433.8936
2020-07-09 18:00 | -14 | -14.1421 | 103.3325 | 105.2279 | 54.4337 | 55.1212 | -15 | -15.0333 | -195.7354 | 197.8377 | -195.7354 | 197.8377 | -158.6116 | 168.1667 | 109.8 | 113.2892 | 110.4 | 113.5126 | -140.6 | -144.4437 | -153.8 | -157.71 | -157.6 | -161.5268 | -157.7 | -161.4297 | 457.6531 | 457.7357
2020-07-09 18:30 | -16 | -16 | 101.396 | 103.742 | 56.6705 | 57.0998 | -15 | -15 | -196.8028 | 198.71 | -196.8028 | 198.71 | -153.8368 | 164.3195 | 112.5 | 116.0539 | 113.4 | 116.7817 | -138.6 | -142.5209 | -152.1 | -156.1879 | -155.8 | -159.8602 | -155.6 | -159.4659 | 453.223 | 453.2899
2020-07-09 19:00 | -19 | -19 | 100.2209 | 102.3392 | 56.8102 | 57.2168 | -18 | -18 | -190.2184 | 191.8133 | -190.2184 | 191.8133 | -144.4197 | 155.1762 | 112.2 | 116.0643 | 111.6 | 115.1816 | -141.1 | -145.3281 | -153.6 | -158.017 | -157.2 | -161.6574 | -157.4 | -161.6675 | 439.1443 | 439.2942
2020-07-09 19:30 | -20 | -20.025 | 94.3345 | 96.8955 | 60.8133 | 60.846 | -21 | -21.0238 | -192.0737 | 193.0334 | -192.0737 | 193.0334 | -127.2267 | 139.3732 | 113.1 | 117.1664 | 112.5 | 116.509 | -142 | -146.9966 | -152.5 | -157.6762 | -156.2 | -161.2631 | -156.2 | -161.2155 | 445.7507 | 446.0587
2020-07-09 20:00 | -36 | -36 | 80.7168 | 82.7539 | 73.128 | 73.2996 | -35 | -35.0143 | -206.0104 | 207.2105 | -206.0104 | 207.2105 | -100.9057 | 115.5596 | 112.8 | 117.0354 | 113.1 | 117.5671 | -141.7 | -147.0222 | -152.5 | -157.7863 | -156 | -161.2979 | -156.4 | -161.7101 | 441.8879 | 442.4261
2020-07-09 20:30 | -34 | -34.0147 | 78.6659 | 80.1108 | 70.8508 | 71.0542 | -34 | -34.0147 | -194.8852 | 196.0027 | -194.8852 | 196.0027 | -93.5098 | 107.4413 | 109.8 | 112.4568 | 110.7 | 113.4004 | -139.2 | -142.2916 | -149.5 | -155.0639 | -153.1 | -158.7565 | -153.3 | -158.7658 | 425.7467 | 426.3401
2020-07-09 21:00 | -33 | -33.0606 | 77.2091 | 78.2981 | 69.6892 | 70.0379 | -33 | -33.0606 | -185.9753 | 187.1144 | -185.9753 | 187.1144 | -77.6368 | 96.3123 | 110.7 | 112.4044 | 112.8 | 114.5246 | -140.5 | -142.8312 | -151.1 | -156.027 | -154.6 | -159.616 | -154.9 | -159.9563 | 419.3017 | 419.4547
2020-07-09 21:30 | -32 | -32.0156 | 74.0408 | 74.9714 | 66.251 | 66.3584 | -31 | -31.0161 | -180.4381 | 181.0769 | -180.4381 | 181.0769 | -53.4519 | 76.9563 | 111 | 113.3782 | 113.1 | 115.4953 | -139.7 | -142.2852 | -148.7 | -153.9083 | -152.5 | -157.812 | -152.5 | -157.7606 | 407.1664 | 407.4772
2020-07-09 22:00 | -34 | -34.0147 | 66.6778 | 67.3443 | 67.9418 | 67.9798 | -33 | -33.0151 | -181.0699 | 181.3085 | -181.0699 | 181.3085 | -22.3431 | 65.6758 | 112.8 | 115.0812 | 111.3 | 113.4924 | -142.6 | -145.4201 | -150 | -154.4482 | -154.5 | -159.0807 | -154 | -158.619 | 389.4919 | 389.4921
2020-07-09 22:30 | -33 | -33 | 64.2132 | 65.0004 | 64.9723 | 64.9903 | -32 | -32 | -184.2756 | 184.302 | -184.2756 | 184.302 | 3.8882 | 86.7479 | 112.8 | 115.7802 | 113.7 | 116.7247 | -142 | -145.4087 | -150.2 | -154.9816 | -153.4 | -158.0126 | -153.5 | -158.3278 | 378.9916 | 379.0072
2020-07-09 23:00 | -24 | -24 | 66.6586 | 67.3088 | 56.3545 | 56.5309 | -24 | -24 | -170.101 | 170.1236 | -170.101 | 170.1236 | 13.9699 | 95.8596 | 113.1 | 116.4904 | 114.6 | 118.3111 | -142.3 | -147.1033 | -149.4 | -154.7399 | -153 | -158.4501 | -152.8 | -158.3092 | 350.0384 | 350.3028
2020-07-09 23:30 | -26 | -26.0192 | 64.3342 | 64.9045 | 56.1826 | 56.2486 | -27 | -27 | -177.1248 | 177.1258 | -177.1248 | 177.1258 | 19.9348 | 93.4413 | 113.4 | 117.8557 | 114 | 118.5148 | -144.1 | -150.265 | -149.3 | -156.4035 | -152.8 | -160.0723 | -152 | -159.0416 | 359.5945 | 359.8127
2020-07-10 | -22 | -22 | 68.9139 | 69.1358 | 44.2886 | 44.5689 | -21 | -21 | -151.539 | 151.6461 | -151.539 | 151.6461 | 19.5503 | 98.7503 | 114.9 | 119.9678 | 112.8 | 117.6126 | -142.6 | -148.9421 | -148.1 | -155.2408 | -151.6 | -158.7778 | -151.3 | -158.581 | 336.2484 | 336.2575
2020-07-10 00:30 | -21 | -21.0238 | 60.5734 | 60.8416 | 47.5451 | 48.0613 | -22 | -22.0227 | -151.1581 | 151.4571 | -151.1581 | 151.4571 | 30.3711 | 105.3076 | 112.5 | 118.0286 | 114 | 119.5492 | -144.6 | -151.2045 | -148.2 | -155.444 | -152.4 | -159.7204 | -152.8 | -160.4645 | 322.335 | 322.335
2020-07-10 01:00 | -24 | -24.0208 | 59.3167 | 59.514 | 45.6919 | 46.3308 | -24 | -24.0208 | -140.1283 | 140.724 | -140.1283 | 140.724 | 31.0137 | 103.2545 | 114 | 120.1035 | 114 | 119.6398 | -145.4 | -152.685 | -148.7 | -156.8493 | -152.4 | -160.6754 | -152 | -160.4555 | 289.1743 | 289.5574
2020-07-10 01:30 | -26 | -26.0768 | 48.003 | 48.3022 | 52.3996 | 53.1755 | -27 | -27.074 | -148.8348 | 149.6297 | -148.8348 | 149.6297 | 46.2543 | 109.2023 | 115.5 | 120.9804 | 116.7 | 122.1265 | -142.7 | -149.2121 | -145.5 | -153.0882 | -148.6 | -156.3145 | -148.2 | -155.8722 | 284.8351 | 285.5854
2020-07-10 02:00 | -27 | -27.2947 | 46.7944 | 47.1641 | 51.5826 | 52.7989 | -27 | -27.2947 | -143.3573 | 144.8604 | -143.3573 | 144.8604 | 42.254 | 117.8772 | 114.6 | 120.4865 | 114 | 119.4592 | -142.9 | -150.5247 | -145.2 | -152.6481 | -148.5 | -156.0681 | -147.9 | -155.618 | 256.9987 | 266.118
2020-07-10 02:30 | -33 | -33.2415 | 38.5387 | 38.9029 | 57.7408 | 58.7746 | -33 | -33.1361 | -152.5279 | 153.8973 | -152.5279 | 153.8973 | 50.9606 | 120.5969 | 117 | 122.9546 | 113.7 | 119.7244 | -143.2 | -150.9671 | -144.6 | -152.4534 | -148.2 | -156.0591 | -147.7 | -155.6162 | 252.1913 | 263.2742
2020-07-10 03:00 | -35 | -35.0571 | 35.5388 | 35.6453 | 59.2233 | 59.8063 | -36 | -36.0139 | -153.2794 | 154.5832 | -153.2794 | 154.5832 | 57.2414 | 120.9772 | 118.5 | 124.5665 | 118.2 | 124.0971 | -146.4 | -154.0992 | -147.9 | -155.618 | -151.1 | -158.9393 | -151.4 | -159.537 | 252.5056 | 265.942
2020-07-10 03:30 | -36 | -36.0139 | 40.3673 | 40.4203 | 54.2083 | 54.8469 | -36 | -36.0139 | -144.5495 | 145.9341 | -144.5495 | 145.9341 | 57.0113 | 122.8418 | 117.3 | 122.9671 | 117.6 | 123.1638 | -144.7 | -152.2657 | -146.1 | -153.6277 | -149.9 | -157.5816 | -149.4 | -157.324 | 244.6209 | 258.6952
2020-07-10 04:00 | -36 | -36.1248 | 33.5209 | 33.7971 | 61.5973 | 62.1764 | -37 | -37.054 | -154.9958 | 156.3639 | -154.9958 | 156.3639 | 62.1408 | 122.6432 | 114.9 | 120.6798 | 114.6 | 120.6731 | -146.8 | -154.6043 | -148.3 | -156.0916 | -151.8 | -159.824 | -151.5 | -159.6004 | 245.918 | 260.1992
2020-07-10 04:30 | -37 | -37 | 33.7579 | 33.845 | 61.5737 | 62.0446 | -37 | -37.0135 | -155.0773 | 156.2601 | -155.0773 | 156.2601 | 61.0373 | 121.2525 | 115.5 | 121.1603 | 114.6 | 120.0319 | -144.3 | -151.9169 | -147.2 | -154.7357 | -150.1 | -157.8027 | -149.8 | -157.6415 | 254.2512 | 268.118
2020-07-10 05:00 | -32 | -32.0156 | 38.4703 | 38.4964 | 59.5938 | 60.0239 | -32 | -32 | -152.8023 | 153.5771 | -152.8023 | 153.5771 | 52.0291 | 114.9729 | 116.1 | 121.377 | 115.5 | 120.8914 | -145.1 | -152.5493 | -146.8 | -154.1009 | -150.5 | -157.9996 | -150 | -157.5777 | 254.8424 | 268.2215
2020-07-10 05:30 | -38 | -38 | 39.4813 | 39.6387 | 65.4243 | 65.6208 | -39 | -39 | -163.4189 | 163.8027 | -163.4189 | 163.8027 | 31.1958 | 101.2694 | 119.1 | 124.3354 | 117.6 | 122.9868 | -146.7 | -153.0991 | -149 | -155.705 | -152.5 | -159.0291 | -152.1 | -158.7885 | 264.3264 | 273.3485
2020-07-10 06:00 | -39 | -39.0128 | 49.5459 | 50.1927 | 61.6529 | 61.7874 | -39 | -39.0128 | -163.4586 | 163.6755 | -163.4586 | 163.6755 | 25.6987 | 97.7154 | 114.9 | 118.0297 | 117.6 | 120.4615 | -147.6 | -151.7161 | -149.5 | -153.7968 | -152.3 | -156.7801 | -152.9 | -157.3602 | 291.6173 | 298.6504
2020-07-10 06:30 | -45 | -45 | 44.3076 | 45.9281 | 73.8107 | 73.8262 | -45 | -45 | -190.2517 | 190.2549 | -190.2517 | 190.2549 | 2.4633 | 86.7767 | 116.1 | 119.6188 | 114.6 | 118.538 | -146.4 | -151.4799 | -150.8 | -155.6618 | -154.4 | -159.3231 | -154.4 | -159.3725 | 325.5302 | 331.0364
2020-07-10 07:00 | -41 | -41 | 53.39 | 54.938 | 73.9842 | 74.0054 | -40 | -40 | -201.1926 | 201.1939 | -201.1926 | 201.1939 | -14.7929 | 80.3101 | 114.6 | 119.943 | 112.5 | 118.0286 | -143.9 | -150.2159 | -150.6 | -154.7735 | -154.4 | -158.5413 | -154.1 | -158.2434 | 392.3611 | 395.2031
2020-07-10 07:30 | -45 | -45.0999 | 53.0512 | 54.2091 | 78.6665 | 78.7576 | -46 | -46.0977 | -221.9653 | 222.6022 | -221.9653 | 222.6022 | -41.5371 | 77.4356 | 113.7 | 116.7247 | 114 | 116.9496 | -144.3 | -147.8056 | -152.4 | -154.4857 | -157.1 | -159.2207 | -157.1 | -159.2044 | 424.8858 | 426.6732
2020-07-10 08:00 | -43 | -43.1045 | 58.4406 | 59.6091 | 76.9669 | 77.0494 | -43 | -43.1856 | -227.6126 | 228.6541 | -227.6126 | 228.6541 | -77.0786 | 107.6197 | 107.1 | 111.4685 | 109.5 | 113.7764 | -136.3 | -140.8978 | -146.7 | -149.5389 | -150.4 | -153.1893 | -150.3 | -153.0533 | 453.386 | 454.7845
2020-07-10 08:30 | -55 | -57.0088 | 47.3443 | 57.558 | 88.5058 | 89.4431 | -55 | -56.7539 | -254.0376 | 254.038 | -254.0376 | 254.038 | -78.1699 | 126.4752 | 105.9 | 110.9225 | 108 | 112.9292 | -132.5 | -137.2773 | -145.7 | -148.6963 | -149.3 | -152.2646 | -148.9 | -151.8136 | 490.7122 | 491.6084
2020-07-10 09:00 | -49 | -51.2445 | 49.6424 | 58.717 | 78.8623 | 80.2589 | -48 | -50 | -244.9742 | 244.9763 | -244.9742 | 244.9763 | -88.8135 | 132.6381 | 105.6 | 110.028 | 108.3 | 112.7046 | -132.8 | -137.5148 | -148.1 | -151.2282 | -151.2 | -154.1087 | -151.4 | -154.1491 | 495.0995 | 495.5339
2020-07-10 09:30 | -44 | -46.8188 | 50.2712 | 59.4356 | 76.1229 | 77.7144 | -44 | -46.8188 | -235.8042 | 235.8044 | -235.8042 | 235.8044 | -88.8668 | 136.7748 | 103.5 | 108.6336 | 103.8 | 108.7391 | -133.3 | -139.0293 | -148.4 | -151.9385 | -152.1 | -155.5964 | -151.7 | -155.0797 | 496.5339 | 496.7457
2020-07-10 10:00 | -45 | -48.1041 | 48.2111 | 58.1941 | 75.2984 | 77.0406 | -46 | -48.3839 | -228.498 | 228.5109 | -228.498 | 228.5109 | -87.3166 | 139.5382 | 106.2 | 112.2325 | 105 | 111.0977 | -134.3 | -140.774 | -148.1 | -152.1122 | -151.4 | -155.3033 | -151 | -154.8467 | 487.4355 | 487.6447
2020-07-10 10:30 | -46 | -46 | 43.661 | 45.6906 | 74.6557 | 74.6624 | -46 | -46 | -225.9183 | 226.4837 | -225.9183 | 226.4837 | -66.2328 | 116.092 | 106.5 | 111.8566 | 106.8 | 112.3267 | -133.4 | -139.1821 | -145.7 | -149.3904 | -149.3 | -152.9035 | -149.4 | -152.9582 | 478.1788 | 478.8592
2020-07-10 11:00 | -40 | -40 | 48.551 | 50.3114 | 67.1751 | 67.2153 | -39 | -39 | -210.4636 | 210.8109 | -210.4636 | 210.8109 | -59.906 | 114.9875 | 107.7 | 113.9435 | 106.2 | 112.6263 | -137.1 | -143.6254 | -149.3 | -153.3934 | -152.9 | -156.9897 | -152.7 | -156.7046 | 464.0337 | 464.9744
2020-07-10 11:30 | -38 | -38.0132 | 43.3299 | 44.0308 | 63.2051 | 63.2051 | -38 | -38.0526 | -196.8644 | 197.3029 | -196.8644 | 197.3029 | -55.0712 | 107.6649 | 110.7 | 114.3098 | 111.9 | 115.4723 | -137.8 | -141.6499 | -150.5 | -154.7225 | -153.9 | -158.123 | -153.4 | -157.5676 | 448.2545 | 449.5715
2020-07-10 12:00 | -35 | -35.0571 | 44.7211 | 45.1746 | 61.7407 | 61.9083 | -36 | -36.1248 | -186.0461 | 186.3811 | -186.0461 | 186.3811 | -47.5455 | 101.6002 | 109.2 | 112.6339 | 110.4 | 113.6537 | -136.4 | -139.6173 | -146.8 | -151.2729 | -150.6 | -154.9836 | -150.1 | -154.4505 | 440.1537 | 441.8786
2020-07-10 12:30 | -34 | -34.2345 | 41.6064 | 41.8359 | 60.2594 | 60.3619 | -34 | -34.2345 | -176.6887 | 176.7475 | -176.6887 | 176.7475 | -30.3793 | 95.6259 | 109.5 | 113.1481 | 110.1 | 114.114 | -136 | -140.3818 | -145.6 | -150.9417 | -149 | -154.4324 | -148.2 | -153.6079 | 431.0119 | 433.2043
2020-07-10 13:00 | -32 | -32.0156 | 48.0648 | 48.3726 | 52.0539 | 52.0826 | -32 | -32.0624 | -158.6463 | 158.6565 | -158.6463 | 158.6565 | -37.8154 | 103.2007 | 109.2 | 111.3158 | 107.4 | 109.2647 | -137.3 | -139.4164 | -146.9 | -149.8525 | -150.6 | -153.6973 | -150.5 | -153.4609 | 426.5155 | 426.9626
2020-07-10 13:30 | -32 | -32.0156 | 46.1802 | 46.5001 | 56.3083 | 56.3491 | -31 | -31.0644 | -162.5887 | 162.6068 | -162.5887 | 162.6068 | -27.0328 | 101.739 | 109.8 | 111.9627 | 107.7 | 109.9642 | -138 | -140.282 | -147.4 | -150.3624 | -152 | -155.0298 | -150.7 | -153.6376 | 422.988 | 423.6273
2020-07-10 14:00 | -31 | -31.0644 | 46.4362 | 46.5704 | 55.8371 | 55.8739 | -29 | -29.0172 | -163.2018 | 163.2255 | -163.2018 | 163.2255 | -22.1934 | 95.2001 | 112.2 | 114.3173 | 111.6 | 113.9052 | -141.5 | -144.3023 | -150.8 | -154.3899 | -154.6 | -158.2304 | -154.5 | -158.1327 | 407.474 | 408.5081
2020-07-10 14:30 | -22 | -22 | 52.0855 | 52.4817 | 46.875 | 47.1564 | -22 | -22 | -156.94 | 157.0268 | -156.94 | 157.0268 | -14.6764 | 104.4035 | 114.3 | 118.0956 | 115.5 | 119.3325 | -143.9 | -147.9546 | -153 | -156.9077 | -156.7 | -160.6488 | -156.7 | -160.7598 | 405.4053 | 406.4898
2020-07-10 15:00 | -18 | -18 | 55.4451 | 55.6541 | 44.2596 | 44.5106 | -18 | -18 | -156.3996 | 156.4611 | -156.3996 | 156.4611 | -22.5419 | 103.2065 | 114 | 117.73 | 113.4 | 116.9265 | -142.6 | -146.8086 | -150.8 | -154.8993 | -154.5 | -158.6161 | -154.3 | -158.3987 | 386.2856 | 387.584
2020-07-10 15:30 | -16 | -16 | 67.046 | 67.4083 | 44.881 | 45.105 | -17 | -17 | -158.5011 | 158.5377 | -158.5011 | 158.5377 | -21.0806 | 99.2672 | 111 | 114.9047 | 110.1 | 113.8807 | -139.9 | -144.969 | -147.6 | -152.4631 | -151.2 | -156.1238 | -151.2 | -156.0989 | 382.9726 | 384.7056
2020-07-10 16:00 | -13 | -13.3417 | 77.3329 | 77.3719 | 43.4875 | 44.0034 | -13 | -13.3417 | -160.2607 | 160.5206 | -160.2607 | 160.5206 | -36.8018 | 94.2259 | 113.7 | 116.5244 | 113.1 | 116.1403 | -144.4 | -148.1675 | -152.1 | -156.008 | -156 | -159.922 | -155.8 | -159.6829 | 387.7535 | 388.9549
2020-07-10 16:30 | -7 | -8.0623 | 86.791 | 86.829 | 38.688 | 39.7688 | -7 | -8.0623 | -156.8612 | 157.4668 | -156.8612 | 157.4668 | -61.2377 | 104.5914 | 113.7 | 116.2054 | 114.3 | 116.7312 | -140.3 | -143.2861 | -148.9 | -152.0928 | -152.4 | -155.6416 | -152.6 | -155.7971 | 389.2428 | 390.3162
2020-07-10 17:00 | 0 | 1 | 97.5095 | 97.6348 | 34.8064 | 35.5736 | 0 | 0 | -155.9682 | 156.771 | -155.9682 | 156.771 | -97.8962 | 118.1383 | 114.9 | 116.5935 | 113.7 | 115.1633 | -143.4 | -145.5974 | -151.6 | -154.5398 | -155.5 | -158.5015 | -155.4 | -158.3073 | 388.36 | 390.3642
2020-07-10 17:30 | -10 | -10.0499 | 95.2045 | 95.8681 | 45.4795 | 45.826 | -11 | -11.0454 | -181.5288 | 182.7338 | -181.5288 | 182.7338 | -124.1263 | 144.0105 | 110.7 | 112.4568 | 111.3 | 113.2638 | -142.1 | -144.3347 | -152.2 | -155.4662 | -156 | -159.2885 | -155.9 | -159.0902 | 423.7598 | 425.2585
2020-07-10 18:00 | -9 | -9.0554 | 98.2283 | 99.4099 | 48.3461 | 48.9265 | -10 | -10.0499 | -192.5913 | 194.4353 | -192.5913 | 194.4353 | -148.5109 | 163.1188 | 111.6 | 115.3316 | 108.9 | 112.6439 | -137.6 | -141.9816 | -149.6 | -153.1108 | -154.4 | -157.9924 | -154.1 | -157.5313 | 441.1629 | 442.3582
2020-07-10 18:30 | -6 | -6.3246 | 101.0304 | 101.9514 | 44.965 | 45.9289 | -7 | -7.2801 | -186.9215 | 189.1999 | -186.9215 | 189.1999 | -151.0111 | 164.1336 | 110.1 | 113.7289 | 111.3 | 114.6711 | -137.9 | -141.8908 | -148.6 | -151.6978 | -153 | -156.1089 | -152.7 | -155.6967 | 421.011 | 422.9424
2020-07-10 19:00 | -19 | -19 | 90.9359 | 92.1362 | 55.5066 | 55.9025 | -19 | -19.0263 | -195.8946 | 197.438 | -195.8946 | 197.438 | -116.1405 | 135.9431 | 110.4 | 114.724 | 113.1 | 117.2451 | -139.6 | -144.5231 | -150.9 | -154.661 | -154.8 | -158.5329 | -154.6 | -158.2933 | 431.8297 | 433.4169
2020-07-10 19:30 | -17 | -17 | 89.7861 | 91.124 | 55.1835 | 55.305 | -17 | -17 | -190.4381 | 191.2863 | -190.4381 | 191.2863 | -107.6602 | 127.3341 | 111.6 | 117.171 | 112.5 | 117.6712 | -139.6 | -146.1907 | -150 | -154.862 | -153.7 | -158.4973 | -153.9 | -158.5941 | 416.9803 | 418.8089
2020-07-10 20:00 | -25 | -25.02 | 81.7197 | 83.4391 | 59.6344 | 59.6495 | -24 | -24.0208 | -193.6608 | 194.1051 | -193.6608 | 194.1051 | -92.7835 | 117.2036 | 114.3 | 120.0169 | 112.8 | 118.497 | -140.8 | -147.8467 | -150.2 | -155.1055 | -154.3 | -159.2509 | -153.8 | -158.6187 | 416.4518 | 419.1367
2020-07-10 20:30 | -17 | -17 | 86.3829 | 87.452 | 52.6972 | 52.8378 | -16 | -16 | -179.7336 | 180.1707 | -179.7336 | 180.1707 | -82.881 | 111.3788 | 111.9 | 115.3257 | 113.7 | 116.9315 | -141.3 | -145.4746 | -149.9 | -154.8401 | -153.6 | -158.5728 | -153.7 | -158.5954 | 401.5427 | 404.5329
2020-07-10 21:00 | -31 | -31.1448 | 67.8567 | 68.6408 | 67.5295 | 67.6569 | -32 | -32.1403 | -201.2827 | 201.6561 | -201.2827 | 201.6561 | -60.3766 | 96.8605 | 112.2 | 115.5448 | 110.7 | 114.6149 | -142 | -146.1783 | -149.8 | -154.6435 | -153.8 | -158.717 | -153.7 | -158.4729 | 403.9438 | 406.9611
2020-07-10 21:30 | -36 | -36.2215 | 61.2353 | 61.5426 | 68.7189 | 68.7657 | -34 | -34.2345 | -204.5872 | 204.9704 | -204.5872 | 204.9704 | -34.8274 | 90.6016 | 113.1 | 116.2782 | 111.9 | 115.182 | -142.9 | -146.2546 | -149.8 | -153.949 | -153.9 | -158.0544 | -153.6 | -157.7852 | 396.7878 | 399.0756
2020-07-10 22:00 | -33 | -33.1361 | 59.9692 | 60.0381 | 64.3637 | 64.459 | -35 | -35.2278 | -189.5452 | 189.758 | -189.5452 | 189.758 | -14.309 | 87.8483 | 112.8 | 116.4186 | 112.2 | 116.1415 | -140.4 | -145.0669 | -148 | -153.129 | -152.2 | -157.5113 | -152.2 | -157.486 | 377.0706 | 379.5429
2020-07-10 22:30 | -24 | -24.0832 | 66.996 | 67.2175 | 51.999 | 52.0443 | -25 | -25.0799 | -172.5552 | 172.5797 | -172.5552 | 172.5797 | 10.2973 | 97.9788 | 113.7 | 117.5912 | 114.9 | 118.6765 | -141.7 | -146.2509 | -148.9 | -153.9735 | -152.6 | -157.7301 | -152.4 | -157.5873 | 364.4244 | 366.5885
2020-07-10 23:00 | -21 | -21.0238 | 63.4124 | 63.4613 | 50.9144 | 50.952 | -21 | -21.095 | -169.7004 | 169.7028 | -169.7004 | 169.7028 | 27.2081 | 105.8532 | 112.8 | 116.5684 | 114.6 | 118.7712 | -141.5 | -146.2322 | -148 | -152.6769 | -152 | -156.678 | -151.6 | -156.3155 | 345.4442 | 347.8619
2020-07-10 23:30 | -15 | -15 | 65.6791 | 65.6843 | 43.6388 | 43.8002 | -16 | -16 | -167.4957 | 167.5102 | -167.4957 | 167.5102 | 21.6167 | 100.4512 | 114.6 | 118.3111 | 114 | 117.5816 | -146.3 | -150.7852 | -151.7 | -156.0527 | -155.7 | -160.1522 | -155.2 | -159.7606 | 344.0877 | 346.7446
2020-07-11 | -10 | -10.198 | 66.6548 | 66.7145 | 36.1986 | 36.4225 | -12 | -12.3693 | -147.0772 | 147.0999 | -147.0772 | 147.0999 | 29.7782 | 102.3559 | 112.8 | 116.1275 | 113.7 | 117.1449 | -145.1 | -149.099 | -148.9 | -153.0966 | -152.3 | -156.4182 | -152.1 | -156.2941 | 319.0531 | 325.4639
2020-07-11 00:30 | -6 | -6.3246 | 67.0738 | 67.2351 | 30.2306 | 30.6559 | -5 | -5.3852 | -128.7087 | 128.827 | -128.7087 | 128.827 | 38.4207 | 111.4204 | 114 | 118.4331 | 113.4 | 117.7744 | -142.1 | -147.0674 | -146.8 | -151.7646 | -150.3 | -155.2775 | -149.8 | -154.8441 | 303.1566 | 310.5105
2020-07-11 01:00 | -9 | -9.0554 | 59.77 | 60.033 | 32.4336 | 32.9409 | -9 | -9.0554 | -126.5653 | 126.8049 | -126.5653 | 126.8049 | 43.9565 | 115.659 | 113.1 | 117.6493 | 115.8 | 120.1668 | -143.1 | -148.5316 | -146.5 | -151.7839 | -150 | -155.2934 | -149.7 | -155.0998 | 290.0338 | 298.038
2020-07-11 01:30 | 0 | 0 | 70.8661 | 71.2375 | 18.5184 | 19.3082 | 0 | 0 | -103.9949 | 104.4148 | -103.9949 | 104.4148 | 49.8123 | 122.0228 | 115.5 | 120.7156 | 115.8 | 120.6601 | -145.4 | -151.8828 | -148.7 | -154.5994 | -150.9 | -156.907 | -150.4 | -156.4813 | 260.5671 | 269.6259
2020-07-11 02:00 | 7 | 8.0623 | 67.8322 | 68.6235 | 17.574 | 17.9647 | 7 | 8.0623 | -97.663 | 98.0773 | -97.663 | 98.0773 | 61.7001 | 131.1598 | 116.4 | 120.355 | 116.1 | 120.0649 | -144.9 | -150.1874 | -146.8 | -152.3109 | -150.2 | -155.8012 | -149.9 | -155.6728 | 253.8371 | 275.0786
2020-07-11 02:30 | 6 | 7.8102 | 69.1997 | 70.1364 | 13.753 | 14.2053 | 6 | 7.8102 | -89.2897 | 89.7394 | -89.2897 | 89.7394 | 67.1973 | 137.1893 | 115.2 | 121.0573 | 116.1 | 122.006 | -143.7 | -151.1909 | -146 | -153.6256 | -149.2 | -157.0091 | -148.8 | -156.7544 | 245.1473 | 265.944
2020-07-11 03:00 | 8 | 10 | 73.0686 | 74.239 | 9.2698 | 10.5808 | 7 | 9.2195 | -80.444 | 80.7089 | -80.444 | 80.7089 | 84.3562 | 146.4922 | 114 | 120.0094 | 115.2 | 121.6225 | -144.1 | -152.6927 | -147.4 | -156.1759 | -150.2 | -159.078 | -150.8 | -160.0725 | 252.367 | 271.3482
2020-07-11 03:30 | 15 | 15.5242 | 75.3244 | 76.1953 | 6.3704 | 7.4246 | 14 | 14.5602 | -73.9703 | 74.2904 | -73.9703 | 74.2904 | 82.129 | 146.4526 | 113.7 | 121.7372 | 113.1 | 121.177 | -143.7 | -154.3718 | -146.5 | -157.1619 | -150 | -160.8951 | -149.5 | -160.6111 | 238.0795 | 253.4341
2020-07-11 04:00 | 1 | 4.1231 | 61.8794 | 62.9775 | 19.4502 | 19.7846 | 2 | 3.6056 | -93.0834 | 93.4108 | -93.0834 | 93.4108 | 77.8683 | 130.279 | 115.2 | 121.5267 | 117 | 123.424 | -145.1 | -153.1183 | -146.5 | -156.0663 | -149.7 | -159.5183 | -149.8 | -159.891 | 237.7641 | 244.066
2020-07-11 04:30 | 4 | 6.4031 | 62.9558 | 64.0689 | 18.565 | 18.9118 | 3 | 5 | -91.2415 | 91.5536 | -91.2415 | 91.5536 | 85.5605 | 134.4719 | 114.9 | 120.7719 | 115.8 | 121.537 | -146.1 | -154.0029 | -149.1 | -158.6115 | -152 | -161.8155 | -151.4 | -161.4248 | 242.8146 | 249.8814
2020-07-11 05:00 | 8 | 9.434 | 69.414 | 70.3101 | 13.2282 | 13.7222 | 8 | 9.434 | -84.7041 | 85.3041 | -84.7041 | 85.3041 | 87.137 | 139.0562 | 116.1 | 122.9612 | 113.7 | 120.5974 | -142.9 | -151.6676 | -145.5 | -155.9406 | -149.1 | -159.7672 | -148 | -158.6329 | 249.6472 | 254.1006
2020-07-11 05:30 | 4 | 7.2111 | 71.927 | 72.8423 | 11.407 | 12.4315 | 5 | 7.8102 | -84.3441 | 84.6974 | -84.3441 | 84.6974 | 83.5223 | 132.9309 | 114.9 | 120.8646 | 115.2 | 121.4315 | -143.9 | -151.9495 | -146.1 | -155.9691 | -149.8 | -159.9601 | -149.2 | -159.5042 | 263.7068 | 268.6452
2020-07-11 06:00 | 7 | 8.6023 | 71.1027 | 71.7952 | 14.8041 | 15.6899 | 8 | 9.434 | -92.1108 | 92.3279 | -92.1108 | 92.3279 | 80.4906 | 129.8516 | 113.1 | 118.5106 | 112.8 | 117.7839 | -142.7 | -149.4619 | -146.2 | -153.569 | -149.7 | -157.1767 | -149 | -156.7258 | 265.2798 | 270.1194
2020-07-11 06:30 | 5 | 6.4031 | 73.4622 | 73.7519 | 19.0657 | 20.0794 | 5 | 7.0711 | -102.5572 | 102.5936 | -102.5572 | 102.5936 | 72.7945 | 118.049 | 116.4 | 119.2903 | 116.4 | 119.91 | -146.1 | -150.2106 | -149.7 | -154.5285 | -153.4 | -158.4539 | -152.4 | -157.5873 | 273.5604 | 279.766
2020-07-11 07:00 | 6 | 6.3246 | 75.4836 | 75.5547 | 18.2538 | 18.8102 | 6 | 6.3246 | -108.6809 | 109.0281 | -108.6809 | 109.0281 | 56.188 | 116.9065 | 116.7 | 120.5694 | 116.7 | 120.7216 | -142.9 | -148.3122 | -146.8 | -152.0734 | -150.2 | -155.5644 | -149.9 | -155.4059 | 290.5898 | 292.872
2020-07-11 07:30 | -1 | -5.099 | 75.7023 | 75.7078 | 28.8209 | 29.8657 | -2 | -6.3246 | -130.0532 | 130.0663 | -130.0532 | 130.0663 | 44.8392 | 104.8729 | 115.8 | 119.3276 | 115.8 | 119.4739 | -143.3 | -147.5123 | -147.3 | -151.8031 | -150.8 | -155.4416 | -150.6 | -155.2714 | 316.5349 | 318.0445
2020-07-11 08:00 | 0 | 6 | 78.3091 | 78.3327 | 26.9435 | 27.9585 | 0 | 5 | -135.0893 | 135.1897 | -135.0893 | 135.1897 | 24.5432 | 95.7977 | 114.9 | 117.6956 | 114.9 | 117.5039 | -142.8 | -146.1261 | -148.2 | -152.0278 | -151.8 | -155.6933 | -151.5 | -155.4679 | 342.485 | 343.5286
2020-07-11 08:30 | 0 | 7.0711 | 76.3483 | 76.477 | 30.939 | 32.731 | 0 | 7 | -149.4639 | 150.1708 | -149.4639 | 150.1708 | 15.0768 | 71.9691 | 113.1 | 115.7444 | 114 | 116.4989 | -142 | -144.6957 | -150.6 | -154.3464 | -153.2 | -156.9059 | -153.5 | -157.3293 | 380.6403 | 381.3998
2020-07-11 09:00 | -6 | -8.4853 | 76.4912 | 76.5316 | 34.1769 | 35.0892 | -6 | -8.4853 | -158.3257 | 158.8868 | -158.3257 | 158.8868 | -5.5938 | 77.3988 | 110.7 | 113.4004 | 112.2 | 115.264 | -141 | -144.3461 | -150.2 | -154.2467 | -154.2 | -158.3239 | -153.9 | -158.1001 | 393.9427 | 393.9592
2020-07-11 09:30 | -14 | -14.5602 | 69.1379 | 69.1412 | 43.9088 | 44.3567 | -14 | -14.5602 | -170.1537 | 170.5235 | -170.1537 | 170.5235 | -16.7658 | 78.1564 | 109.8 | 112.3923 | 109.8 | 112.3287 | -140.7 | -143.8005 | -152.6 | -157.1879 | -156.2 | -160.827 | -156.1 | -160.8017 | 420.7029 | 420.7279
2020-07-11 10:00 | -18 | -18.4391 | 69.3614 | 69.3621 | 45.8442 | 46.2093 | -17 | -17.4642 | -169.1591 | 169.3338 | -169.1591 | 169.3338 | -30.1337 | 83.8119 | 110.1 | 112.8148 | 109.2 | 112.0029 | -138.5 | -141.6487 | -149.8 | -154.3499 | -154 | -158.643 | -153.5 | -158.1818 | 431.4546 | 431.456
2020-07-11 10:30 | -23 | -23.5372 | 63.1921 | 63.1959 | 52.084 | 52.4669 | -23 | -23.5372 | -178.9011 | 179.1648 | -178.9011 | 179.1648 | -26.0611 | 78.3384 | 111.6 | 113.8456 | 109.5 | 111.7877 | -139.3 | -141.6328 | -151.2 | -154.8781 | -155.2 | -158.8907 | -154.8 | -158.5979 | 439.4087 | 439.4121
2020-07-11 11:00 | -24 | -24.5153 | 65.0222 | 65.0341 | 53.7081 | 54.0496 | -23 | -23.7697 | -182.2906 | 182.5325 | -182.2906 | 182.5325 | -30.5209 | 79.1131 | 112.2 | 114.2039 | 111.9 | 113.9092 | -139.8 | -142.1972 | -153 | -156.8856 | -156.2 | -159.8789 | -156.8 | -160.7244 | 449.8407 | 449.8495
2020-07-11 11:30 | -23 | -23.5372 | 64.3391 | 64.3421 | 55.3244 | 55.7685 | -23 | -23.5372 | -183.4068 | 183.7403 | -183.4068 | 183.7403 | -29.1923 | 77.4724 | 110.1 | 112.3755 | 111 | 113.0845 | -138.4 | -141.0862 | -151.5 | -155.5809 | -155.6 | -159.7554 | -155.3 | -159.4633 | 452.749 | 452.756
2020-07-11 12:00 | -27 | -27.074 | 64.4934 | 64.6496 | 55.9983 | 56.02 | -28 | -28.0713 | -182.9975 | 183.0229 | -182.9975 | 183.0229 | -38.1189 | 88.5095 | 109.8 | 112.588 | 111 | 114.2366 | -137 | -139.9739 | -150.8 | -154.5634 | -154.8 | -158.5545 | -154.5 | -158.2833 | 453.8107 | 453.872
2020-07-11 12:30 | -25 | -25.0799 | 63.9087 | 64.1243 | 53.4707 | 53.5483 | -25 | -25.0799 | -179.8155 | 179.8192 | -179.8155 | 179.8192 | -46.4469 | 97.0963 | 111.3 | 114.3193 | 111.9 | 114.7687 | -139.9 | -143.3805 | -152.5 | -156.6686 | -156.5 | -160.6774 | -156 | -160.1225 | 456.5115 | 456.6044
2020-07-11 13:00 | -24 | -24 | 56.0285 | 56.3106 | 59.1721 | 59.2533 | -24 | -24 | -191.1565 | 191.1619 | -191.1565 | 191.1619 | -43.7515 | 96.9468 | 110.7 | 113.9451 | 112.5 | 115.8361 | -138.8 | -142.3074 | -150.6 | -154.7046 | -155 | -159.1939 | -154.9 | -159.0057 | 459.6786 | 459.7339
2020-07-11 13:30 | -30 | -30 | 55.0508 | 55.4375 | 59.8041 | 59.9171 | -30 | -30 | -192.6115 | 192.6132 | -192.6115 | 192.6132 | -38.9818 | 96.3667 | 112.2 | 115.5448 | 111 | 114.6754 | -140.3 | -144.1287 | -151.8 | -156.3888 | -156.4 | -160.9502 | -156.1 | -160.7061 | 465.3885 | 465.4361
2020-07-11 14:00 | -20 | -20.025 | 65.274 | 65.461 | 50.6504 | 50.747 | -21 | -21.0238 | -177.4175 | 177.4216 | -177.4175 | 177.4216 | -47.3655 | 98.0819 | 109.5 | 112.7797 | 110.7 | 114.2366 | -140.4 | -144.0675 | -152.4 | -156.7333 | -156.6 | -160.9578 | -156.4 | -160.7632 | 459.3139 | 459.3661
2020-07-11 14:30 | -26 | -26.0192 | 61.2786 | 61.4385 | 54.7385 | 54.8093 | -26 | -26 | -183.5107 | 183.5414 | -183.5107 | 183.5414 | -28.2913 | 93.046 | 110.4 | 113.4432 | 110.1 | 113.1513 | -142.4 | -146.1737 | -154.5 | -159.0569 | -158.8 | -163.3534 | -158.2 | -162.7702 | 462.8892 | 462.8894
2020-07-11 15:00 | -10 | -10.198 | 78.9678 | 79.0059 | 39.793 | 40.0197 | -10 | -10.198 | -157.2563 | 157.3071 | -157.2563 | 157.3071 | -36.4653 | 92.7562 | 111.6 | 114.8906 | 111.6 | 114.9622 | -139.4 | -142.8053 | -152.4 | -156.5484 | -156.6 | -160.7522 | -156.2 | -160.3852 | 450.1299 | 450.13
2020-07-11 15:30 | -7 | -7.6158 | 82.3537 | 82.4042 | 39.5008 | 39.9354 | -8 | -8.544 | -156.2989 | 156.4023 | -156.2989 | 156.4023 | -38.3998 | 92.5529 | 110.7 | 113.8044 | 111.6 | 114.8197 | -139.9 | -143.4024 | -152.2 | -156.4227 | -156.3 | -160.528 | -156.2 | -160.4764 | 451.1983 | 451.1986
2020-07-11 16:00 | -9 | -9.2195 | 82.9484 | 83.0941 | 40.8985 | 41.1366 | -8 | -8.2462 | -160.7479 | 160.8145 | -160.7479 | 160.8145 | -35.7442 | 95.4459 | 110.1 | 113.0825 | 110.7 | 113.8044 | -139.7 | -143.0766 | -152.6 | -156.7146 | -156.7 | -160.9403 | -156.3 | -160.5967 | 470.1312 | 470.1351
2020-07-11 16:30 | -9 | -9.4868 | 85.7073 | 85.8967 | 42.3117 | 42.7369 | -9 | -9.4868 | -167.7576 | 168.0279 | -167.7576 | 168.0279 | -43.3278 | 94.2933 | 111 | 113.6287 | 112.2 | 114.5533 | -139.9 | -142.3834 | -152.4 | -155.8766 | -156.4 | -160.0318 | -156.2 | -159.8363 | 476.4642 | 476.4647
2020-07-11 17:00 | -9 | -9.2195 | 91.0056 | 91.3094 | 42.3259 | 42.67 | -9 | -9.2195 | -173.9712 | 174.4288 | -173.9712 | 174.4288 | -51.4475 | 89.5855 | 108.6 | 110.9676 | 111.3 | 113.7953 | -138.6 | -141.2054 | -152.4 | -156.6173 | -156.5 | -160.7456 | -156.5 | -160.7684 | 480.3834 | 480.604
2020-07-11 17:30 | -6 | -6 | 98.0447 | 99.0114 | 42.2425 | 42.4131 | -6 | -6 | -183.848 | 184.6295 | -183.848 | 184.6295 | -69.3897 | 100.3947 | 108.9 | 112.492 | 109.2 | 112.8578 | -137.7 | -141.8115 | -153 | -158.1423 | -156.7 | -161.9185 | -156.9 | -162.0678 | 498.3415 | 498.9307
2020-07-11 18:00 | -3 | -10.4403 | 102.2897 | 102.3552 | 38.9856 | 41.8675 | -3 | -10.4403 | -175.0312 | 178.0426 | -175.0312 | 178.0426 | -71.8515 | 103.1409 | 109.5 | 112.7082 | 107.7 | 111.0328 | -136.4 | -139.8562 | -152.7 | -157.3331 | -156.4 | -161.0213 | -156.6 | -161.2155 | 501.2051 | 501.6257
2020-07-11 18:30 | 0 | 11 | 101.9749 | 101.9888 | 36.2547 | 39.4035 | -1 | -11.0454 | -168.8874 | 171.9032 | -168.8874 | 171.9032 | -65.5508 | 100.4017 | 110.7 | 114.4609 | 108 | 111.4709 | -135.8 | -139.6815 | -151.3 | -156.4427 | -155.2 | -160.2718 | -155 | -160.0282 | 495.8915 | 496.4835
2020-07-11 19:00 | 0 | 10 | 101.4296 | 101.4463 | 33.5401 | 36.6551 | 0 | 10 | -159.4507 | 161.6798 | -159.4507 | 161.6798 | -59.5029 | 102.6695 | 108.9 | 113.1175 | 108 | 111.8517 | -136.5 | -140.8169 | -150.9 | -156.0859 | -155 | -160.1533 | -154.5 | -159.6695 | 468.6645 | 468.919
2020-07-11 19:30 | 5 | 11.1803 | 102.916 | 102.9177 | 28.6687 | 32.0168 | 5 | 11.1803 | -146.9178 | 148.9215 | -146.9178 | 148.9215 | -52.1582 | 106.8192 | 110.7 | 114.7719 | 110.7 | 114.9047 | -139.4 | -144.2524 | -152.5 | -157.4576 | -156.2 | -161.1416 | -155.8 | -160.7538 | 449.9265 | 449.9799
2020-07-11 20:00 | -2 | -11.1803 | 93.8397 | 93.8681 | 35.0921 | 38.0038 | -2 | -11.1803 | -152.4324 | 154.0799 | -152.4324 | 154.0799 | -43.3742 | 99.5188 | 110.1 | 113.0825 | 112.8 | 115.6464 | -138.8 | -142.2854 | -150.6 | -154.7505 | -154.6 | -158.7361 | -154.2 | -158.3693 | 431.0974 | 431.1974
2020-07-11 20:30 | 5 | 9.434 | 98.9009 | 98.9051 | 26.545 | 28.9399 | 5 | 9.434 | -137.1747 | 138.0375 | -137.1747 | 138.0375 | -27.7758 | 79.2272 | 111.9 | 114.7024 | 112.2 | 115.0612 | -139.8 | -142.9617 | -150.5 | -155.0054 | -154.4 | -158.936 | -154.3 | -158.8626 | 423.6548 | 424.0498
2020-07-11 21:00 | 8 | 10.6301 | 99.9892 | 99.9954 | 23.0883 | 25.3238 | 9 | 11.4018 | -128.9107 | 129.4586 | -128.9107 | 129.4586 | -19.9691 | 80.9003 | 110.7 | 114.3098 | 113.1 | 116.4904 | -141.4 | -145.4271 | -151.1 | -156.3819 | -155 | -160.3309 | -155 | -160.2598 | 404.0601 | 404.5514
2020-07-11 21:30 | 7 | 9.8995 | 97.2349 | 97.2457 | 22.1466 | 23.8515 | 8 | 10.6301 | -128.3201 | 128.7263 | -128.3201 | 128.7263 | -5.5091 | 76.7009 | 112.8 | 115.9864 | 111.9 | 114.972 | -141.8 | -145.5667 | -150.7 | -156.3098 | -154.6 | -160.2561 | -154.7 | -160.4317 | 390.655 | 391.6646
2020-07-11 22:00 | 14 | 16.6433 | 98.9358 | 99.0848 | 15.8809 | 19.3239 | 14 | 16.6433 | -112.357 | 112.7381 | -112.357 | 112.7381 | 6.0966 | 64.1639 | 112.5 | 115.4879 | 112.2 | 115.4735 | -141 | -144.3676 | -148.7 | -153.7801 | -152.6 | -157.8062 | -152.6 | -157.8573 | 371.4294 | 372.451
2020-07-11 22:30 | 16 | 17.8885 | 97.9509 | 98.1451 | 12.4603 | 15.5344 | 16 | 17.8885 | -109.059 | 109.2502 | -109.059 | 109.2502 | 19.2169 | 90.5432 | 111.6 | 114.2149 | 112.2 | 115.1957 | -141.1 | -144.6831 | -148 | -152.6279 | -151.6 | -156.3143 | -151.3 | -156.0479 | 348.018 | 348.1631
2020-07-11 23:00 | 23 | 23.7697 | 98.3752 | 98.573 | 6.7546 | 9.2688 | 24 | 24.5153 | -99.604 | 99.6228 | -99.604 | 99.6228 | 34.2083 | 95.9087 | 114 | 116.9496 | 115.5 | 118.1535 | -144.6 | -148.3178 | -150.2 | -155.0558 | -153.8 | -158.717 | -153.9 | -158.963 | 327.5049 | 328.3322
2020-07-11 23:30 | 23 | 23.1948 | 99.4115 | 99.5515 | 3.2663 | 5.3099 | 23 | 23.1948 | -101.5356 | 101.5571 | -101.5356 | 101.5571 | 30.9475 | 90.0973 | 113.1 | 115.939 | 114.6 | 117.5345 | -143.9 | -147.5465 | -149.5 | -154.4529 | -152.7 | -157.7011 | -152.5 | -157.608 | 333.9364 | 334.8518
2020-07-12 | 22 | 22.2036 | 92.0171 | 92.234 | 2.8289 | 6.6658 | 22 | 22.0907 | -93.6957 | 93.9016 | -93.6957 | 93.9016 | 38.2123 | 103.988 | 113.7 | 117.1449 | 113.4 | 117.2248 | -144.2 | -149.0721 | -149.4 | -155.2451 | -152.8 | -158.7623 | -152.8 | -158.7762 | 313.0778 | 314.1974
2020-07-12 00:30 | 27 | 27.2947 | 92.2185 | 92.7061 | -1.9815 | 5.0657 | 27 | 27.2947 | -76.4162 | 76.8515 | -76.4162 | 76.8515 | 48.3343 | 105.8324 | 114 | 117.8053 | 115.2 | 118.9669 | -143.8 | -148.6598 | -147.9 | -154.052 | -151.7 | -157.9522 | -151.2 | -157.6125 | 288.2072 | 291.0255
2020-07-12 01:00 | 23 | 23.3452 | 86.491 | 87.1915 | 0.58591 | 4.8086 | 22 | 22.3607 | -75.2769 | 75.9308 | -75.2769 | 75.9308 | 52.9983 | 113.3184 | 113.1 | 118.2449 | 114.6 | 119.6804 | -143.7 | -149.8531 | -148.1 | -155.4092 | -151.6 | -159.0175 | -150.9 | -158.6254 | 283.4392 | 286.4353
2020-07-12 01:30 | 26 | 29.0689 | 86.1295 | 88.4483 | -3.3064 | 10.8508 | 26 | 29.0689 | -68.2794 | 68.35 | -68.2794 | 68.35 | 66.4495 | 121.7114 | 116.4 | 121.577 | 115.5 | 120.9804 | -144.3 | -151.6379 | -147.5 | -156.3977 | -151.2 | -160.2862 | -150.7 | -159.9818 | 268.51 | 273.7662
2020-07-12 02:00 | 25 | 25.4951 | 85.2217 | 86.22 | -4.591 | 6.3993 | 26 | 26.4764 | -60.0873 | 61.2496 | -60.0873 | 61.2496 | 81.1212 | 132.318 | 113.4 | 119.0683 | 114 | 119.916 | -144.6 | -152.2019 | -148.6 | -157.8697 | -152.2 | -161.6635 | -151.5 | -161.243 | 272.6809 | 278.2894
2020-07-12 02:30 | 22 | 22 | 79.7517 | 80.2202 | -2.2306 | 10.1179 | 22 | 22 | -61.1889 | 64.5081 | -61.1889 | 64.5081 | 82.1114 | 150.734 | 115.5 | 123.2098 | 114.9 | 122.6475 | -142.2 | -151.9312 | -145 | -154.8689 | -148.6 | -158.626 | -148.1 | -158.4758 | 244.8458 | 263.1258
2020-07-12 03:00 | 21 | 21 | 77.137 | 77.6809 | -0.40042 | 9.4752 | 21 | 21 | -61.4228 | 64.6205 | -61.4228 | 64.6205 | 83.2543 | 139.5794 | 116.7 | 125.4022 | 116.7 | 126.4154 | -144.5 | -157.1607 | -146.9 | -159.4867 | -150.5 | -163.3478 | -149.8 | -163.017 | 231.6578 | 237.3611
2020-07-12 03:30 | 16 | 16.1245 | 71.5874 | 72.3606 | 3.8669 | 10.1622 | 16 | 16.0312 | -65.905 | 68.2546 | -65.905 | 68.2546 | 80.3046 | 126.9465 | 115.8 | 124.7874 | 115.5 | 124.8479 | -143.2 | -155.6902 | -144.6 | -158.9917 | -148.1 | -162.8817 | -147.8 | -162.8601 | 217.5977 | 218.3365
2020-07-12 04:00 | -21 | -21.8403 | 33.8462 | 38.4637 | 40.9702 | 41.1692 | -21 | -21.8403 | -122.1462 | 122.3022 | -122.1462 | 122.3022 | 159.6784 | 187.5194 | 115.5 | 124.6214 | 116.4 | 125.456 | -142.1 | -153.977 | -145.7 | -159.7869 | -149.2 | -163.5122 | -148.6 | -163.4196 | 305.5447 | 305.6539
2020-07-12 04:30 | -30 | -30.1496 | 26.8334 | 30.9895 | 47.6093 | 47.8153 | -29 | -29.2746 | -131.5491 | 132.0245 | -131.5491 | 132.0245 | 157.1 | 179.9011 | 116.1 | 125.0658 | 112.5 | 121.8462 | -144.8 | -156.9308 | -148 | -164.1493 | -151.5 | -167.9107 | -151 | -167.9382 | 306.2064 | 307.4303
2020-07-12 05:00 | -34 | -34.2345 | 22.217 | 26.9529 | 52.9191 | 53.0628 | -34 | -34.2345 | -139.5813 | 139.9704 | -139.5813 | 139.9704 | 149.8203 | 174.1115 | 114.9 | 123.8404 | 114 | 123.0059 | -143.5 | -155.4702 | -145.5 | -161.0747 | -148.9 | -164.7895 | -148.5 | -164.86 | 294.4704 | 296.2904
2020-07-12 05:30 | -42 | -42.5793 | 13.9042 | 22.9466 | 61.4297 | 61.4428 | -42 | -42.5793 | -151.5233 | 151.5577 | -151.5233 | 151.5577 | 143.4875 | 160.7627 | 117 | 126.0129 | 116.1 | 125.2901 | -144.9 | -156.7929 | -147.4 | -162.5271 | -151.1 | -166.6111 | -150.7 | -166.6731 | 295.7459 | 301.2083
2020-07-12 06:00 | -55 | -55.0091 | 4.2142 | 11.9392 | 73.8248 | 74.0488 | -55 | -55.0091 | -165.6742 | 166.0502 | -165.6742 | 166.0502 | 141.9048 | 159.7112 | 114.3 | 124.0862 | 116.1 | 125.2901 | -143.2 | -154.425 | -146.7 | -158.6095 | -150.2 | -162.2652 | -149.9 | -162.3308 | 312.3807 | 314.6381
2020-07-12 06:30 | -60 | -60.075 | -0.1304 | 13.1808 | 79.8758 | 79.9095 | -61 | -61.131 | -182.3787 | 182.4685 | -182.3787 | 182.4685 | 138.4844 | 155.7118 | 117.3 | 125.316 | 117.6 | 126.5701 | -146.3 | -156.9031 | -149.4 | -160.4616 | -152.9 | -164.2146 | -152.7 | -164.582 | 322.7247 | 325.5273
2020-07-12 07:00 | -16 | -16 | 43.4754 | 43.7639 | 38.0657 | 39.7685 | -16 | -16 | -119.1538 | 120.5616 | -119.1538 | 120.5616 | 63.4876 | 101.1399 | 116.4 | 125.0133 | 115.8 | 124.7874 | -142.6 | -154.0952 | -145.4 | -157.1032 | -149.1 | -161.0578 | -149.1 | -161.2857 | 257.3299 | 259.6601
2020-07-12 07:30 | -17 | -17 | 47.3005 | 47.478 | 35.1371 | 37.082 | -18 | -18 | -118.2796 | 119.4876 | -118.2796 | 119.4876 | 47.3736 | 85.9975 | 112.5 | 119.568 | 115.8 | 122.678 | -143.6 | -152.1547 | -147.7 | -156.5201 | -151.3 | -160.3474 | -150.9 | -160.0366 | 261.9869 | 264.6149
2020-07-12 08:00 | -26 | -26.0192 | 37.2062 | 37.4926 | 47.9038 | 48.8835 | -26 | -26 | -142.4015 | 142.8915 | -142.4015 | 142.8915 | 32.0656 | 73.1922 | 114.9 | 120.4077 | 114.3 | 119.9257 | -144.4 | -151.1308 | -149.2 | -156.7311 | -152.7 | -160.3082 | -152.3 | -160.0191 | 282.9436 | 284.5463
2020-07-12 08:30 | -28 | -28 | 38.988 | 39.26 | 49.8247 | 50.5204 | -28 | -28 | -149.0103 | 149.2455 | -149.0103 | 149.2455 | 16.7089 | 70.3934 | 111.6 | 116.7227 | 112.2 | 117.5621 | -141.3 | -148.1116 | -146.8 | -154.3243 | -150.4 | -158.0266 | -150.3 | -158.0547 | 307.7335 | 311.1046
2020-07-12 09:00 | -39 | -39 | 29.1137 | 29.2477 | 60.7421 | 61.2853 | -39 | -39 | -164.1642 | 164.4613 | -164.1642 | 164.4613 | 12.3358 | 66.9299 | 114 | 118.2719 | 113.7 | 118.1444 | -141.4 | -147.1003 | -147 | -153.8511 | -151 | -157.9976 | -150.4 | -157.4539 | 318.9448 | 322.3646
2020-07-12 09:30 | -34 | -34 | 29.8732 | 30.2161 | 55.9257 | 56.4667 | -34 | -34 | -157.6032 | 157.872 | -157.6032 | 157.872 | -1.855 | 64.6629 | 112.2 | 116.7844 | 112.8 | 117.6126 | -142 | -147.9681 | -149.3 | -156.0502 | -153.1 | -160.0058 | -152.6 | -159.4693 | 324.1852 | 329.7832
2020-07-12 10:00 | -39 | -39 | 28.3479 | 28.4918 | 60.5906 | 60.9817 | -39 | -39 | -156.1199 | 156.348 | -156.1199 | 156.348 | -14.5373 | 65.6376 | 113.4 | 117.7744 | 114 | 118.3522 | -143 | -148.4621 | -150.9 | -157.2401 | -154.7 | -161.14 | -154.6 | -161.1847 | 327.5466 | 333.5509
2020-07-12 10:30 | -40 | -40 | 21.5213 | 21.8562 | 59.694 | 60.2399 | -40 | -40 | -154.9122 | 155.1984 | -154.9122 | 155.1984 | -12.4248 | 74.1277 | 112.5 | 118.0286 | 112.5 | 118.3039 | -140.3 | -147.1579 | -148.9 | -155.5224 | -152.5 | -159.1716 | -152.4 | -159.1621 | 341.2563 | 349.1964
2020-07-12 11:00 | -48 | -48.0416 | 15.6965 | 15.7457 | 68.4397 | 69.1999 | -48 | -48.0416 | -156.9125 | 157.3098 | -156.9125 | 157.3098 | -10.8862 | 75.3498 | 111 | 116.8784 | 112.5 | 118.3039 | -138.5 | -145.7512 | -148.5 | -155.5207 | -152.2 | -159.2622 | -151.8 | -158.9391 | 356.7032 | 364.385
2020-07-12 11:30 | -63 | -63.3877 | 2.0867 | 6.3754 | 83.0742 | 84.0974 | -63 | -63.3877 | -172.5646 | 173.3991 | -172.5646 | 173.3991 | 6.4755 | 77.819 | 112.8 | 118.8701 | 113.4 | 119.3457 | -140.2 | -147.7102 | -149 | -156.2671 | -152.7 | -160.0665 | -152.6 | -160.0916 | 359.1823 | 366.4603
2020-07-12 12:00 | -68 | -68.469 | -8.3513 | 10.2963 | 86.915 | 88.2228 | -68 | -68.469 | -175.9741 | 177.2048 | -175.9741 | 177.2048 | 7.2306 | 78.2033 | 109.8 | 116.0271 | 110.7 | 117.369 | -140.8 | -148.3741 | -150.4 | -157.6625 | -154.4 | -161.7784 | -154.2 | -161.6474 | 358.5878 | 365.5334
2020-07-12 12:30 | -69 | -69.7209 | -0.48916 | 7.8839 | 86.584 | 87.9813 | -70 | -70.5762 | -175.9912 | 177.4819 | -175.9912 | 177.4819 | -3.4027 | 75.934 | 111.3 | 118.1349 | 113.4 | 119.919 | -139.9 | -148.134 | -149.9 | -157.4894 | -153.7 | -161.4436 | -153.6 | -161.3791 | 340.0879 | 348.5933
2020-07-12 13:00 | -68 | -68.593 | 0.97324 | 7.9854 | 87.8435 | 89.0887 | -68 | -68.593 | -178.1666 | 179.7553 | -178.1666 | 179.7553 | -1.1656 | 74.9498 | 112.2 | 117.8339 | 110.1 | 116.024 | -139 | -146.1335 | -149 | -156.5101 | -152.6 | -160.1522 | -152.4 | -160.1142 | 344.7601 | 352.9277
2020-07-12 13:30 | -68 | -68.3593 | 3.5687 | 7.4817 | 80.2002 | 81.7853 | -68 | -68.3593 | -174.4676 | 176.4234 | -174.4676 | 176.4234 | -7.3248 | 76.2529 | 111.6 | 117.2628 | 113.7 | 118.9945 | -141 | -147.9158 | -151.4 | -158.7364 | -155.1 | -162.5062 | -154.8 | -162.2798 | 349.6465 | 357.7041
2020-07-12 14:00 | -65 | -65.4905 | 0.93662 | 6.0226 | 84.3268 | 85.5777 | -65 | -65.4905 | -179.8731 | 181.4525 | -179.8731 | 181.4525 | -8.731 | 78.2549 | 110.4 | 116.5951 | 111.9 | 118.0164 | -139.6 | -146.643 | -151.3 | -158.611 | -155.2 | -162.5718 | -154.9 | -162.3452 | 361.9701 | 370.3037
2020-07-12 14:30 | -67 | -67.3647 | 2.904 | 6.4925 | 86.1224 | 87.2619 | -66 | -66.3702 | -180.6807 | 182.0788 | -180.6807 | 182.0788 | -6.3814 | 75.5021 | 111.3 | 116.8853 | 112.5 | 118.0286 | -140.1 | -146.8469 | -149.7 | -156.9347 | -153.4 | -160.7643 | -153.3 | -160.759 | 361.3426 | 369.3666
2020-07-12 15:00 | -61 | -61.131 | 15.7996 | 16.6173 | 84.2835 | 84.7395 | -62 | -62.1289 | -179.1958 | 179.8203 | -179.1958 | 179.8203 | -17.5413 | 72.5831 | 112.2 | 117.2094 | 112.2 | 117.123 | -141.7 | -147.965 | -151.7 | -158.5791 | -155.6 | -162.6014 | -155.6 | -162.6304 | 362.3177 | 371.0631
2020-07-12 15:30 | -62 | -62.0322 | 15.0922 | 15.4607 | 84.8851 | 85.1417 | -62 | -62.0322 | -185.7239 | 186.0596 | -185.7239 | 186.0596 | -31.0259 | 72.526 | 111 | 115.2207 | 111 | 115.2207 | -140.4 | -145.2702 | -152.4 | -158.1615 | -156.2 | -161.9841 | -156.3 | -162.1869 | 394.6968 | 402.166
2020-07-12 16:00 | -59 | -59.0085 | 22.1801 | 22.63 | 85.3395 | 85.4828 | -59 | -59 | -194.5189 | 194.7028 | -194.5189 | 194.7028 | -24.0976 | 69.3733 | 110.7 | 115.0945 | 110.7 | 115.344 | -140.9 | -146.1181 | -152.7 | -159.052 | -156.1 | -162.5681 | -156 | -162.528 | 424.7983 | 429.0022
2020-07-12 16:30 | -60 | -60 | 28.9442 | 29.549 | 85.9475 | 86.0212 | -59 | -59 | -204.6137 | 204.6499 | -204.6137 | 204.6499 | -37.7108 | 71.8221 | 111.6 | 116.7227 | 112.5 | 117.7595 | -138.5 | -144.7864 | -150.9 | -157.156 | -154.3 | -160.5887 | -154.2 | -160.5482 | 433.0371 | 438.2726
2020-07-12 17:00 | -54 | -54.4518 | 39.1141 | 39.1895 | 82.4432 | 82.5988 | -53 | -53.4603 | -207.9912 | 208.4836 | -207.9912 | 208.4836 | -45.6383 | 67.2401 | 107.4 | 112.8973 | 109.8 | 115.551 | -137 | -143.4112 | -150.3 | -157.1233 | -153.8 | -160.6468 | -153.5 | -160.4176 | 464.2567 | 469.2265
2020-07-12 17:30 | -54 | -54.3323 | 44.4933 | 44.495 | 85.2684 | 85.4346 | -53 | -53.3385 | -225.2727 | 226.3099 | -225.2727 | 226.3099 | -49.7384 | 76.7956 | 107.4 | 116.1016 | 110.4 | 118.6609 | -135.8 | -145.776 | -150.8 | -157.2855 | -154.6 | -161.1283 | -154.2 | -160.7163 | 511.2349 | 516.8226
2020-07-12 18:00 | -54 | -54.1479 | 48.1254 | 48.4846 | 86.7278 | 86.8903 | -54 | -54.1479 | -237.474 | 239.0024 | -237.474 | 239.0024 | -70.5113 | 96.0078 | 108.9 | 119.7466 | 109.2 | 119.9227 | -135.2 | -148.1192 | -152 | -157.9924 | -155.8 | -161.6516 | -155.4 | -161.2661 | 533.2348 | 539.8366
2020-07-12 18:30 | -55 | -55.0091 | 47.5318 | 48.8949 | 85.3188 | 85.3273 | -55 | -55.0364 | -233.5403 | 233.9915 | -233.5403 | 233.9915 | -62.0158 | 97.2419 | 108 | 117 | 108.3 | 117.1622 | -135.3 | -145.9015 | -151.5 | -156.34 | -155 | -159.734 | -154.7 | -159.4188 | 521.7178 | 528.6156
2020-07-12 19:00 | -54 | -54 | 43.1354 | 44.0158 | 86.2147 | 86.2168 | -54 | -54 | -229.7273 | 230.1048 | -229.7273 | 230.1048 | -40.4739 | 82.2205 | 108 | 113.6537 | 109.8 | 115.4579 | -136.6 | -142.8817 | -151.9 | -156.5085 | -155.6 | -160.2938 | -155.5 | -160.1729 | 514.0719 | 519.8461
2020-07-12 19:30 | -56 | -56.0089 | 42.0452 | 43.1201 | 85.1596 | 85.2131 | -55 | -55.0364 | -223.1023 | 223.2301 | -223.1023 | 223.2301 | -46.8044 | 87.0325 | 109.8 | 116.8249 | 110.4 | 117.5529 | -137 | -145.2649 | -150.3 | -156.0311 | -153.8 | -159.5109 | -153.4 | -159.1687 | 480.1791 | 486.7596
2020-07-12 20:00 | -50 | -50.04 | 45.2307 | 45.9595 | 79.2905 | 79.3618 | -50 | -50.04 | -210.0954 | 210.1537 | -210.0954 | 210.1537 | -49.3479 | 87.1469 | 110.4 | 118.2263 | 111 | 118.7867 | -137.9 | -147.0981 | -149.2 | -155.384 | -152.7 | -158.8576 | -152.5 | -158.693 | 436.079 | 442.9473
2020-07-12 20:30 | -48 | -48 | 44.19 | 44.4463 | 76.6855 | 76.6869 | -48 | -48 | -201.4671 | 201.5557 | -201.4671 | 201.5557 | -39.1357 | 71.3813 | 108.9 | 113.199 | 109.2 | 113.4877 | -138.8 | -144.0139 | -149.7 | -155.7257 | -152.9 | -158.9675 | -153 | -159.091 | 419.9558 | 425.962
2020-07-12 21:00 | -47 | -47 | 40.4711 | 40.9302 | 76.6907 | 76.7603 | -47 | -47 | -190.9932 | 190.9975 | -190.9932 | 190.9975 | -24.9699 | 66.8695 | 112.8 | 117.2785 | 111.9 | 116.58 | -141.3 | -146.9621 | -151.1 | -157.5165 | -154.8 | -161.2921 | -154.4 | -160.9364 | 410.8457 | 415.8534
2020-07-12 21:30 | -43 | -43.0116 | 44.3477 | 44.7196 | 70.4331 | 70.5977 | -43 | -43.0116 | -183.4267 | 183.4518 | -183.4267 | 183.4518 | -6.467 | 64.3823 | 110.1 | 115.4688 | 112.2 | 117.5621 | -141.2 | -147.6315 | -152.2 | -159.1741 | -155.7 | -162.7843 | -155.5 | -162.6809 | 402.6755 | 407.1449
2020-07-12 22:00 | -33 | -33 | 49.0998 | 49.1007 | 60.1526 | 60.226 | -33 | -33.0151 | -163.6656 | 163.6854 | -163.6656 | 163.6854 | 7.1307 | 63.3635 | 111.6 | 116.3768 | 113.4 | 118.104 | -140.4 | -146.264 | -149.4 | -155.8011 | -153.2 | -159.5482 | -153 | -159.537 | 374.0127 | 381.4646
2020-07-12 22:30 | -24 | -24.0208 | 54.8542 | 54.8748 | 50.4508 | 50.6587 | -24 | -24.0208 | -151.1168 | 151.1792 | -151.1168 | 151.1792 | 25.6479 | 71.2206 | 112.2 | 117.5621 | 113.7 | 118.9945 | -141.4 | -147.7066 | -148.6 | -155.3223 | -152.4 | -159.0952 | -152.1 | -158.9909 | 349.4972 | 356.4183
2020-07-12 23:00 | -26 | -26.0768 | 47.6026 | 47.6498 | 54.1711 | 54.8238 | -27 | -27.074 | -155.2903 | 155.6613 | -155.2903 | 155.6613 | 33.7805 | 75.9894 | 114.3 | 120.8676 | 115.2 | 121.6225 | -143.4 | -151.4439 | -149.1 | -157.1336 | -152.6 | -160.7704 | -152.6 | -160.8967 | 341.1925 | 347.4142
2020-07-12 23:30 | -25 | -25.0799 | 51.2259 | 51.2314 | 48.6067 | 49.5349 | -25 | -25.0799 | -154.7633 | 155.1433 | -154.7633 | 155.1433 | 32.8567 | 73.1475 | 114 | 120.3897 | 113.4 | 119.7252 | -142 | -150.1839 | -147.9 | -156.5442 | -151.4 | -160.2115 | -151.2 | -160.0553 | 333.962 | 339.8265
2020-07-13 | -22 | -22.2036 | 49.5858 | 49.6185 | 45.5471 | 47.0149 | -22 | -22.2036 | -139.424 | 140.2959 | -139.424 | 140.2959 | 38.2096 | 76.8858 | 113.4 | 120.4152 | 114.6 | 121.8488 | -141.3 | -150.2221 | -146.2 | -155.4422 | -149.8 | -159.1681 | -149.6 | -159.0816 | 307.6771 | 312.932
2020-07-13 00:30 | -24 | -24.3311 | 44.8347 | 44.8457 | 46.8846 | 48.4246 | -24 | -24.1868 | -137.8825 | 139.1668 | -137.8825 | 139.1668 | 57.8345 | 92.0813 | 115.2 | 121.7191 | 113.4 | 119.919 | -142.4 | -150.4005 | -147.6 | -156.13 | -151.2 | -159.8595 | -150.9 | -159.7391 | 308.1173 | 310.4708
2020-07-13 01:00 | -27 | -27.4591 | 39.0492 | 39.0716 | 49.1958 | 50.9622 | -26 | -26.3059 | -135.2559 | 137.0158 | -135.2559 | 137.0158 | 55.1275 | 86.8817 | 110.4 | 116.7894 | 109.8 | 116.6213 | -139.3 | -147.867 | -143.5 | -152.4615 | -147 | -156.0601 | -146.7 | -155.9465 | 276.4919 | 278.1537
2020-07-13 01:30 | -25 | -25.4951 | 39.5753 | 39.6668 | 46.0145 | 47.3887 | -25 | -25.318 | -129.946 | 131.394 | -129.946 | 131.394 | 58.1048 | 95.64 | 115.5 | 123.2098 | 114 | 121.8048 | -141.3 | -150.2902 | -144.8 | -153.0595 | -148.2 | -156.5678 | -147.7 | -156.2571 | 253.6641 | 253.9478
2020-07-13 02:00 | -28 | -28.2843 | 35.7955 | 35.8967 | 47.769 | 49.2195 | -28 | -28.1603 | -122.7603 | 124.3327 | -122.7603 | 124.3327 | 52.9566 | 93.1358 | 114.6 | 122.1575 | 116.1 | 123.5658 | -145 | -155.2587 | -146.7 | -156.0144 | -150.4 | -159.902 | -149.9 | -159.5342 | 233.2402 | 233.6203
2020-07-13 02:30 | -31 | -31.0644 | 29.7891 | 30.0561 | 52.2651 | 53.3903 | -31 | -31.0161 | -130.3095 | 131.8004 | -130.3095 | 131.8004 | 59.3888 | 94.0562 | 115.2 | 122.8243 | 113.1 | 121.0696 | -142.6 | -153.2383 | -144.3 | -154.1081 | -147.6 | -157.5843 | -147.5 | -157.6084 | 225.1765 | 225.5716
2020-07-13 03:00 | -36 | -36.0139 | 24.5449 | 24.9058 | 56.9937 | 57.957 | -36 | -36.0139 | -135.3477 | 136.742 | -135.3477 | 136.742 | 56.9547 | 85.0881 | 109.2 | 117.4346 | 108.9 | 117.2666 | -136.5 | -146.7565 | -138.5 | -147.9049 | -141.8 | -151.3461 | -141.6 | -151.3698 | 227.2006 | 227.6042
2020-07-13 03:30 | -38 | -38.0526 | 20.7589 | 21.0057 | 59.1224 | 60.1582 | -38 | -38.1182 | -135.3519 | 136.7055 | -135.3519 | 136.7055 | 64.7058 | 90.1754 | 115.5 | 123.3146 | 113.7 | 122.2812 | -142.5 | -152.424 | -144.3 | -153.4514 | -147.6 | -156.8949 | -147.6 | -157.0993 | 221.7452 | 222.0831
2020-07-13 04:00 | -35 | -35.0143 | 24.4157 | 24.9108 | 56.2972 | 57.1553 | -35 | -35.0143 | -130.3163 | 131.3908 | -130.3163 | 131.3908 | 65.4548 | 91.8125 | 114.3 | 122.4048 | 116.1 | 124.3003 | -143.4 | -153.874 | -144.6 | -154.3191 | -148 | -157.8196 | -147.7 | -157.7832 | 217.2397 | 217.4955
2020-07-13 04:30 | -31 | -31 | 31.5393 | 32.0399 | 51.4137 | 52.067 | -31 | -31 | -126.9282 | 127.8601 | -126.9282 | 127.8601 | 68.3501 | 94.6856 | 116.4 | 124.9042 | 114.6 | 123.1185 | -145.2 | -156.5417 | -146.4 | -156.7092 | -150 | -160.465 | -150 | -160.5005 | 225.8241 | 225.8276
2020-07-13 05:00 | -31 | -31 | 33.3289 | 33.767 | 52.2907 | 53.0268 | -31 | -31 | -128.0971 | 128.9897 | -128.0971 | 128.9897 | 61.0969 | 92.8604 | 114.3 | 122.9495 | 114 | 122.2326 | -142.8 | -154.0917 | -144.7 | -155.0862 | -148 | -158.597 | -147.7 | -158.3892 | 232.5156 | 232.5304
2020-07-13 05:30 | -32 | -32 | 35.9464 | 36.1184 | 56.3538 | 56.7184 | -33 | -33 | -138.8738 | 139.3737 | -138.8738 | 139.3737 | 51.063 | 84.4689 | 114.6 | 122.472 | 116.7 | 124.0278 | -147.4 | -157.3619 | -149.3 | -158.7996 | -152.7 | -162.337 | -152.6 | -162.3451 | 254.0739 | 254.1439
2020-07-13 06:00 | -38 | -38 | 37.0988 | 37.2425 | 63.269 | 63.5133 | -38 | -38 | -155.0264 | 155.3359 | -155.0264 | 155.3359 | 14.8201 | 63.7211 | 117.3 | 124.4917 | 116.4 | 123.3434 | -146 | -155.2541 | -147.4 | -154.8338 | -151.1 | -158.632 | -150.9 | -158.5025 | 248.5658 | 250.0139
2020-07-13 06:30 | -44 | -44 | 45.0585 | 45.9962 | 70.9666 | 70.9864 | -45 | -45 | -173.4453 | 173.4485 | -173.4453 | 173.4485 | -8.89 | 61.1971 | 115.8 | 120.4929 | 117.6 | 122.1424 | -145.7 | -151.7161 | -149.4 | -153.9135 | -153.2 | -157.9636 | -153.2 | -157.9636 | 302.596 | 304.2482
2020-07-13 07:00 | -41 | -41 | 48.6312 | 49.6526 | 74.2928 | 74.3007 | -42 | -42.0119 | -182.8993 | 182.9115 | -182.8993 | 182.9115 | -27.3066 | 62.2239 | 114.3 | 116.8545 | 113.4 | 115.6106 | -143 | -146.0111 | -149.6 | -152.6397 | -153.1 | -156.2868 | -153.2 | -156.2457 | 349.0945 | 349.9109
2020-07-13 07:30 | -60 | -60.531 | 127.9948 | 128.2817 | -0.000854 | 6.9533 | -61 | -61.5224 | 0 | 0 | -346.0395 | 346.0581 | -277.3936 | 277.55 | 123 | 125.4951 | 123.3 | 125.6717 | -155.2 | -158.9667 | -142.6 | -145.2846 | -145.3 | -148.4257 | -145.7 | -148.4039 | 279.6702 | 282.0821
2020-07-13 08:00 | -65 | -65.2763 | 134.006 | 134.5872 | -0.000841 | 6.8435 | -66 | -66.1891 | 0 | 0 | -376.8696 | 377.1152 | -299.9154 | 299.9711 | 120.6 | 122.3636 | 121.5 | 123.3015 | -151.7 | -154.2988 | -141.9 | -143.9995 | -145.1 | -147.518 | -145.6 | -147.6635 | 320.8257 | 324.0674
2020-07-13 08:30 | -69 | -69.0652 | 138.4857 | 139.5703 | -0.000864 | 7.0339 | -69 | -69.0652 | 0 | 0 | -378.9789 | 379.7135 | -320.4347 | 320.7706 | 118.8 | 122.8287 | 118.5 | 122.3125 | -149.6 | -154.9591 | -143.4 | -146.7682 | -145.8 | -149.7346 | -146.4 | -149.8211 | 349.0511 | 351.4445
2020-07-13 09:00 | -84 | -84.006 | 134.3527 | 135.2587 | -0.000852 | 6.9384 | -84 | -84.0238 | 0 | 0 | -399.525 | 400.2903 | -322.8002 | 323.4022 | 121.5 | 123.7328 | 119.1 | 121.2627 | -150.5 | -153.4805 | -143.4 | -146.1113 | -146 | -149.0705 | -146.4 | -149.0348 | 356.4199 | 358.6234
2020-07-13 09:30 | -85 | -85.0235 | 133.483 | 134.3498 | -0.00086 | 6.9998 | -85 | -85.0235 | 0 | 0 | -398.1848 | 398.563 | -314.7677 | 315.1961 | 120.3 | 123.2927 | 122.7 | 125.5714 | -152.6 | -156.3418 | -144.5 | -147.7252 | -146.9 | -150.5829 | -147.3 | -150.5267 | 345.9149 | 348.3108
2020-07-13 10:00 | -87 | -87.0919 | 122.1108 | 122.7353 | -0.00087 | 7.0823 | -87 | -87.1436 | 0 | 0 | -379.1141 | 379.3985 | -309.033 | 309.2024 | 120.3 | 124.432 | 120 | 123.9897 | -148.8 | -153.8514 | -141.2 | -144.9978 | -143.4 | -147.6332 | -143.9 | -147.6578 | 347.4883 | 350.1167
2020-07-13 10:30 | -86 | -86 | 125.0956 | 125.9012 | -0.000867 | 7.0611 | -86 | -86 | 0 | 0 | -356.8644 | 357.6126 | -286.2587 | 286.2594 | 121.2 | 126.6057 | 120.3 | 125.4854 | -149.1 | -155.858 | -141.3 | -146.2687 | -143.6 | -149.1748 | -144.2 | -149.1996 | 337.1067 | 339.5659
2020-07-13 11:00 | -88 | -88.0057 | 120.166 | 120.7528 | -0.000866 | 7.0493 | -87 | -87.0057 | 0 | 0 | -354.192 | 355.0471 | -281.4115 | 281.4119 | 119.7 | 125.2585 | 119.4 | 124.8836 | -150.5 | -157.7879 | -142.2 | -148.1572 | -144.5 | -151.1089 | -145.2 | -151.0693 | 332.9293 | 335.3382
2020-07-13 11:30 | -94 | -94 | 118.8669 | 119.4889 | -0.000869 | 7.0727 | -94 | -94 | 0 | 0 | -359.1544 | 359.7117 | -268.9717 | 272.5791 | 132.9 | 138.589 | 131.7 | 137.184 | -164 | -172.3207 | -153.5 | -160.187 | -155.8 | -163.2638 | -156.4 | -163.1849 | 314.1342 | 316.8144
2020-07-13 12:00 | -87 | -87.0057 | 111.0681 | 111.3763 | -0.000874 | 7.1158 | -87 | -87 | 0 | 0 | -347.507 | 348.3372 | -271.6987 | 275.0905 | 141 | 146.2145 | 142.8 | 148.1092 | -176.7 | -185.8202 | -164.4 | -171.7672 | -166.8 | -174.9681 | -167.4 | -174.8803 | 306.2334 | 310.0778
2020-07-13 12:30 | -88 | -88.3629 | 107.4819 | 107.6488 | -0.000867 | 7.0568 | -88 | -88.3629 | 0 | 0 | -346.549 | 346.5491 | -270.1631 | 273.1761 | 145.5 | 150.4057 | 146.1 | 150.8359 | -183.2 | -192.0117 | -169.8 | -177.0086 | -172.6 | -180.5834 | -173.2 | -180.5809 | 294.3641 | 297.1908
2020-07-13 13:00 | -92 | -92.2659 | 110.0123 | 110.1605 | -0.000867 | 7.0612 | -92 | -92.2659 | 0 | 0 | -344.5641 | 344.5683 | -262.1806 | 264.6773 | 151.2 | 156.2173 | 148.2 | 153.2457 | -185.4 | -195.1763 | -172.1 | -180.0174 | -174.7 | -183.239 | -175.3 | -183.3406 | 251.9257 | 255.8131
2020-07-13 13:30 | -92 | -92.2659 | 110.5442 | 110.7361 | -0.000867 | 7.0582 | -92 | -92.2659 | 0 | 0 | -345.6775 | 345.6946 | -274.0765 | 276.9508 | 151.2 | 155.6376 | 150.9 | 155.2751 | -186.8 | -195.752 | -172.4 | -180.1584 | -175 | -183.6201 | -175.5 | -183.6647 | 254.6452 | 257.911
2020-07-13 14:00 | -76 | -76.0592 | 9.5436 | 18.0237 | 100.3351 | 100.4345 | -76 | -76.0592 | -205.2326 | 205.2368 | -205.2326 | 205.2368 | -264.6154 | 267.1684 | 151.2 | 155.3786 | 151.5 | 155.5129 | -187.3 | -195.5211 | -172.9 | -180.3499 | -175.7 | -183.9882 | -176.2 | -183.9123 | 246.3621 | 248.4704
2020-07-13 14:30 | -81 | -81.1542 | 8.9285 | 18.5533 | 103.129 | 103.2973 | -80 | -80.1561 | -211.5737 | 211.5887 | -211.5737 | 211.5887 | -280.4443 | 283.3398 | 152.7 | 156.8177 | 150.9 | 154.9967 | -188.7 | -197.1499 | -174.4 | -181.9017 | -177.2 | -185.569 | -177.8 | -185.5027 | 248.0937 | 249.8549
2020-07-13 15:00 | -71 | -71.2531 | 17.2986 | 23.4452 | 96.4358 | 96.6482 | -71 | -71.2531 | -203.7635 | 203.7743 | -203.7635 | 203.7743 | -267.6399 | 270.9115 | 152.4 | 156.3227 | 151.2 | 155.3574 | -188.3 | -196.8253 | -173.7 | -181.4317 | -176.2 | -184.7943 | -177 | -184.9958 | 235.607 | 237.3963
2020-07-13 15:30 | -66 | -66.0681 | 23.7269 | 27.1205 | 91.1017 | 91.1969 | -66 | -66.0303 | -201.1441 | 201.1534 | -201.1441 | 201.1534 | -280.078 | 283.7209 | 153 | 156.9077 | 152.4 | 156.2562 | -188 | -196.1347 | -173 | -180.5599 | -175.9 | -184.2386 | -176.4 | -184.2858 | 236.1835 | 237.7086
2020-07-13 16:00 | -67 | -67.1193 | 25.5902 | 29.7024 | 95.12 | 95.2339 | -67 | -67.1193 | -212.4643 | 212.4674 | -212.4643 | 212.4674 | -288.7979 | 292.5944 | 151.2 | 154.8235 | 150.9 | 154.4024 | -189.4 | -197.0576 | -175.2 | -182.3329 | -177.8 | -185.6656 | -178.8 | -186.1523 | 240.8671 | 242.5591
2020-07-13 16:30 | -63 | -63.0317 | 37.9418 | 40.7331 | 92.9292 | 92.975 | -63 | -63.0714 | -214.594 | 214.6432 | -214.594 | 214.6432 | -93.0245 | 112.4916 | 142.2 | 146.8346 | 142.8 | 147.3416 | -176.1 | -184.5189 | -183 | -190.8009 | -186.7 | -195.0909 | -187.3 | -194.9845 | 324.7261 | 326.3015
2020-07-13 17:00 | -61 | -61 | 45.8682 | 48.9974 | 96.2685 | 96.2685 | -62 | -62.0081 | -230.2727 | 230.538 | -230.2727 | 230.538 | -105.6881 | 121.3705 | 142.5 | 146.2038 | 141.6 | 145.6014 | -176.8 | -184.4522 | -183.7 | -190.9726 | -187.3 | -195.2931 | -188 | -195.1929 | 349.9481 | 351.4928
2020-07-13 17:30 | -61 | -61.5224 | 53.3568 | 54.9743 | 96.8178 | 97.59 | -61 | -61.5224 | -242.5259 | 245.1628 | -242.5259 | 245.1628 | -115.6766 | 123.413 | 139.8 | 145.632 | 140.1 | 145.92 | -174.4 | -184.3028 | -184.7 | -191.4267 | -188.6 | -196.0141 | -189.4 | -195.9654 | 385.7207 | 387.8718
2020-07-13 18:00 | -57 | -57.8705 | 61.7298 | 62.9407 | 94.7537 | 95.7628 | -58 | -58.8558 | -245.7883 | 249.2702 | -245.7883 | 249.2702 | -136.8477 | 145.3727 | 139.8 | 145.8012 | 141.3 | 147.582 | -172.6 | -183.1289 | -184.8 | -190.2712 | -188.3 | -194.3463 | -189.2 | -194.4317 | 417.6422 | 419.6105
2020-07-13 18:30 | -63 | -63.5059 | 58.7329 | 60.4024 | 97.7475 | 98.6048 | -64 | -64.6297 | -247.3843 | 250.5395 | -247.3843 | 250.5395 | -129.7262 | 139.2271 | 141 | 147.3819 | 140.1 | 146.5211 | -173.5 | -184.5499 | -184.9 | -190.6818 | -188.5 | -194.815 | -189.4 | -194.9297 | 409.5923 | 410.9092
2020-07-13 19:00 | -53 | -53.7587 | 60.8068 | 61.9748 | 93.2933 | 94.1876 | -52 | -52.7731 | -238.6691 | 241.6589 | -238.6691 | 241.6589 | -120.4856 | 128.7017 | 140.7 | 145.3072 | 141.6 | 145.9579 | -174.2 | -182.3186 | -184.5 | -190.9216 | -187.3 | -194.3044 | -189.3 | -195.5641 | 392.5271 | 394.4284
2020-07-13 19:30 | -59 | -59.5399 | 55.4066 | 56.5607 | 95.493 | 96.1438 | -59 | -59.6825 | -236.1256 | 238.5761 | -236.1256 | 238.5761 | -111.5911 | 117.2731 | 141 | 146.2145 | 140.4 | 145.716 | -175 | -184.1732 | -183.6 | -190.5517 | -187.8 | -195.5203 | -188.6 | -195.4787 | 365.1284 | 367.4824
2020-07-13 20:00 | -61 | -61.5224 | 52.8497 | 54.0313 | 96.1695 | 96.7093 | -60 | -60.531 | -228.4431 | 230.469 | -228.4431 | 230.469 | -91.8777 | 96.4287 | 141.3 | 143.6361 | 140.7 | 143.1003 | -175.5 | -180.6699 | -183.5 | -189.9813 | -187.8 | -195.0002 | -188.5 | -194.891 | 345.9934 | 347.44
2020-07-13 20:30 | -63 | -63 | 46.5764 | 49.6154 | 97.9127 | 97.9186 | -64 | -64 | -226.3561 | 226.7366 | -226.3561 | 226.7366 | -68.228 | 88.4239 | 141.9 | 144.6168 | 141.3 | 144.1456 | -176.1 | -181.7587 | -184.4 | -190.825 | -187.7 | -194.8501 | -189 | -195.3746 | 357.0562 | 358.6419
2020-07-13 21:00 | -60 | -60.0083 | 46.1736 | 48.1637 | 93.5474 | 93.5559 | -61 | -61 | -219.7201 | 219.9926 | -219.7201 | 219.9926 | -55.8409 | 76.1635 | 140.1 | 143.2135 | 139.8 | 142.7965 | -174.5 | -180.5893 | -181.4 | -188.1913 | -185.1 | -192.7044 | -186 | -192.8388 | 348.314 | 349.8639
2020-07-13 21:30 | -58 | -58.0775 | 43.3863 | 44.5717 | 91.3379 | 91.4039 | -59 | -59.0762 | -219.7682 | 220.0972 | -219.7682 | 220.0972 | -32.9449 | 59.5725 | 140.1 | 142.6215 | 141.3 | 143.9703 | -174.4 | -179.6949 | -180.3 | -186.2247 | -184.4 | -190.9802 | -185 | -190.9016 | 324.0648 | 326.869
2020-07-13 22:00 | -54 | -54.037 | 45.3322 | 46.0661 | 83.516 | 83.5182 | -53 | -53.0377 | -200.8624 | 200.9382 | -200.8624 | 200.9382 | -16.3913 | 69.2946 | 141.6 | 145.1268 | 140.1 | 143.6637 | -176.1 | -182.7633 | -181.5 | -187.7143 | -185.2 | -192.1737 | -186 | -192.2698 | 306.3694 | 310.8362
2020-07-13 22:30 | -43 | -43 | 50.8421 | 51.5916 | 73.3121 | 73.359 | -43 | -43 | -187.827 | 187.8294 | -187.827 | 187.8294 | 6.6657 | 84.3538 | 141.6 | 146.4814 | 141.3 | 146.0387 | -174.3 | -183.5708 | -178.5 | -186.3164 | -181.5 | -190.1205 | -182.3 | -190.1013 | 289.6334 | 294.7279
2020-07-13 23:00 | -36 | -36 | 50.5812 | 50.9353 | 67.6942 | 67.7673 | -37 | -37 | -180.5394 | 180.5647 | -180.5394 | 180.5647 | 24.6367 | 87.2613 | 141.9 | 147.1618 | 143.4 | 148.5303 | -176 | -185.4677 | -178.9 | -186.7857 | -181.7 | -190.371 | -182.6 | -190.4742 | 261.9649 | 265.1836
2020-07-13 23:30 | -33 | -33.0151 | 52.3651 | 52.5546 | 60.9086 | 60.9801 | -33 | -33.0151 | -180.0627 | 180.0688 | -180.0627 | 180.0688 | 25.2028 | 88.7775 | 143.4 | 148.7673 | 143.1 | 148.6393 | -176.4 | -186.7804 | -178.5 | -187.502 | -182 | -191.9505 | -182.1 | -191.2049 | 262.0308 | 264.7734
2020-07-14 | -20 | -20.025 | 59.3587 | 59.3613 | 48.2993 | 48.4451 | -20 | -20.0998 | -152.541 | 152.605 | -152.541 | 152.605 | 29.2687 | 91.2427 | 141.6 | 148.3084 | 141.9 | 148.4178 | -178 | -189.531 | -179.5 | -189.1675 | -182.6 | -193.2278 | -183.4 | -193.184 | 242.3063 | 244.7822
2020-07-14 00:30 | -19 | -19.0263 | 57.8317 | 57.8376 | 45.3038 | 45.5375 | -20 | -20.0998 | -142.1315 | 142.3817 | -142.1315 | 142.3817 | 43.2698 | 95.0242 | 141.9 | 148.1566 | 141.9 | 148.506 | -176 | -187.5501 | -177.4 | -187.1441 | -180.6 | -191.306 | -181.4 | -191.3499 | 241.0837 | 242.8406
2020-07-14 01:00 | -23 | -23 | 44.7376 | 44.7424 | 53.2477 | 53.7496 | -23 | -23.0217 | -149.639 | 150.3028 | -149.639 | 150.3028 | 56.0226 | 106.1404 | 144.3 | 150.6278 | 144 | 150.1691 | -176.7 | -188.0698 | -177.8 | -187.5233 | -181 | -191.6507 | -181.7 | -191.5708 | 232.0415 | 232.7334
2020-07-14 01:30 | -19 | -19 | 52.5262 | 52.5474 | 43.188 | 43.693 | -20 | -20 | -133.5102 | 134.1515 | -133.5102 | 134.1515 | 64.9803 | 110.8926 | 142.8 | 149.4545 | 143.1 | 149.7412 | -177 | -189.3629 | -177.6 | -187.9796 | -180.6 | -192.0089 | -181.7 | -192.2831 | 219.9807 | 220.8132
2020-07-14 02:00 | -26 | -26.0192 | 43.1178 | 43.2565 | 49.4362 | 49.7608 | -27 | -27.074 | -137.9302 | 138.4558 | -137.9302 | 138.4558 | 75.2551 | 115.9868 | 143.4 | 149.8526 | 143.4 | 149.7658 | -177.7 | -189.1121 | -178.6 | -188.5995 | -181.2 | -191.9713 | -182.2 | -192.3315 | 208.043 | 208.052
2020-07-14 02:30 | -31 | -31 | 38.3831 | 38.4259 | 52.8402 | 53.4034 | -31 | -31.0161 | -136.1895 | 137.0353 | -136.1895 | 137.0353 | 72.9249 | 113.7674 | 142.5 | 148.9043 | 144 | 150.5139 | -177.9 | -189.6095 | -177.2 | -187.2434 | -180.8 | -192.0548 | -181.2 | -191.5459 | 188.8273 | 188.8284
2020-07-14 03:00 | -36 | -36.0139 | 29.5717 | 29.5917 | 59.7231 | 60.3869 | -37 | -37.0135 | -137.0912 | 137.9652 | -137.0912 | 137.9652 | 74.9541 | 116.125 | 144.3 | 151.6995 | 144.3 | 151.6995 | -178 | -191.2329 | -176.6 | -188.1478 | -179.3 | -191.9037 | -179.5 | -191.2492 | 177.8457 | 177.8494
2020-07-14 03:30 | -44 | -44.1814 | 27.8796 | 28.1346 | 61.6071 | 62.6441 | -41 | -41.1947 | -138.7374 | 140.0226 | -138.7374 | 140.0226 | 69.097 | 119.3895 | 144 | 152.0763 | 143.4 | 151.6959 | -178.2 | -192.8391 | -177 | -189.7637 | -180.1 | -193.8476 | -181.9 | -195.0121 | 169.7239 | 169.7239
2020-07-14 04:00 | -37 | -37.1214 | 25.961 | 26.2989 | 64.4871 | 65.3674 | -38 | -38.1182 | -148.2079 | 149.531 | -148.2079 | 149.531 | 74.2946 | 120.4379 | 144.6 | 152.6446 | 144.6 | 152.6446 | -178.3 | -192.9698 | -176.7 | -189.4407 | -179.5 | -193.3646 | -180.4 | -193.4327 | 162.685 | 162.6925
2020-07-14 04:30 | -42 | -42.0476 | 28.742 | 28.8272 | 62.2416 | 62.8398 | -42 | -42.0476 | -146.97 | 147.9657 | -146.97 | 147.9657 | 73.4608 | 120.3438 | 145.8 | 153.6867 | 144.9 | 152.6434 | -177.9 | -192.4473 | -177.2 | -189.7637 | -179.3 | -192.8826 | -179.9 | -192.7861 | 173.3169 | 173.3172
2020-07-14 05:00 | -43 | -43.0465 | 24.5341 | 24.7311 | 68.4329 | 69.0667 | -45 | -45.0444 | -156.1617 | 157.0977 | -156.1617 | 157.0977 | 65.305 | 112.851 | 143.1 | 150.652 | 144.6 | 152.1707 | -178.6 | -191.8279 | -178.9 | -190.7902 | -181.2 | -194.287 | -182.5 | -194.6176 | 185.7617 | 185.7682
2020-07-14 05:30 | -44 | -44.1022 | 30.4088 | 30.6812 | 67.0821 | 67.6817 | -43 | -43.0465 | -157.3516 | 158.1358 | -157.3516 | 158.1358 | 50.8272 | 98.9134 | 143.4 | 148.5303 | 144.3 | 149.795 | -178 | -187.5231 | -177.7 | -186.0761 | -181.1 | -190.3449 | -181.8 | -190.3772 | 202.742 | 202.766
2020-07-14 06:00 | -54 | -54.037 | 24.599 | 25.6872 | 83.2364 | 83.285 | -55 | -55.0364 | -187.2839 | 187.3514 | -187.2839 | 187.3514 | 40.8131 | 82.5058 | 141.9 | 146.249 | 141.9 | 146.7714 | -177.3 | -185.8135 | -178.9 | -187.252 | -181.9 | -190.8582 | -182 | -190.3033 | 251.5946 | 251.6171
2020-07-14 06:30 | -54 | -54 | 36.4427 | 38.4384 | 82.2802 | 82.3202 | -55 | -55 | -192.2638 | 192.2776 | -192.2638 | 192.2776 | 17.8572 | 65.5725 | 142.8 | 146.6997 | 143.7 | 147.3736 | -178 | -184.9433 | -180.2 | -187.9457 | -183.6 | -192.1853 | -184.7 | -192.6013 | 278.4585 | 278.487
2020-07-14 07:00 | -61 | -61 | 37.7282 | 39.8775 | 88.5805 | 88.5806 | -62 | -62 | -209.5891 | 209.7218 | -209.5891 | 209.7218 | -7.3566 | 62.2241 | 140.1 | 143.9341 | 142.5 | 146.0707 | -177.6 | -184.8052 | -182.5 | -189.9567 | -185.2 | -193.3372 | -186.5 | -194.1187 | 329.1339 | 330.2694
2020-07-14 07:30 | -55 | -55.0364 | 46.9632 | 49.2336 | 87.2307 | 87.2631 | -56 | -56.0803 | -221.1272 | 221.6649 | -221.1272 | 221.6649 | -81.1162 | 93.226 | 170.4 | 175.009 | 169.2 | 173.8409 | -208.7 | -220.3501 | -226.6 | -236.6119 | 0 | 0 | -227.1 | -236.6924 | 393.3559 | 395.8326
2020-07-14 08:00 | -54 | -54.037 | 47.3157 | 49.7902 | 87.8418 | 87.8757 | -56 | -56.0357 | -221.6173 | 222.3012 | -221.6173 | 222.3012 | -95.8006 | 107.6915 | 167.7 | 171.3956 | 168 | 171.7397 | -208.7 | -218.2558 | -229.3 | -237.2238 | 0 | 0 | -230 | -237.6973 | 422.2592 | 425.578
2020-07-14 08:30 | -61 | -63.6003 | 43.1202 | 57.2759 | 94.6279 | 95.9107 | -62 | -64.2884 | -233.4877 | 233.6267 | -233.4877 | 233.6267 | -111.1171 | 132.3602 | 168.3 | 172.1072 | 167.4 | 171.3544 | -206.5 | -216.6089 | -228.7 | -237.2718 | 0 | 0 | -229.4 | -237.7534 | 449.8399 | 455.3371
2020-07-14 09:00 | -63 | -64.5368 | 44.151 | 57.1007 | 97.9613 | 98.6243 | -64 | -65.5134 | -239.7417 | 239.7637 | -239.7417 | 239.7637 | -111.1555 | 125.284 | 168.9 | 172.0363 | 168.3 | 171.5628 | -208.1 | -216.6603 | -231.2 | -239.4727 | 0 | 0 | -231.7 | -239.7744 | 453.5329 | 457.6942
2020-07-14 09:30 | -73 | -74.9533 | 32.8187 | 51.3822 | 107.9617 | 108.8811 | -73 | -74.9533 | -248.1641 | 248.2365 | -248.1641 | 248.2365 | -103.9483 | 122.8469 | 168 | 171.6891 | 166.5 | 170.2843 | -209.2 | -218.3366 | -232 | -240.6065 | 0 | 0 | -232.8 | -241.2 | 453.5032 | 456.82
2020-07-14 10:00 | -73 | -73.0616 | 27.9665 | 36.1693 | 102.9367 | 102.9441 | -74 | -74.027 | -240.6199 | 241.0426 | -240.6199 | 241.0426 | -83.5701 | 99.5438 | 168 | 172.3327 | 167.7 | 172.0403 | -208.2 | -218.7763 | -230.5 | -240.3857 | 0 | 0 | -231.3 | -240.976 | 445.8987 | 448.222
2020-07-14 10:30 | -62 | -62 | 34.0267 | 38.7991 | 90.5967 | 90.6056 | -61 | -61 | -224.6918 | 225.1012 | -224.6918 | 225.1012 | -65.7576 | 90.6084 | 167.4 | 172.0201 | 165 | 169.6855 | -207.2 | -218.2608 | -228.2 | -237.568 | 0 | 0 | -229.3 | -238.6095 | 424.6584 | 428.455
2020-07-14 11:00 | -68 | -68.0661 | 24.4463 | 31.9244 | 93.9053 | 94.0591 | -68 | -68.0661 | -223.6227 | 223.8093 | -223.6227 | 223.8093 | -67.5703 | 92.1281 | 166.5 | 172.1647 | 168 | 173.845 | -207.2 | -220.4585 | -227.5 | -237.9964 | 0 | 0 | -228.6 | -238.998 | 400.651 | 403.8873
2020-07-14 11:30 | -72 | -72 | 21.333 | 28.6488 | 101.4056 | 101.4252 | -72 | -72.0069 | -227.8835 | 228.2215 | -227.8835 | 228.2215 | -58.6139 | 81.4594 | 168 | 172.3998 | 167.7 | 171.9073 | -207.7 | -218.486 | -230 | -239.8984 | 0 | 0 | -230.8 | -240.44 | 410.2611 | 413.6175
2020-07-14 12:00 | -70 | -70.0286 | 22.5429 | 29.2885 | 97.9002 | 97.9756 | -70 | -70.0286 | -218.5964 | 218.7796 | -218.5964 | 218.7796 | -64.9873 | 87.2033 | 168.9 | 173.2102 | 166.8 | 171.1631 | -208.6 | -219.4968 | -230.5 | -240.606 | 0 | 0 | -230.8 | -240.7331 | 410.3962 | 414.3865
2020-07-14 12:30 | -73 | -73.0274 | 21.4687 | 28.8602 | 102.0702 | 102.1248 | -73 | -73.0274 | -223.1439 | 223.3057 | -223.1439 | 223.3057 | -65.1531 | 89.4182 | 166.5 | 171.2141 | 164.7 | 169.4642 | -206.5 | -217.4707 | -229.7 | -239.984 | 0 | 0 | -230.3 | -240.2144 | 440.5241 | 443.999
2020-07-14 13:00 | -73 | -73.0069 | 19.6424 | 26.0384 | 102.5846 | 102.5875 | -74 | -74 | -221.6506 | 221.9476 | -221.6506 | 221.9476 | -34.1274 | 72.0516 | 138.9 | 144.1103 | 139.5 | 144.5306 | -174.5 | -182.9024 | -183.9 | -190.2647 | -189.1 | -195.8046 | -189.4 | -195.9142 | 394.189 | 397.5784
2020-07-14 13:30 | -71 | -71.007 | 23.4051 | 28.0499 | 92.3649 | 92.3879 | -71 | -71.007 | -205.9563 | 206.1254 | -205.9563 | 206.1254 | -41.1049 | 77.1921 | 139.8 | 144.9779 | 140.7 | 146.0051 | -172.9 | -182.3054 | -181.4 | -188.2982 | -185.9 | -193.0515 | -186.1 | -193.2553 | 384.6069 | 388.338
2020-07-14 14:00 | -63 | -63.0317 | 27.6064 | 32.1075 | 90.3477 | 90.4001 | -64 | -64.0078 | -194.9549 | 195.0033 | -194.9549 | 195.0033 | -32.1752 | 72.4304 | 140.4 | 146.2921 | 139.2 | 145.0561 | -174.3 | -184.1758 | -181.1 | -188.5284 | -185.5 | -193.2 | -185.7 | -193.2254 | 367.1238 | 370.6584
2020-07-14 14:30 | -67 | -67 | 13.8511 | 17.6923 | 91.0015 | 91.0267 | -66 | -66 | -200.3721 | 200.4776 | -200.3721 | 200.4776 | -20.822 | 60.1137 | 140.1 | 143.2135 | 140.4 | 143.507 | -174 | -179.7248 | -181.5 | -188.5563 | -185.6 | -192.9642 | -186 | -193.2402 | 361.2358 | 363.5627
2020-07-14 15:00 | -53 | -53 | 25.2158 | 27.0594 | 80.4016 | 80.4334 | -53 | -53 | -181.4475 | 181.5502 | -181.4475 | 181.5502 | -22.5419 | 64.8604 | 141.6 | 144.5592 | 141.3 | 144.5754 | -174.3 | -180.4996 | -180.6 | -188.0741 | -185.2 | -193.0808 | -185.2 | -192.788 | 358.6349 | 360.8369
2020-07-14 15:30 | -52 | -52 | 35.9247 | 37.7539 | 81.2078 | 81.21 | -52 | -52 | -189.2835 | 189.392 | -189.2835 | 189.392 | -32.5874 | 67.8014 | 139.8 | 142.858 | 139.2 | 142.3332 | -174.6 | -180.5532 | -182.7 | -189.7386 | -186.9 | -194.2422 | -187.1 | -194.3262 | 362.5319 | 364.7289
2020-07-14 16:00 | -51 | -51.1566 | 45.8096 | 46.7383 | 82.8281 | 82.8736 | -50 | -50.0899 | -199.4218 | 199.7815 | -199.4218 | 199.7815 | -30.4973 | 63.6352 | 140.7 | 143.2672 | 139.8 | 142.4984 | -176 | -181.0118 | -184.3 | -190.8317 | -188.6 | -195.5489 | -188.8 | -195.5409 | 376.7858 | 378.1649
2020-07-14 16:30 | -39 | -39.2046 | 62.6841 | 63.8141 | 71.9516 | 71.9761 | -40 | -40.1995 | -188.6412 | 189.097 | -188.6412 | 189.097 | -45.8276 | 72.9103 | 139.2 | 141.5164 | 139.8 | 142.1608 | -174.2 | -178.9599 | -183 | -189.2667 | -187.5 | -194.1038 | -187.6 | -194.1038 | 390.3418 | 391.8118
2020-07-14 17:00 | -33 | -33.2415 | 73.7585 | 74.3669 | 67.5905 | 67.9584 | -33 | -33.2415 | -191.8925 | 192.9989 | -191.8925 | 192.9989 | -64.6778 | 86.6501 | 138.9 | 141.1142 | 139.8 | 142.2155 | -172.5 | -177.0094 | -182.9 | -188.7926 | -187.4 | -193.4745 | -187.4 | -193.4496 | 420.3641 | 421.8038
2020-07-14 17:30 | -27 | -27 | 84.7851 | 86.3058 | 65.1944 | 65.3856 | -27 | -27.0185 | -206.9191 | 208.5296 | -206.9191 | 208.5296 | -104.2088 | 149.5332 | 138.9 | 142.2955 | 137.7 | 141.392 | -173.2 | -179.6749 | -184.3 | -191.9082 | -188.7 | -196.6643 | -188.9 | -196.7161 | 454.1997 | 454.5252
2020-07-14 18:00 | -28 | -28.2843 | 88.9463 | 90.4749 | 66.5736 | 67.2315 | -28 | -28.2843 | -215.5165 | 218.2349 | -215.5165 | 218.2349 | -111.545 | 154.6309 | 137.1 | 139.6187 | 137.1 | 139.6187 | -170.6 | -175.3414 | -183.6 | -190.0262 | -188 | -194.7425 | -188.2 | -194.8059 | 482.5176 | 482.7975
2020-07-14 18:30 | -33 | -33.0151 | 85.815 | 88.0994 | 69.8888 | 70.0811 | -32 | -32.0156 | -212.3234 | 214.642 | -212.3234 | 214.642 | -107.2827 | 153.3473 | 137.7 | 140.4388 | 137.7 | 140.3801 | -171.6 | -176.8812 | -184.5 | -191.4457 | -189.1 | -196.3869 | -189.3 | -196.436 | 487.6257 | 487.8797
2020-07-14 19:00 | -33 | -33.0151 | 81.7918 | 83.8041 | 70.8712 | 71.004 | -34 | -34.0588 | -212.5972 | 214.5044 | -212.5972 | 214.5044 | -95.8219 | 144.3813 | 138.9 | 141.7937 | 138.6 | 141.4999 | -172.3 | -177.9288 | -184.1 | -191.412 | -188.1 | -195.7254 | -188.7 | -196.1375 | 478.3236 | 478.4222
2020-07-14 19:30 | -35 | -35.2278 | 79.2861 | 80.5161 | 70.2152 | 70.6469 | -34 | -34.2345 | -203.8743 | 205.9553 | -203.8743 | 205.9553 | -81.2105 | 126.7835 | 138.6 | 141.8096 | 139.2 | 142.0277 | -171.8 | -177.1971 | -183.1 | -190.5056 | -187.2 | -194.8884 | -187.5 | -195.0659 | 451.7599 | 451.8492
2020-07-14 20:00 | -40 | -40.05 | 71.7699 | 73.2811 | 75.9195 | 76.0088 | -39 | -39.1152 | -213.1617 | 214.3698 | -213.1617 | 214.3698 | -74.1635 | 121.3269 | 138.3 | 141.6448 | 139.2 | 142.5237 | -173.6 | -179.694 | -184 | -191.648 | -188.5 | -196.5856 | -188.4 | -196.2921 | 429.9193 | 429.9857
2020-07-14 20:30 | -32 | -32.7567 | 75.8704 | 76.2757 | 67.1276 | 67.8775 | -32 | -32.7567 | -188.9637 | 190.7144 | -188.9637 | 190.7144 | -61.8662 | 79.7728 | 139.5 | 141.7048 | 138.9 | 141.0919 | -172.5 | -176.8317 | -183.2 | -188.7416 | -187.5 | -193.3009 | -187.9 | -193.5923 | 419.204 | 420.8964
2020-07-14 21:00 | -40 | -40.4475 | 65.069 | 65.6085 | 74.5487 | 74.8315 | -40 | -40.3113 | -192.7892 | 194.0325 | -192.7892 | 194.0325 | -44.5938 | 68.8492 | 138.6 | 141.0919 | 139.8 | 142.2709 | -172.8 | -177.7369 | -182.7 | -188.6486 | -187.3 | -193.5782 | -187.2 | -193.3057 | 411.8139 | 413.0913
2020-07-14 21:30 | -46 | -46.6905 | 56.2678 | 56.5262 | 78.9403 | 79.2801 | -46 | -46.6905 | -197.8425 | 198.9227 | -197.8425 | 198.9227 | -8.5112 | 65.5734 | 139.2 | 141.2538 | 138.9 | 140.8077 | -173.2 | -177.108 | -182.8 | -188.0913 | -187.3 | -192.9378 | -187.6 | -193.1336 | 410.2123 | 411.015
2020-07-14 22:00 | -42 | -42.4264 | 55.3647 | 55.5321 | 74.5593 | 74.716 | -42 | -42.4264 | -182.9511 | 183.4883 | -182.9511 | 183.4883 | 6.2832 | 79.3138 | 139.2 | 141.9098 | 139.2 | 142.0277 | -175.1 | -180.255 | -183.3 | -188.8878 | -187.9 | -193.6405 | -188 | -193.5697 | 376.1934 | 377.8143
2020-07-14 22:30 | -38 | -38.2099 | 56.8008 | 56.9009 | 65.9326 | 65.9894 | -38 | -38.2099 | -169.27 | 169.5275 | -169.27 | 169.5275 | 33.4491 | 91.9322 | 140.4 | 144.1577 | 139.8 | 143.7113 | -175.2 | -182.2225 | -181.3 | -188.5 | -185.8 | -193.4602 | -186.1 | -193.5548 | 350.2531 | 351.4645
2020-07-14 23:00 | -25 | -25.4951 | 61.1815 | 61.1884 | 57.6551 | 57.7759 | -25 | -25.4951 | -154.536 | 154.707 | -154.536 | 154.707 | 48.2753 | 101.3636 | 141.9 | 145.5519 | 141 | 144.8789 | -176.5 | -183.364 | -181.6 | -188.0946 | -185.6 | -192.4266 | -185.8 | -192.4361 | 325.8405 | 326.8031
2020-07-14 23:30 | -23 | -23.3452 | 61.9648 | 62.0321 | 51.6349 | 51.9824 | -22 | -22.8035 | -154.9554 | 155.3072 | -154.9554 | 155.3072 | 48.5842 | 96.7041 | 141.3 | 144.6392 | 141.3 | 144.7686 | -177.6 | -183.9722 | -181.8 | -188.0811 | -186.5 | -193.164 | -186.6 | -192.9772 | 326.6085 | 327.2097
2020-07-15 | -11 | -12.083 | 67.6017 | 67.7352 | 39.0575 | 39.4413 | -11 | -12.083 | -128.1774 | 128.2868 | -128.1774 | 128.2868 | 53.7137 | 103.0217 | 140.7 | 144.6563 | 141.3 | 145.38 | -175.4 | -182.9174 | -179.5 | -186.4414 | -183.3 | -190.5605 | -183.8 | -190.9057 | 300.9976 | 301.2516
2020-07-15 00:30 | -5 | -7.8102 | 72.1925 | 72.4046 | 30.3198 | 30.9844 | -4 | -7.2111 | -107.4177 | 107.4582 | -107.4177 | 107.4582 | 61.3544 | 104.5149 | 141.6 | 145.6716 | 141.6 | 145.7423 | -175 | -182.4488 | -178.4 | -185.4918 | -182.3 | -189.7368 | -182.7 | -189.956 | 279.1048 | 279.1079
2020-07-15 01:00 | -2 | -6.3246 | 70.512 | 70.7863 | 28.7918 | 29.4206 | -3 | -6.7082 | -99.2685 | 99.2728 | -99.2685 | 99.2728 | 61.7323 | 107.5994 | 140.7 | 145.1585 | 139.5 | 144.3608 | -174.7 | -182.9442 | -177.1 | -184.7178 | -180.6 | -188.4431 | -181.2 | -188.9898 | 260.5746 | 260.5751
2020-07-15 01:30 | 0 | 7 | 70.2623 | 70.7916 | 24.5327 | 25.3518 | 0 | 7 | -91.4107 | 91.418 | -91.4107 | 91.418 | 70.7774 | 114.0614 | 140.4 | 145.3217 | 139.2 | 144.241 | -172.9 | -181.6812 | -174.7 | -182.9442 | -178.7 | -187.2156 | -178.7 | -187.068 | 245.3657 | 245.4383
2020-07-15 02:00 | -7 | -8.6023 | 59.5265 | 60.0578 | 33.3514 | 33.6385 | -8 | -10 | -99.7046 | 99.7184 | -99.7046 | 99.7184 | 71.8977 | 116.6224 | 140.4 | 146.1246 | 140.7 | 146.4962 | -174.1 | -183.8576 | -175.6 | -184.4085 | -180.1 | -189.3319 | -180.2 | -189.2429 | 224.632 | 224.7444
2020-07-15 02:30 | -5 | -7.8102 | 57.0348 | 57.893 | 32.5181 | 32.9796 | -5 | -7.8102 | -95.7707 | 95.7731 | -95.7707 | 95.7731 | 83.3078 | 125.4356 | 140.4 | 146.3766 | 139.8 | 146.1465 | -174.6 | -185.6183 | -175.7 | -185.727 | -179.5 | -190.0082 | -179.8 | -189.9678 | 218.5091 | 219.2455
2020-07-15 03:00 | -12 | -13.4164 | 52.1223 | 52.8459 | 37.5531 | 37.8064 | -14 | -15.2315 | -101.4188 | 101.4314 | -101.4188 | 101.4314 | 85.7439 | 127.0245 | 139.5 | 145.9475 | 140.7 | 147.3599 | -173.8 | -185.1747 | -174.5 | -184.7231 | -178.8 | -189.5412 | -178.7 | -189.2814 | 208.953 | 209.4012
2020-07-15 03:30 | -13 | -14.3178 | 57.8588 | 58.5155 | 31.0652 | 31.3708 | -14 | -15.2315 | -90.6018 | 90.6234 | -90.6018 | 90.6234 | 83.7742 | 127.9901 | 141 | 148.0068 | 140.7 | 147.721 | -175.8 | -187.9572 | -175.7 | -186.721 | -179.4 | -190.8806 | -179.7 | -190.9588 | 205.3129 | 205.6255
2020-07-15 04:00 | -10 | -11.6619 | 50.5714 | 51.3059 | 39.2206 | 39.4614 | -9 | -10.8167 | -99.8493 | 99.8637 | -99.8493 | 99.8637 | 87.8203 | 129.3208 | 141 | 147.3819 | 141.6 | 148.3978 | -176.3 | -188.3192 | -176.5 | -187.4403 | -180.3 | -191.7267 | -180.5 | -191.7118 | 212.0306 | 212.5239
2020-07-15 04:30 | -16 | -17.088 | 47.7683 | 48.2847 | 41.9811 | 42.0642 | -16 | -17.088 | -103.6777 | 103.7087 | -103.6777 | 103.7087 | 60.5622 | 107.329 | 144.6 | 150.9152 | 142.8 | 149.6327 | -179.6 | -192.4343 | -178.6 | -189.89 | -181.8 | -193.4095 | -182.6 | -194.0261 | 163.9728 | 164.1062
2020-07-15 05:00 | -25 | -25.7099 | 43.8429 | 44.5809 | 49.8911 | 49.9823 | -25 | -25.7099 | -117.2931 | 117.2945 | -117.2931 | 117.2945 | 66.5848 | 118.1923 | 141.6 | 150.3021 | 141.6 | 150.3021 | -176.3 | -191.2007 | -176.5 | -189.7639 | -180 | -193.7547 | -180.4 | -193.979 | 207.6609 | 208.1504
2020-07-15 05:30 | -35 | -35.5106 | 43.5505 | 43.935 | 54.6979 | 54.7586 | -35 | -35.5106 | -127.2469 | 127.2477 | -127.2469 | 127.2477 | 46.7582 | 99.3941 | 135.3 | 140.9761 | 135.9 | 141.6362 | -168.7 | -177.6575 | -169.6 | -177.7838 | -173.2 | -181.6677 | -173.8 | -182.0552 | 241.2715 | 241.3201
2020-07-15 06:00 | -37 | -37.855 | 50.8815 | 50.9054 | 60.0669 | 60.6834 | -38 | -38.6394 | -143.6505 | 144.0145 | -143.6505 | 144.0145 | 29.015 | 87.2181 | 132.6 | 137.1669 | 132.3 | 137.3495 | -166 | -174.8742 | -168.5 | -175.7051 | -172.5 | -180.0522 | -172.7 | -180.1298 | 286.6269 | 287.379
2020-07-15 06:30 | -32 | -32.0156 | 64.2621 | 64.7564 | 57.7398 | 57.9062 | -31 | -31.0644 | -150.2056 | 150.4141 | -150.2056 | 150.4141 | 15.6945 | 102.3391 | 139.2 | 143.9312 | 139.2 | 144.3994 | -175.3 | -183.4287 | -178.8 | -186.0007 | -183.2 | -190.7681 | -183.3 | -190.6427 | 317.3246 | 318.0683
2020-07-15 07:00 | -32 | -36.2353 | 63.0172 | 63.0479 | 66.4998 | 69.2388 | -33 | -37.1214 | -168.4756 | 171.6855 | -168.4756 | 171.6855 | -14.563 | 135.3673 | 138.6 | 141.8734 | 137.7 | 141.3242 | -172.4 | -179.0651 | -179.6 | -186.3232 | -183.5 | -190.5629 | -183.6 | -190.4451 | 351.9927 | 354.1503
2020-07-15 07:30 | -37 | -47.0106 | 64.3766 | 65.4987 | 70.8671 | 77.512 | -37 | -47.0106 | -186.9483 | 195.8977 | -186.9483 | 195.8977 | -46.2129 | 125.6066 | 137.1 | 139.1334 | 138.3 | 140.1183 | -170.2 | -173.945 | -179.3 | -183.2618 | -183.6 | -187.8221 | -183.8 | -187.9129 | 378.9665 | 383.0765
2020-07-15 08:00 | -36 | -46.2277 | 68.7966 | 69.4372 | 70.816 | 77.9933 | -36 | -46.8615 | -193.3337 | 203.2255 | -193.3337 | 203.2255 | -75.3776 | 85.0662 | 135 | 137.4999 | 135 | 137.8529 | -169.2 | -173.659 | -179.9 | -184.1854 | -184.1 | -188.6757 | -184.3 | -188.7405 | 418.2416 | 434.9388
2020-07-15 08:30 | -33 | -34.4819 | 70.5731 | 71.2525 | 68.9404 | 70.6405 | -33 | -34.4819 | -186.0469 | 189.2428 | -186.0469 | 189.2428 | -87.2989 | 104.0329 | 135.3 | 138.0864 | 133.5 | 136.2628 | -166.6 | -171.4994 | -179.4 | -184.2736 | -183.9 | -188.9747 | -184.1 | -189.1464 | 450.7903 | 466.1626
2020-07-15 09:00 | -45 | -45.0111 | 56.931 | 60.122 | 79.3504 | 79.4032 | -44 | -44.0454 | -196.5903 | 197.5531 | -196.5903 | 197.5531 | -91.2174 | 105.2723 | 133.5 | 135.5353 | 134.1 | 136.2839 | -165.3 | -169.0272 | -178.8 | -182.4875 | -183.2 | -187.1403 | -183.4 | -187.3327 | 452.2315 | 466.7289
2020-07-15 09:30 | -46 | -46 | 49.6693 | 53.2123 | 78.9706 | 78.9706 | -47 | -47 | -192.3558 | 192.8524 | -192.3558 | 192.8524 | -88.3907 | 107.1943 | 129 | 132.8617 | 126.9 | 130.8237 | -161.2 | -167.3095 | -174.7 | -180.2538 | -179.4 | -185.1067 | -179.4 | -185.1046 | 446.2632 | 462.055
2020-07-15 10:00 | -48 | -54.5894 | 45.5948 | 46.6979 | 78.4951 | 83.4113 | -48 | -54.5894 | -182.5036 | 188.8931 | -182.5036 | 188.8931 | -62.8011 | 79.6538 | 129.6 | 131.9704 | 129.6 | 132.2616 | -163.1 | -167.2 | -176.6 | -181.0955 | -180.9 | -185.644 | -181.1 | -185.7274 | 438.9424 | 455.3616
2020-07-15 10:30 | -55 | -62.6498 | 30.2572 | 34.4187 | 85.6753 | 91.2029 | -58 | -65.7647 | -188.4238 | 196.4937 | -188.4238 | 196.4937 | -43.1989 | 71.686 | 130.8 | 134.4696 | 127.2 | 131.1147 | -160.2 | -165.8705 | -173.2 | -178.9504 | -177.4 | -183.4898 | -177.6 | -183.4605 | 421.0822 | 438.0778
2020-07-15 11:00 | -59 | -67.1193 | 24.7012 | 31.8987 | 84.0775 | 90.1426 | -59 | -67.1193 | -184.5304 | 193.015 | -184.5304 | 193.015 | -19.198 | 52.9902 | 131.1 | 134.2261 | 130.2 | 133.4781 | -162.3 | -166.9904 | -174.2 | -179.8685 | -178.2 | -184.1418 | -178.8 | -184.6474 | 408.9648 | 422.1687
2020-07-15 11:30 | -61 | -64.846 | 26.6698 | 28.9331 | 80.628 | 83.5972 | -59 | -62.9682 | -176.8018 | 180.9472 | -176.8018 | 180.9472 | -12.0179 | 48.9143 | 132.3 | 135.3984 | 130.8 | 134.1295 | -164 | -169.2679 | -174 | -179.9522 | -178.4 | -184.5775 | -178.6 | -184.6153 | 397.2033 | 407.9733
2020-07-15 12:00 | -54 | -58.3095 | 28.2451 | 30.5519 | 80.7733 | 83.8263 | -54 | -58.3095 | -178.2777 | 182.6196 | -178.2777 | 182.6196 | -6.6998 | 43.5148 | 132.6 | 136.2902 | 130.8 | 134.8255 | -164.3 | -170.1415 | -173.1 | -179.429 | -177.2 | -183.8767 | -177.8 | -184.3489 | 380.8496 | 392.3603
2020-07-15 12:30 | -43 | -48.3011 | 41.4334 | 43.3724 | 67.2154 | 71.3242 | -43 | -48.3011 | -160.0712 | 164.5448 | -160.0712 | 164.5448 | 1.2455 | 44.4447 | 132.3 | 136.2836 | 130.8 | 134.8986 | -163.4 | -169.97 | -172.4 | -179.3932 | -176.3 | -183.5841 | -176.6 | -183.7613 | 372.4972 | 383.282
2020-07-15 13:00 | -47 | -52.3259 | 39.5268 | 41.4215 | 72.9411 | 76.7911 | -47 | -52.3259 | -169.1384 | 173.4334 | -169.1384 | 173.4334 | 5.5799 | 41.8947 | 132.9 | 136.3773 | 132 | 135.5685 | -165.1 | -170.8112 | -172 | -178.626 | -177.3 | -184.3791 | -177.4 | -184.2304 | 366.4911 | 376.1192
2020-07-15 13:30 | -47 | -49.0408 | 42.4192 | 42.4864 | 76.4851 | 78.2032 | -47 | -49.0408 | -179.2384 | 181.0535 | -179.2384 | 181.0535 | 11.5724 | 50.1861 | 134.1 | 138.1007 | 132 | 136.0625 | -164.8 | -171.5634 | -172.6 | -179.8923 | -176.7 | -184.3167 | -176.9 | -184.4409 | 358.6002 | 366.3636
2020-07-15 14:00 | -48 | -50 | 38.9209 | 39.0345 | 76.7352 | 78.0983 | -48 | -50 | -177.263 | 178.7636 | -177.263 | 178.7636 | 5.5275 | 48.4379 | 132.9 | 136.9358 | 132.3 | 136.5 | -165.3 | -171.8793 | -172.9 | -180.068 | -177.8 | -185.4458 | -177 | -184.396 | 363.2791 | 371.5628
2020-07-15 14:30 | -48 | -48.6621 | 46.2634 | 46.4447 | 71.5118 | 71.9378 | -47 | -47.676 | -169.8192 | 170.4119 | -169.8192 | 170.4119 | -5.3081 | 55.2068 | 126.6 | 131.4561 | 128.1 | 132.5868 | -160 | -167.2474 | -168.4 | -176.0405 | -172.2 | -180.113 | -172.5 | -180.3498 | 369.1378 | 379.195
2020-07-15 15:00 | -46 | -46.6905 | 42.6358 | 43.007 | 78.0244 | 78.3261 | -45 | -45.7056 | -179.0938 | 179.4914 | -179.0938 | 179.4914 | -3.0988 | 75.086 | 129.6 | 135.1692 | 129.9 | 135.7148 | -163 | -171.6485 | -170.6 | -178.8576 | -174.8 | -183.0397 | -174.9 | -183.1289 | 363.0805 | 377.128
2020-07-15 15:30 | -38 | -38.833 | 51.6735 | 51.7826 | 68.544 | 69.2914 | -38 | -38.833 | -168.4496 | 169.1456 | -168.4496 | 169.1456 | -19.2394 | 75.0948 | 133.2 | 138.2167 | 132.6 | 138.132 | -165.6 | -173.9739 | -173.4 | -181.4363 | -177.5 | -185.6199 | -177.5 | -185.6199 | 360.6087 | 374.2091
2020-07-15 16:00 | -33 | -34.4819 | 65.4977 | 65.5656 | 65.2337 | 66.6386 | -34 | -35.4401 | -172.0388 | 173.0798 | -172.0388 | 173.0798 | -28.5752 | 76.4019 | 133.8 | 138.4038 | 131.7 | 136.3747 | -167 | -174.5556 | -174 | -181.604 | -178.6 | -186.298 | -178.6 | -186.2413 | 365.0227 | 377.0352
2020-07-15 16:30 | -17 | -21.4009 | 85.9833 | 86.0094 | 52.8763 | 55.7728 | -17 | -20.8087 | -164.4535 | 166.3475 | -164.4535 | 166.3475 | -50.1407 | 85.7421 | 132.6 | 136.501 | 133.2 | 136.9358 | -165.2 | -171.5117 | -173.5 | -180.1783 | -177.8 | -184.5887 | -177.6 | -184.2889 | 392.3594 | 404.0176
2020-07-15 17:00 | -19 | -29.0689 | 94.0651 | 94.1427 | 52.517 | 58.6283 | -20 | -29.7321 | -172.3303 | 177.9271 | -172.3303 | 177.9271 | -70.307 | 99.1891 | 130.2 | 133.2827 | 131.1 | 133.9738 | -165 | -170.1145 | -173.8 | -179.4562 | -178.3 | -184.014 | -178.6 | -184.28 | 416.2461 | 428.0409
2020-07-15 17:30 | -1 | -21.0238 | 110.0097 | 110.0201 | 40.8462 | 48.5132 | 0 | 21 | -164.9689 | 173.1906 | -164.9689 | 173.1906 | -100.2481 | 119.4743 | 133.8 | 137.7379 | 133.5 | 137.6634 | -166.7 | -173.1872 | -177.9 | -185.025 | -181.6 | -188.8708 | -181.2 | -188.3491 | 465.5094 | 473.3839
2020-07-15 18:00 | 6 | 18.9737 | 120.9042 | 120.9323 | 32.7341 | 41.4372 | 6 | 18.9737 | -164.5167 | 173.5685 | -164.5167 | 173.5685 | -129.3127 | 152.9715 | 129.9 | 133.7357 | 131.4 | 135.1932 | -163.8 | -170.1095 | -176.6 | -183.6928 | -181.1 | -188.1441 | -181 | -188.0208 | 474.3967 | 482.1995
2020-07-15 18:30 | 7 | 19.3132 | 121.1526 | 121.1735 | 31.5719 | 40.8013 | 7 | 19.3132 | -161.1615 | 170.7537 | -161.1615 | 170.7537 | -127.9611 | 150.1984 | 133.2 | 136.874 | 132.6 | 136.2902 | -166.4 | -172.6945 | -179 | -185.9872 | -183.2 | -190.301 | -183 | -190.0005 | 459.5989 | 467.1353
2020-07-15 19:00 | 10 | 20.5913 | 122.029 | 122.0345 | 28.25 | 37.8925 | 10 | 20.5913 | -141.7733 | 151.8609 | -141.7733 | 151.8609 | -115.3874 | 137.7715 | 130.5 | 134.5345 | 131.7 | 135.8447 | -164 | -170.5469 | -175.8 | -182.8819 | -179.8 | -186.9752 | -179.8 | -186.8387 | 444.3795 | 451.0889
2020-07-15 19:30 | 4 | 17.4642 | 117.103 | 117.1212 | 30.2286 | 38.7778 | 5 | 17.72 | -150.869 | 158.9256 | -150.869 | 158.9256 | -89.8495 | 120.5854 | 132.6 | 137.3217 | 131.4 | 136.1633 | -164.6 | -172.3496 | -175.3 | -183.3993 | -179.8 | -187.9365 | -179.1 | -187.2377 | 451.8158 | 458.2082
2020-07-15 20:00 | 6 | 11.6619 | 115.5344 | 115.871 | 30.8196 | 35.0901 | 7 | 12.2066 | -146.8683 | 150.5264 | -146.8683 | 150.5264 | -71.7469 | 104.1607 | 132.3 | 135.9983 | 131.7 | 135.2764 | -165.5 | -171.1978 | -175.8 | -182.636 | -180.4 | -187.2812 | -180 | -186.8154 | 435.7349 | 443.4628
2020-07-15 20:30 | 7 | 17.4642 | 114.1459 | 114.1648 | 29.0173 | 36.0107 | 7 | 17.4642 | -136.5065 | 141.7482 | -136.5065 | 141.7482 | -63.333 | 85.6434 | 131.4 | 135.5539 | 132.9 | 136.1782 | -165.8 | -171.3861 | -175.9 | -182.4108 | -180.2 | -186.7432 | -180.2 | -186.717 | 427.2277 | 435.792
2020-07-15 21:00 | 14 | 24.4131 | 117.2521 | 117.3006 | 22.4037 | 33.871 | 14 | 24.4131 | -117.334 | 124.8218 | -117.334 | 124.8218 | -51.5308 | 76.5187 | 132.6 | 136.2211 | 132.3 | 135.9291 | -165.4 | -171.3337 | -175.5 | -182.266 | -179.7 | -186.4996 | -179.7 | -186.4462 | 415.0272 | 422.718
2020-07-15 21:30 | 22 | 29.7321 | 119.1916 | 119.2594 | 17.018 | 29.5428 | 22 | 29.7321 | -106.9963 | 113.5163 | -106.9963 | 113.5163 | -35.784 | 64.0785 | 132.9 | 136.6516 | 131.7 | 135.5555 | -165.3 | -171.6888 | -174.1 | -181.529 | -178.5 | -185.92 | -178.4 | -185.852 | 386.0316 | 393.8657
2020-07-15 22:00 | 14 | 25.2389 | 108.6078 | 108.9776 | 21.0902 | 32.131 | 14 | 25.2389 | -112.7387 | 117.7657 | -112.7387 | 117.7657 | -14.3548 | 68.3249 | 135 | 138.0378 | 133.2 | 136.471 | -167.4 | -172.9094 | -174.8 | -181.4572 | -178.9 | -185.6752 | -179.1 | -185.868 | 359.8266 | 367.3412
2020-07-15 22:30 | 0 | 17 | 91.3781 | 91.7248 | 32.797 | 38.0185 | 0 | 17 | -130.3455 | 132.9427 | -130.3455 | 132.9427 | 19.5861 | 75.1803 | 134.1 | 137.8189 | 135 | 138.8336 | -167.1 | -173.4225 | -173.1 | -179.7392 | -177.3 | -183.9998 | -177.3 | -184.1072 | 352.2995 | 363.3361
2020-07-15 23:00 | -3 | -16.2788 | 81.1478 | 81.6583 | 36.4763 | 40.6962 | -3 | -16.2788 | -138.0526 | 139.983 | -138.0526 | 139.983 | 44.0608 | 87.7834 | 133.8 | 138.1763 | 134.4 | 138.8323 | -168.5 | -175.4243 | -174.6 | -182.2075 | -178.6 | -186.2696 | -178.4 | -186.1634 | 338.2764 | 344.922
2020-07-15 23:30 | -1 | -15.0333 | 90.1706 | 90.5717 | 23.7534 | 28.4766 | 0 | 15 | -129.9995 | 131.4826 | -129.9995 | 131.4826 | 44.8701 | 88.7383 | 133.5 | 137.3754 | 135 | 139.0464 | -168 | -174.7226 | -173.6 | -181.1064 | -177.9 | -185.6557 | -177.4 | -185.0338 | 339.0003 | 344.7442
2020-07-16 | 9 | 15.8114 | 91.398 | 91.8508 | 17.9066 | 22.1173 | 10 | 15.6205 | -111.9424 | 112.6615 | -111.9424 | 112.6615 | 47.7972 | 94.3898 | 134.7 | 140.9186 | 134.1 | 140.3452 | -167.4 | -177.3935 | -172.4 | -182.3788 | -176.5 | -186.611 | -176.3 | -186.5875 | 319.5287 | 328.7464
2020-07-16 00:30 | 14 | 20.5183 | 91.1224 | 92.0032 | 14.1612 | 21.2051 | 13 | 19.8494 | -101.1862 | 102.1586 | -101.1862 | 102.1586 | 56.3366 | 95.0289 | 134.7 | 141.5498 | 134.7 | 140.4003 | -168.8 | -178.3536 | -172 | -182.1319 | -176.2 | -186.4603 | -175.9 | -186.3412 | 296.0057 | 301.4845
2020-07-16 01:00 | 6 | 15.2315 | 81.9326 | 83.0416 | 19.7085 | 24.9521 | 5 | 14.8661 | -101.3645 | 102.116 | -101.3645 | 102.116 | 61.2581 | 98.0891 | 135 | 140.8582 | 135.9 | 141.721 | -167.9 | -177.6683 | -170.7 | -181.0375 | -174.9 | -185.2983 | -174.4 | -185.0259 | 281.4917 | 286.0236
2020-07-16 01:30 | 9 | 17.4929 | 81.0192 | 82.3135 | 17.0568 | 22.4122 | 10 | 17.2047 | -94.8916 | 95.5309 | -94.8916 | 95.5309 | 70.1308 | 106.2367 | 134.4 | 140.8096 | 134.1 | 140.5233 | -167.4 | -177.6263 | -169.5 | -179.9736 | -173.8 | -184.494 | -173.5 | -184.3801 | 270.0466 | 274.7295
2020-07-16 02:00 | 9 | 16.6433 | 75.2443 | 76.7236 | 18.9217 | 23.1631 | 9 | 16.6433 | -98.5036 | 98.6587 | -98.5036 | 98.6587 | 68.3709 | 116.1626 | 135.6 | 143.5471 | 134.4 | 142.5136 | -167.6 | -180.3478 | -169.2 | -180.5831 | -173 | -184.4934 | -173 | -184.7729 | 243.8447 | 243.9567
2020-07-16 02:30 | 5 | 7.8102 | 75.6622 | 76.0512 | 17.0371 | 18.0056 | 5 | 7.8102 | -93.077 | 93.3477 | -93.077 | 93.3477 | 72.5562 | 124.8677 | 135 | 142.3025 | 135 | 142.3025 | -167.7 | -179.4261 | -169.1 | -179.3957 | -173.4 | -183.8831 | -172.9 | -183.512 | 235.287 | 237.0195
2020-07-16 03:00 | 15 | 16.1555 | 84.901 | 85.2177 | 8.5867 | 10.3931 | 15 | 16.1555 | -79.1356 | 79.4779 | -79.1356 | 79.4779 | 73.312 | 127.3192 | 134.4 | 142.119 | 135.3 | 142.9704 | -168.4 | -180.7988 | -169.4 | -180.2182 | -173.5 | -184.5158 | -173.3 | -184.5331 | 223.5008 | 225.3696
2020-07-16 03:30 | 6 | 7.8102 | 75.5787 | 75.9172 | 16.5507 | 17.1175 | 7 | 8.6023 | -90.2413 | 90.7597 | -90.2413 | 90.7597 | 79.0073 | 132.1942 | 135 | 142.7839 | 134.4 | 142.4141 | -169 | -181.816 | -170 | -181.1941 | -173.7 | -185.0118 | -173.3 | -184.8094 | 225.9242 | 227.861
2020-07-16 04:00 | 8 | 10 | 78.5738 | 78.8957 | 13.7881 | 14.6558 | 8 | 10 | -85.8037 | 86.2362 | -85.8037 | 86.2362 | 78.6565 | 129.9174 | 135 | 142.0205 | 135.3 | 142.4927 | -169.4 | -180.9808 | -170.2 | -180.433 | -174.1 | -184.5766 | -173.8 | -184.427 | 224.8653 | 228.0022
2020-07-16 04:30 | 7 | 9.2195 | 78.4216 | 78.7762 | 15.2123 | 16.3532 | 6 | 7.8102 | -88.3623 | 88.6353 | -88.3623 | 88.6353 | 75.8956 | 125.8758 | 134.4 | 141.4502 | 135.3 | 142.0293 | -169.6 | -180.715 | -170.7 | -180.6087 | -174.4 | -184.563 | -173.8 | -184.062 | 230.9713 | 233.7053
2020-07-16 05:00 | 2 | 7.2801 | 74.0017 | 74.4159 | 22.6548 | 23.6238 | 1 | 7.0711 | -101.3943 | 101.4867 | -101.3943 | 101.4867 | 70.0835 | 120.5573 | 135 | 141.3825 | 134.4 | 140.9898 | -167.8 | -178.1037 | -169.7 | -179.1143 | -173.5 | -183.129 | -173.4 | -183.0036 | 250.5715 | 252.7416
2020-07-16 05:30 | 0 | 6 | 80.6907 | 80.8591 | 23.547 | 24.04 | 0 | 6 | -107.2656 | 107.3604 | -107.2656 | 107.3604 | 49.8734 | 111.2041 | 130.5 | 136.5514 | 132.3 | 138.3602 | -163.1 | -172.7733 | -165.4 | -174.0527 | -169.1 | -177.9749 | -168.9 | -177.9101 | 266.9198 | 267.6243
2020-07-16 06:00 | 0 | 7 | 79.3361 | 79.3754 | 31.9415 | 33.4764 | -1 | -7.0711 | -126.6798 | 126.813 | -126.6798 | 126.813 | 45.654 | 103.5446 | 131.1 | 135.7436 | 129.6 | 134.6689 | -163.6 | -170.7232 | -167.6 | -174.0115 | -171.8 | -178.3258 | -171.5 | -178.1175 | 315.9839 | 316.0468
2020-07-16 06:30 | -10 | -10.7703 | 82.2966 | 82.5521 | 42.7327 | 43.3087 | -8 | -8.9443 | -153.5263 | 153.6717 | -153.5263 | 153.6717 | 25.052 | 97.0567 | 133.5 | 139.8463 | 133.8 | 140.5093 | -167 | -176.9168 | -171.7 | -177.499 | -176.3 | -182.0269 | -176.5 | -182.2954 | 357.1307 | 357.3489
2020-07-16 07:00 | -10 | -10 | 87.4766 | 88.5622 | 46.1847 | 46.4318 | -10 | -10 | -165.6429 | 165.8919 | -165.6429 | 165.8919 | 0.54398 | 80.1184 | 132.6 | 138.5597 | 131.4 | 136.7289 | -166.2 | -174.3205 | -175 | -179.9928 | -179.5 | -184.5089 | -179.2 | -184.2171 | 422.8149 | 422.8193
2020-07-16 07:30 | -19 | -20.6155 | 86.0564 | 86.6336 | 56.7294 | 58.7777 | -19 | -20.6155 | -194.8273 | 197.6293 | -194.8273 | 197.6293 | -5.8672 | 86.0819 | 163.8 | 169.9486 | 0 | 0 | -189.6 | -201.7993 | -193.9 | -200.4949 | -197.7 | -204.2725 | -198.6 | -205.1687 | 450.1279 | 451.2769
2020-07-16 08:00 | -15 | -17 | 95.973 | 96.8645 | 54.2784 | 56.6111 | -15 | -17 | -199.56 | 203.2949 | -199.56 | 203.2949 | -41.1948 | 72.0371 | 165 | 174.6662 | 0 | 0 | -190.1 | -207.7509 | -196.1 | -202.7498 | -200.3 | -206.7928 | -200.8 | -207.3239 | 493.3476 | 493.4198
2020-07-16 08:30 | -11 | -11.0454 | 101.4915 | 105.0768 | 50.6276 | 50.7786 | -12 | -12.0416 | -195.6547 | 196.8482 | -195.6547 | 196.8482 | -65.0897 | 94.028 | 161.7 | 166.4784 | 0 | 0 | -187.1 | -196.886 | -196.4 | -204.4763 | -200.6 | -208.8722 | -200.5 | -208.6373 | 525.2983 | 525.31
2020-07-16 09:00 | -24 | -24 | 85.0699 | 88.5593 | 63.9509 | 64.1262 | -24 | -24 | -214.7883 | 216.2502 | -214.7883 | 216.2502 | -67.0853 | 92.9213 | 162.3 | 166.18 | 0 | 0 | -186.8 | -195.1409 | -197.5 | -204.7756 | -201.8 | -209.2399 | -202 | -209.3013 | 546.4656 | 546.7916
2020-07-16 09:30 | -47 | -47.1699 | 75.1002 | 78.8706 | 72.6342 | 72.6892 | -46 | -46.0977 | -200.3628 | 202.4004 | -200.3628 | 202.4004 | -63.3454 | 108.5144 | 161.1 | 165.5329 | 0 | 0 | -184.3 | -193.3617 | -196.1 | -203.8025 | -199.9 | -207.7584 | -200.1 | -207.7884 | 461.7285 | 462.7752
2020-07-16 10:00 | -45 | -45.3982 | 64.11 | 71.0008 | 78.3676 | 78.5093 | -44 | -44.4072 | -219.9258 | 220.009 | -219.9258 | 220.009 | -57.7888 | 108.4771 | 159.3 | 165.6981 | 0 | 0 | -184.3 | -197.217 | -197.2 | -207.2057 | -201.4 | -211.5679 | -201.3 | -211.4116 | 545.459 | 545.6525
2020-07-16 10:30 | -49 | -49.2544 | 54.3642 | 60.9277 | 81.6357 | 81.7212 | -49 | -49.2544 | -223.9181 | 224.0052 | -223.9181 | 224.0052 | -44.9229 | 90.104 | 160.8 | 166.1946 | 0 | 0 | -184.5 | -196.0171 | -197 | -206.3765 | -201 | -210.5821 | -201.3 | -210.8685 | 540.1092 | 540.2115
2020-07-16 11:00 | -48 | -48.1664 | 54.0483 | 59.6632 | 80.1397 | 80.1786 | -47 | -47.0956 | -214.8607 | 214.9223 | -214.8607 | 214.9223 | -20.8614 | 75.484 | 160.8 | 164.3346 | 0 | 0 | -185.3 | -193.2617 | -196.3 | -205.7084 | -201 | -210.7619 | -201 | -210.792 | 528.8102 | 528.9052
2020-07-16 11:30 | -50 | -51.4198 | 48.1224 | 48.701 | 77.2872 | 78.5074 | -49 | -50.2195 | -203.2393 | 204.6661 | -203.2393 | 204.6661 | 4.299 | 73.1226 | 160.8 | 164.4594 | 0 | 0 | -187.2 | -194.9441 | -196.7 | -205.7646 | -200.8 | -210.2426 | -200.8 | -210.1244 | 503.4984 | 503.5032
2020-07-16 12:00 | -46 | -47.2969 | 44.7421 | 45.1434 | 74.1121 | 75.0591 | -46 | -47.2969 | -197.9395 | 199.0473 | -197.9395 | 199.0473 | 5.9653 | 76.3044 | 162.9 | 166.961 | 0 | 0 | -187.9 | -197.1863 | -195.6 | -205.9289 | -199.7 | -210.3552 | -199.5 | -210.1025 | 471.4161 | 471.4742
2020-07-16 12:30 | -38 | -38.6394 | 46.1021 | 46.4918 | 66.5125 | 67.1772 | -38 | -38.6394 | -183.6741 | 184.2483 | -183.6741 | 184.2483 | 4.0299 | 83.2279 | 173.4 | 178.2737 | 0 | 0 | -196.3 | -208.0406 | -201 | -213.4055 | -205.2 | -217.8989 | -205.3 | -218.0267 | 429.2292 | 429.5258
2020-07-16 13:00 | -39 | -40.025 | 43.2566 | 43.3452 | 64.8572 | 65.7128 | -39 | -40.2616 | -177.4828 | 178.1238 | -177.4828 | 178.1238 | -1.3231 | 115.3628 | 165 | 169.9695 | 0 | 0 | -190.4 | -201.2541 | -196.4 | -204.4339 | -200.2 | -208.4323 | -200.6 | -208.8166 | 425.2849 | 426.5347
2020-07-16 13:30 | -36 | -36.8782 | 41.0595 | 41.0814 | 63.3704 | 64.1367 | -35 | -35.9026 | -179.3276 | 179.9286 | -179.3276 | 179.9286 | -3.1174 | 116.9038 | 164.7 | 169.7507 | 0 | 0 | -191.6 | -202.038 | -195.4 | -203.2938 | -199.5 | -207.4009 | -199.3 | -207.4289 | 418.214 | 419.1663
2020-07-16 14:00 | -31 | -33.6155 | 47.9186 | 48.111 | 55.9087 | 57.6905 | -31 | -33.6155 | -165.1303 | 166.2252 | -165.1303 | 166.2252 | -12.8884 | 113.7506 | 167.4 | 172.3003 | 0 | 0 | -191.8 | -202.6758 | -194.7 | -202.9284 | -198.7 | -207.02 | -198.8 | -207.1722 | 412.2068 | 413.0578
2020-07-16 14:30 | -40 | -42.3792 | 41.5804 | 41.8496 | 65.83 | 67.4095 | -41 | -43.3244 | -178.9376 | 179.9781 | -178.9376 | 179.9781 | -26.5838 | 105.0759 | 127.2 | 131.1878 | 128.1 | 132.5868 | -160.3 | -166.964 | -172.4 | -178.1007 | -176.6 | -182.2926 | -176.5 | -182.1957 | 448.0622 | 448.2511
2020-07-16 15:00 | -41 | -43.3244 | 41.1394 | 41.444 | 68.4881 | 69.8625 | -40 | -43.3244 | -183.1218 | 184.1222 | -183.1218 | 184.1222 | -30.6344 | 107.7657 | 130.2 | 134.6933 | 130.5 | 134.9833 | -163.1 | -169.6266 | -174.5 | -180.3092 | -177.9 | -183.6512 | -178.2 | -183.9915 | 453.3336 | 453.5218
2020-07-16 15:30 | -32 | -34.9285 | 58.1007 | 58.1822 | 61.3594 | 63.455 | -32 | -34.5398 | -176.2503 | 177.6546 | -176.2503 | 177.6546 | -43.2253 | 111.3339 | 129.9 | 134.5586 | 129.6 | 134.2506 | -163 | -169.9321 | -173.8 | -179.7844 | -177.8 | -183.78 | -177.9 | -184.0038 | 446.3924 | 446.6925
2020-07-16 16:00 | -33 | -36.2491 | 61.4296 | 61.6202 | 62.5759 | 64.7897 | -32 | -35.3412 | -186.3354 | 188.3064 | -186.3354 | 188.3064 | -61.7483 | 118.3682 | 129.3 | 133.011 | 131.7 | 135.5555 | -163.7 | -169.4325 | -175.1 | -180.3504 | -178.9 | -184.0866 | -178.4 | -183.4824 | 449.724 | 449.88
2020-07-16 16:30 | -19 | -25.4951 | 79.6248 | 79.7336 | 51.4884 | 55.4825 | -20 | -24.7588 | -178.4987 | 182.0865 | -178.4987 | 182.0865 | -85.666 | 129.5678 | 132.3 | 135.1483 | 130.8 | 133.8689 | -163.5 | -168.4896 | -174.3 | -179.0344 | -178.7 | -183.4782 | -178.6 | -183.313 | 440.2054 | 440.3558
2020-07-16 17:00 | -1 | -17.1172 | 104.9087 | 104.9177 | 37.5694 | 43.5019 | -1 | -17.1172 | -166.068 | 171.5663 | -166.068 | 171.5663 | -104.8336 | 111.0541 | 129.9 | 132.8624 | 130.5 | 133.6402 | -162.8 | -167.665 | -173.9 | -182.0025 | -177.8 | -186.0534 | -177.7 | -185.8697 | 447.1901 | 449.0827
2020-07-16 17:30 | -3 | -16.2788 | 107.7292 | 107.7418 | 42.4432 | 47.7095 | -3 | -16.2788 | -182.1785 | 188.5384 | -182.1785 | 188.5384 | -121.1274 | 124.8676 | 130.2 | 131.9308 | 130.2 | 132.2861 | -162.3 | -165.7618 | -174.6 | -181.1842 | -178.7 | -185.4024 | -178.5 | -185.1734 | 474.9197 | 476.2573
2020-07-16 18:00 | 0 | -3.1623 | 117.3316 | 119.9684 | 42.1021 | 42.3414 | -2 | -2 | -188.4397 | 190.0045 | -188.4397 | 190.0045 | -128.9859 | 138.3549 | 130.2 | 135.0057 | 129.3 | 134.1379 | -161 | -168.0889 | -174.2 | -181.36 | -178.3 | -185.6703 | -178.5 | -185.7531 | 500.3033 | 501.0296
2020-07-16 18:30 | 0 | 0 | 117.4177 | 119.8168 | 40.8433 | 41.5795 | 0 | 0 | -185.3891 | 187.327 | -185.3891 | 187.327 | -131.7153 | 139.689 | 130.5 | 135.3745 | 130.2 | 134.9577 | -162.7 | -170.2173 | -176.3 | -183.7413 | -180.7 | -188.2841 | -180.9 | -188.42 | 488.7176 | 489.4209
2020-07-16 19:00 | 10 | 10 | 125.3752 | 127.1418 | 29.2716 | 30.4311 | 10 | 10 | -163.727 | 165.4856 | -163.727 | 165.4856 | -131.6905 | 137.3479 | 131.1 | 134.6923 | 130.8 | 134.8312 | -163.1 | -169.4899 | -174.5 | -181.8 | -178.7 | -186.0841 | -178.6 | -185.8769 | 456.6494 | 458.551
2020-07-16 19:30 | 17 | 17 | 131.3264 | 133.1535 | 23.3726 | 24.6073 | 17 | 17 | -149.501 | 150.8666 | -149.501 | 150.8666 | -122.3446 | 128.3808 | 130.8 | 135.0467 | 131.1 | 135.7953 | -163 | -170.1196 | -174 | -182.0686 | -178.1 | -186.2521 | -177.8 | -185.7614 | 439.4871 | 442.231
2020-07-16 20:00 | 8 | 8 | 121.8107 | 123.7684 | 30.7571 | 31.759 | 9 | 7 | -156.5481 | 157.5427 | -156.5481 | 157.5427 | -104.8633 | 121.3653 | 129.9 | 134.7962 | 131.1 | 135.6985 | -163.9 | -171.6812 | -174 | -182.2461 | -177.7 | -185.9874 | -177.7 | -185.9284 | 428.8159 | 430.7455
2020-07-16 20:30 | 13 | 14.7648 | 125.3271 | 128.4721 | 23.5954 | 24.7591 | 13 | 14.7648 | -140.4961 | 140.4984 | -140.4961 | 140.4984 | -91.4333 | 133.9995 | 129.9 | 134.9577 | 130.2 | 135.3279 | -162.8 | -170.964 | -173.3 | -178.6035 | -177.1 | -182.4599 | -177.1 | -182.4119 | 404.9795 | 405.0045
2020-07-16 21:00 | 1 | 9 | 107.9935 | 108.232 | 36.493 | 39.4611 | 1 | 9.0554 | -156.6385 | 158.5078 | -156.6385 | 158.5078 | -68.1416 | 115.8838 | 131.1 | 136.0327 | 130.8 | 135.7436 | -162.1 | -169.8736 | -171.8 | -176.8357 | -175.7 | -180.7202 | -175.9 | -180.9146 | 402.6265 | 402.6732
2020-07-16 21:30 | 15 | 17.4929 | 116.5628 | 116.7601 | 24.1671 | 27.5431 | 15 | 17.4929 | -137.6232 | 139.1758 | -137.6232 | 139.1758 | -41.541 | 85.7612 | 136.2 | 139.0282 | 135 | 138.0378 | -168.6 | -173.8986 | -177.4 | -183.6491 | -181.6 | -187.9649 | -181.4 | -187.7459 | 381.1011 | 382.0924
2020-07-16 22:00 | 1 | 8.0623 | 103.4961 | 103.5699 | 31.086 | 33.1707 | 0 | 8 | -141.1122 | 141.8456 | -141.1122 | 141.8456 | -15.3448 | 79.1686 | 135.3 | 139.2789 | 136.2 | 140.2833 | -168.3 | -175.412 | -176.6 | -184.3059 | -180.9 | -188.5041 | -180.6 | -188.3009 | 377.9095 | 379.0491
2020-07-16 22:30 | -3 | -8.544 | 99.2772 | 99.3172 | 30.5781 | 32.3975 | -3 | -8.544 | -140.5508 | 141.1038 | -140.5508 | 141.1038 | 26.0262 | 80.4124 | 138.6 | 142.0027 | 139.2 | 142.6537 | -173 | -179.0885 | -180.5 | -187.3507 | -185.1 | -191.8312 | -184.7 | -191.6118 | 366.5484 | 366.8778
2020-07-16 23:00 | 10 | 12.2066 | 96.0416 | 96.0422 | 26.8513 | 28.5234 | 7 | 11.6619 | -131.3257 | 131.6158 | -131.3257 | 131.6158 | 45.7475 | 84.6023 | 138.9 | 143.1204 | 139.5 | 143.6311 | -174.3 | -181.4405 | -179.4 | -186.9803 | -184.4 | -192.0321 | -184 | -191.8167 | 341.7663 | 342.2698
2020-07-16 23:30 | 3 | 6.7082 | 92.4912 | 92.4945 | 25.1984 | 26.369 | 3 | 5.831 | -135.5349 | 135.7782 | -135.5349 | 135.7782 | 51.6704 | 101.7719 | 141 | 144.6747 | 141 | 144.9481 | -175.7 | -182.6486 | -181.2 | -188.3764 | -186 | -193.3217 | -185.6 | -193.0191 | 346.8757 | 347.1243
2020-07-17 | 9 | 11.4018 | 93.6847 | 93.7125 | 17.8806 | 19.6122 | 9 | 11.4018 | -116.4074 | 116.4757 | -116.4074 | 116.4757 | 54.5609 | 107.7605 | 143.7 | 147.2416 | 141.3 | 144.9671 | -176.1 | -182.9518 | -179.8 | -186.1227 | -184.2 | -190.6317 | -183.4 | -189.8072 | 302.7417 | 303.0992
2020-07-17 00:30 | 14 | 15.6525 | 93.1054 | 93.1886 | 14.2477 | 16.3009 | 14 | 15.2315 | -104.3943 | 104.4002 | -104.3943 | 104.4002 | 60.4402 | 114.1524 | 143.1 | 147.0606 | 143.7 | 147.3736 | -177.6 | -184.9441 | -180.1 | -186.8317 | -184.7 | -191.5057 | -183.9 | -190.7874 | 283.5697 | 284.1866
2020-07-17 01:00 | 16 | 17.088 | 92.6618 | 92.7999 | 10.0625 | 12.1641 | 16 | 17.088 | -92.6747 | 92.7248 | -92.6747 | 92.7248 | 62.7706 | 117.5006 | 142.8 | 147.1224 | 143.1 | 147.7064 | -177.3 | -185.6645 | -179.3 | -186.6326 | -183.6 | -191.0414 | -183.3 | -190.8921 | 268.127 | 269.0496
2020-07-17 01:30 | 14 | 14.8661 | 88.7475 | 88.8515 | 11.3826 | 12.4913 | 13 | 15.5242 | -92.1737 | 92.3792 | -92.1737 | 92.3792 | 75.8366 | 128.1336 | 144 | 149.9163 | 143.1 | 149.1362 | -176.9 | -188.0533 | -178.6 | -188.4728 | -183 | -193.0258 | -182.4 | -192.553 | 247.8594 | 248.4271
2020-07-17 02:00 | 15 | 15.8114 | 79.9167 | 80.0901 | 16.5417 | 17.1625 | 14 | 15.8114 | -94.1234 | 94.4918 | -94.1234 | 94.4918 | 71.5026 | 121.3656 | 142.8 | 148.6802 | 142.8 | 148.9333 | -178 | -189.0885 | -178.8 | -188.5986 | -183.1 | -193.0571 | -182.9 | -192.9639 | 220.6684 | 222.4111
2020-07-17 02:30 | 11 | 11.7047 | 84.7155 | 84.8217 | 10.93 | 11.6113 | 11 | 11.7047 | -84.5461 | 85.2007 | -84.5461 | 85.2007 | 76.3068 | 129.7969 | 143.1 | 149.7412 | 144.6 | 151.1753 | -179.2 | -190.8208 | -179.5 | -189.6462 | -183.4 | -193.6911 | -183.1 | -193.6028 | 218.8338 | 220.243
2020-07-17 03:00 | 7 | 8.6023 | 78.0556 | 78.2774 | 16.9185 | 17.4783 | 7 | 8.0623 | -91.6914 | 92.0866 | -91.6914 | 92.0866 | 81.2291 | 134.215 | 145.2 | 151.7493 | 143.4 | 150.4756 | -180.1 | -192.0892 | -180.3 | -190.76 | -184.1 | -194.6135 | -184 | -194.7471 | 210.6043 | 212.079
2020-07-17 03:30 | 14 | 15.2315 | 80.2418 | 80.6382 | 13.1229 | 14.6143 | 13 | 14.7648 | -84.8815 | 85.1029 | -84.8815 | 85.1029 | 90.5181 | 137.0621 | 144.3 | 150.3721 | 145.2 | 151.4049 | -180 | -191.14 | -180.8 | -190.8451 | -184.9 | -195.1455 | -184.5 | -194.9273 | 222.8308 | 225.0923
2020-07-17 04:00 | 12 | 13.8924 | 82.9075 | 83.2809 | 11.2823 | 13.028 | 12 | 13.8924 | -81.9822 | 82.2103 | -81.9822 | 82.2103 | 86.7951 | 135.7092 | 145.2 | 151.8367 | 144.9 | 151.4623 | -178.4 | -190.6721 | -178.5 | -189.6266 | -182.9 | -194.1738 | -182.4 | -193.8717 | 215.4229 | 217.8049
2020-07-17 04:30 | 7 | 9.8995 | 78.3624 | 78.7341 | 17.5324 | 18.6504 | 7 | 9.8995 | -92.8719 | 93.0514 | -92.8719 | 93.0514 | 76.5223 | 127.5548 | 146.1 | 152.0171 | 144 | 150.2545 | -179.2 | -190.4206 | -178.9 | -188.9493 | -183.4 | -193.7552 | -182.6 | -192.9353 | 220.3217 | 223.0755
2020-07-17 05:00 | 5 | 9.434 | 78.1228 | 78.6945 | 19.7353 | 21.7012 | 5 | 9.434 | -98.9139 | 98.914 | -98.9139 | 98.914 | 76.8907 | 122.3367 | 144.3 | 149.795 | 143.7 | 148.8983 | -179.6 | -189.4525 | -181 | -190.1882 | -185.2 | -194.646 | -185 | -194.6103 | 243.3289 | 245.2892
2020-07-17 05:30 | 9 | 11.4018 | 81.3567 | 81.5953 | 20.7002 | 22.1612 | 9 | 11.4018 | -104.2445 | 104.2446 | -104.2445 | 104.2446 | 71.0704 | 118.9407 | 143.1 | 147.4859 | 144.3 | 149.0931 | -179.6 | -188.2775 | -180.7 | -188.5104 | -184.9 | -192.8783 | -184.7 | -192.715 | 260.1692 | 260.5843
2020-07-17 06:00 | 6 | 10.8167 | 91.4746 | 91.5013 | 25.6576 | 28.2646 | 5 | 10.2956 | -121.4457 | 121.8351 | -121.4457 | 121.8351 | 54.7456 | 105.6861 | 142.2 | 145.7123 | 144 | 147.7329 | -177 | -184.201 | -180 | -186.8422 | -184.3 | -191.1996 | -183.6 | -190.5785 | 324.7966 | 324.8235
2020-07-17 06:30 | 8 | 10 | 98.0009 | 98.0525 | 25.72 | 27.9969 | 8 | 10 | -128.7049 | 129.2688 | -128.7049 | 129.2688 | 33.9673 | 101.2589 | 143.1 | 147.6323 | 142.5 | 147.0508 | -179.5 | -187.4179 | -184.1 | -190.2294 | -188.3 | -194.5675 | -188.3 | -194.5208 | 343.4782 | 343.5059
2020-07-17 07:00 | -4 | -10.7703 | 93.8268 | 93.8944 | 38.8324 | 41.4591 | -5 | -10.2956 | -156.4588 | 158.1396 | -156.4588 | 158.1396 | 4.7396 | 71.7412 | 142.2 | 144.9692 | 141.6 | 144.1512 | -176.1 | -180.7646 | -183.9 | -188.2639 | -188.9 | -193.2982 | -189.1 | -193.5575 | 394.0241 | 394.037
2020-07-17 07:30 | -10 | -12.2066 | 93.6741 | 94.0696 | 44.8803 | 46.7589 | -8 | -11.3137 | -178.6941 | 181.2808 | -178.6941 | 181.2808 | 3.366 | 62.6587 | 0 | 0 | 176.1 | 177.6086 | -205.9 | -211.0734 | -208.5 | -213.1128 | -213.1 | -217.5547 | -212.9 | -217.4805 | 428.1339 | 428.1915
2020-07-17 08:00 | -11 | -12.53 | 96.052 | 100.2153 | 49.2669 | 49.4162 | -11 | -12.53 | -193.1627 | 193.7397 | -193.1627 | 193.7397 | -33.1391 | 104.2737 | 0 | 0 | 175.5 | 179.6519 | -203.5 | -213.2667 | -206.9 | -212.1712 | -211.9 | -217.0498 | -211.6 | -216.7569 | 465.1725 | 466.2876
2020-07-17 08:30 | -30 | -30.5941 | 81.9363 | 87.284 | 68.2561 | 68.2924 | -29 | -29.6142 | -220.3409 | 220.9287 | -220.3409 | 220.9287 | -52.9353 | 99.6182 | 0 | 0 | 173.7 | 177.3913 | -200.7 | -209.7363 | -207.7 | -212.798 | -212.7 | -217.6173 | -212.1 | -217.0097 | 510.1237 | 511.7103
2020-07-17 09:00 | -39 | -39.8121 | 74.8393 | 82.2274 | 76.7996 | 76.9527 | -38 | -39.6232 | -232.9204 | 233.2826 | -232.9204 | 233.2826 | -69.2455 | 146.2034 | 0 | 0 | 172.2 | 175.801 | -199.6 | -208.3082 | -208.6 | -214.7677 | -214 | -220.0863 | -213.2 | -219.1686 | 545.9324 | 551.1545
2020-07-17 09:30 | -51 | -51.6236 | 65.3139 | 74.3009 | 86.6672 | 86.7919 | -51 | -51.4781 | -244.8893 | 245.1709 | -244.8893 | 245.1709 | -74.2809 | 145.7739 | 0 | 0 | 172.5 | 175.7995 | -200.2 | -208.2662 | -209.9 | -215.7268 | -215 | -220.6696 | -214.4 | -220.0625 | 548.549 | 555.3715
2020-07-17 10:00 | -58 | -60.531 | 57.5936 | 67.6759 | 97.4736 | 97.5083 | -59 | -59.5399 | -248.1195 | 248.2675 | -248.1195 | 248.2675 | -67.6641 | 153.3767 | 0 | 0 | 172.2 | 176.3645 | -199.1 | -208.5897 | -209.8 | -216.5635 | -215.8 | -222.6237 | -215.2 | -221.9201 | 554.0775 | 561.3922
2020-07-17 10:30 | -60 | -60.531 | 55.7997 | 65.1205 | 95.3022 | 95.4046 | -60 | -60.531 | -237.219 | 237.2273 | -237.219 | 237.2273 | -61.6552 | 157.4098 | 0 | 0 | 173.1 | 177.5052 | -198.6 | -208.5047 | -208.4 | -215.6637 | -214.1 | -221.2773 | -213.1 | -220.2592 | 561.9795 | 568.4347
2020-07-17 11:00 | -63 | -64.2806 | 51.7545 | 61.098 | 96.3767 | 96.4195 | -63 | -63.1981 | -235.9016 | 235.9199 | -235.9016 | 235.9199 | -59.1843 | 152.7304 | 0 | 0 | 172.5 | 176.7224 | -198.7 | -208.4483 | -208.6 | -215.7289 | -214.4 | -221.5675 | -213.6 | -220.8442 | 558.0587 | 563.9257
2020-07-17 11:30 | -58 | -58.0775 | 49.3009 | 55.1611 | 89.3238 | 89.3369 | -58 | -58.0775 | -225.6281 | 225.6872 | -225.6281 | 225.6872 | -62.2823 | 149.7982 | 0 | 0 | 172.5 | 176.987 | -199.2 | -209.4439 | -207 | -214.6514 | -212.5 | -220.0638 | -211.9 | -219.4325 | 531.0323 | 536.964
2020-07-17 12:00 | -60 | -60.1332 | 0 | 0 | 0 | 0 | -60 | -60.1332 |  | 0 |  | 0 | 0 | 0 | 0 | 0 | 171.9 | 176.3352 | -200.1 | -210.8608 | -206.8 | -214.1959 | -212.3 | -219.6704 | -211.3 | -218.6719 |  | 0
2020-07-17 12:30 | -45 | -47.1275 | 43.1414 | 51.2318 | 73.8473 | 75.3247 | -46 | -48.0833 | -207.1728 | 207.6226 | -207.1728 | 207.6226 | -43.8215 | 177.9173 | 0 | 0 | 173.1 | 178.4821 | -201.1 | -213.0336 | -206.4 | -213.9765 | -211.4 | -219.028 | -211 | -218.7207 | 488.5179 | 495.0334
2020-07-17 13:00 | -42 | -42.0476 | 36.7586 | 37.418 | 64.9077 | 64.9181 | -40 | -40.05 | -196.3592 | 196.5333 | -196.3592 | 196.5333 | -20.1965 | 157.8671 | 0 | 0 | 171.3 | 177.578 | -198.7 | -211.9278 | -201.8 | -210.3324 | -206.8 | -215.3004 | -206.2 | -214.752 | 453.7723 | 458.0065
2020-07-17 13:30 | -30 | -30 | 43.5918 | 44.0459 | 56.0803 | 56.1566 | -31 | -31.0161 | -184.6494 | 184.7377 | -184.6494 | 184.7377 | 5.8017 | 158.1308 | 0 | 0 | 167.7 | 173.9475 | -194.4 | -207.1319 | -196.8 | -206.5163 | -201.9 | -211.6203 | -201.3 | -211.1685 | 426.477 | 429.2145
2020-07-17 14:00 | -34 | -34.7131 | 42.377 | 42.4674 | 52.584 | 52.8188 | -32 | -32.7567 | -174.105 | 174.4511 | -174.105 | 174.4511 | 26.2228 | 95.2823 | 0 | 0 | 175.5 | 178.0456 | -202.6 | -210.1258 | -203.6 | -211.4602 | -208.2 | -216.101 | -208.2 | -216.101 | 409.3312 | 413.1004
2020-07-17 14:30 | -27 | -27.4591 | 42.3741 | 42.4351 | 51.692 | 51.8009 | -27 | -26.6833 | -168.5193 | 168.6943 | -168.5193 | 168.6943 | 39.5846 | 100.4139 | 0 | 0 | 178.2 | 181.1754 | -206.8 | -215.0792 | -207.5 | -216.112 | -212.1 | -220.7529 | -211.7 | -220.508 | 392.7386 | 395.9538
2020-07-17 15:00 | -33 | -33.3766 | 42.4954 | 42.5666 | 55.0895 | 55.196 | -33 | -33.3766 | -169.6154 | 169.7231 | -169.6154 | 169.7231 | 28.942 | 93.619 | 140.4 | 144.5766 | 140.1 | 144.2854 | -173.8 | -181.4795 | -183 | -190.9431 | -187.3 | -195.3782 | -186.7 | -194.8031 | 407.3709 | 409.8599
2020-07-17 15:30 | -25 | -25.318 | 49.6139 | 49.6234 | 51.4778 | 51.6133 | -25 | -25.318 | -162.8966 | 162.9839 | -162.8966 | 162.9839 | 11.8629 | 85.4016 | 140.1 | 144.3574 | 141.3 | 145.5943 | -174.3 | -181.92 | -183.2 | -191.0494 | -187.1 | -195.0729 | -187.2 | -195.2255 | 394.4562 | 397.3232
2020-07-17 16:00 | -23 | -23.5372 | 57.6765 | 57.6791 | 51.7271 | 51.9773 | -24 | -24.5153 | -168.3116 | 168.4932 | -168.3116 | 168.4932 | -8.3768 | 80.2861 | 141 | 144.8789 | 141.6 | 145.5319 | -176.2 | -183.3216 | -185.1 | -192.456 | -189.1 | -196.399 | -189.3 | -196.7421 | 385.5992 | 389.1004
2020-07-17 16:30 | -20 | -20.6155 | 71.3073 | 71.3642 | 50.2209 | 50.5711 | -20 | -20.6155 | -172.9492 | 173.3519 | -172.9492 | 173.3519 | -29.0181 | 85.5404 | 138 | 141.6165 | 138.6 | 142.2013 | -171.8 | -178.2723 | -180.8 | -187.8282 | -185 | -192.1152 | -185.1 | -192.2384 | 406.7594 | 409.1994
2020-07-17 17:00 | -23 | -27.4591 | 78.9847 | 79.0638 | 55.8169 | 58.5109 | -22 | -26.6271 | -190.5714 | 193.4085 | -190.5714 | 193.4085 | -54.837 | 90.7441 | 133.8 | 136.6779 | 136.5 | 139.1447 | -169.9 | -174.8476 | -179.1 | -184.6668 | -183.2 | -188.8382 | -183.4 | -189.0081 | 436.5939 | 439.8996
2020-07-17 17:30 | -12 | -16.2788 | 95.3607 | 99.6557 | 51.1102 | 52.2011 | -12 | -16.2788 | -196.4326 | 196.4953 | -196.4326 | 196.4953 | -70.9155 | 129.6993 | 133.8 | 137.9543 | 135.3 | 139.1955 | -169.1 | -175.8902 | -181.3 | -188.6375 | -185.8 | -193.184 | -185.5 | -192.8681 | 503.0756 | 505.5689
2020-07-17 18:00 | -21 | -22.1359 | 103.9869 | 109.0607 | 52.1703 | 52.7424 | -21 | -22.1359 | -206.7347 | 207.2302 | -206.7347 | 207.2302 | -93.8625 | 143.3012 | 138 | 142.771 | 137.4 | 142.2686 | -171.5 | -179.7406 | -184.4 | -190.5449 | -189 | -195.0493 | -188.8 | -194.8308 | 527.7819 | 531.9321
2020-07-17 18:30 | -13 | -15.2643 | 104.2327 | 109.1074 | 53.2672 | 53.6082 | -14 | -16.1245 | -207.3274 | 208.0792 | -207.3274 | 208.0792 | -92.7828 | 142.8048 | 138.6 | 143.6621 | 137.7 | 142.8737 | -171.5 | -180.1953 | -185.9 | -192.3715 | -190.5 | -196.7797 | -190.2 | -196.4389 | 520.1155 | 524.2846
2020-07-17 19:00 | -26 | -27.5136 | 88.7148 | 94.5776 | 65.187 | 65.6084 | -26 | -25.632 | -222.3468 | 222.7098 | -222.3468 | 222.7098 | -90.6946 | 139.2795 | 138.3 | 144.0241 | 139.2 | 144.8056 | -172.2 | -181.4516 | -184.2 | -191.0236 | -189 | -195.8909 | -188.4 | -195.2332 | 481.3266 | 485.7997
2020-07-17 19:30 | -35 | -36.6879 | 80.0818 | 86.7251 | 73.0226 | 73.5226 | -34 | -35.7351 | -229.8669 | 230.0355 | -229.8669 | 230.0355 | -89.8865 | 135.2195 | 138.9 | 142.977 | 139.2 | 143.4116 | -173 | -180.3607 | -184.7 | -192.376 | -189.3 | -196.9891 | -188.9 | -196.5497 | 454.9032 | 459.4373
2020-07-17 20:00 | -48 | -52.3927 | 68.3362 | 81.556 | 81.6638 | 83.9301 | -47 | -51.0784 | -240.7068 | 240.9213 | -240.7068 | 240.9213 | -87.3301 | 128.3995 | 140.4 | 143.5694 | 139.8 | 143.1742 | -174.5 | -180.6927 | -184 | -191.648 | -189 | -196.7287 | -188.5 | -196.1374 | 431.6165 | 435.5961
2020-07-17 20:30 | -59 | -61.6847 | 51.2477 | 64.4689 | 97.9857 | 99.1555 | -60 | -62.6418 | -259.959 | 260.0467 | -259.959 | 260.0467 | -71.0636 | 101.791 | 139.8 | 142.9827 | 139.8 | 142.92 | -174.9 | -180.7215 | -184 | -191.2885 | -188.3 | -195.671 | -188.2 | -195.5476 | 430.2223 | 433.9675
2020-07-17 21:00 | -74 | -74 | 40.6882 | 44.0943 | 104.4605 | 104.4686 | -74 | -74.0068 | -265.0974 | 265.5671 | -265.0974 | 265.5671 | -73.0509 | 94.1177 | 139.8 | 141.8451 | 139.8 | 141.9479 | -174.3 | -178.7419 | -182.8 | -188.2574 | -187.8 | -193.3516 | -187.8 | -193.3754 | 416.0394 | 421.9004
2020-07-17 21:30 | -72 | -72.0625 | 33.5015 | 38.7971 | 107.0068 | 107.0736 | -73 | -73.0274 | -267.8817 | 267.9879 | -267.8817 | 267.9879 | -60.6546 | 83.7054 | 140.1 | 142.7928 | 141 | 143.6759 | -176.2 | -181.371 | -183 | -189.0641 | -187.6 | -193.718 | -187.5 | -193.6211 | 375.6545 | 380.9304
2020-07-17 22:00 | -80 | -80.0999 | 21.4363 | 27.7167 | 112.8305 | 112.9097 | -80 | -80.0999 | -269.9283 | 269.9329 | -269.9283 | 269.9329 | -32.5022 | 73.2098 | 140.7 | 143.6778 | 140.7 | 143.9256 | -175.9 | -181.8153 | -183.6 | -190.8218 | -187.8 | -195.1083 | -187.9 | -195.2317 | 366.8069 | 371.5163
2020-07-17 22:30 | -74 | -74.1687 | 25.5096 | 31.4046 | 104.2209 | 104.4892 | -74 | -74.1687 | -257.5496 | 257.5866 | -257.5496 | 257.5866 | -14.5987 | 68.8117 | 141 | 144.3461 | 141.9 | 145.1619 | -175.5 | -181.8406 | -180.9 | -188.8738 | -185.9 | -194.0939 | -185.2 | -193.366 | 339.1442 | 341.8567
2020-07-17 23:00 | -70 | -70.1783 | 23.0784 | 27.2871 | 100.6634 | 100.9181 | -70 | -70.1142 | -248.0308 | 248.0842 | -248.0308 | 248.0842 | 3.163 | 87.9179 | 141.9 | 145.4196 | 141.6 | 145.1929 | -175.5 | -182.3201 | -180.4 | -187.4704 | -184.2 | -191.4536 | -184 | -191.2612 | 310.6183 | 314.5989
2020-07-17 23:30 | -67 | -67.1863 | 24.1506 | 27.7551 | 94.2217 | 94.704 | -66 | -66.2722 | -245.9748 | 246.0338 | -245.9748 | 246.0338 | 3.5067 | 86.9892 | 141.9 | 145.1619 | 143.4 | 146.7549 | -178.8 | -185.1309 | -180.6 | -187.2873 | -184.9 | -191.5673 | -185.4 | -192.1109 | 318.7482 | 322.1136
2020-07-18 | -66 | -66.6108 | 18.0066 | 23.2596 | 92.6607 | 93.6152 | -65 | -65.6201 | -234.0063 | 234.5577 | -234.0063 | 234.5577 | 10.5801 | 94.8921 | 141.9 | 145.8237 | 141.9 | 145.9632 | -176.5 | -184.029 | -179.1 | -186.9486 | -183 | -191.0002 | -183 | -191.0289 | 288.2706 | 291.3669
2020-07-18 00:30 | -76 | -76.531 | 7.8303 | 15.8403 | 99.7179 | 100.5865 | -76 | -76.6551 | -236.5689 | 237.3781 | -236.5689 | 237.3781 | 25.8091 | 95.5459 | 142.5 | 148.3921 | 141.3 | 147.2401 | -176.3 | -187.252 | -178 | -189.0885 | -181.9 | -193.2321 | -181.5 | -193.0252 | 274.7999 | 277.8342
2020-07-18 01:00 | -69 | -69.7209 | 10.2799 | 16.2088 | 91.4398 | 92.7359 | -69 | -69.7209 | -216.0368 | 217.4321 | -216.0368 | 217.4321 | 36.5012 | 99.9362 | 141 | 147.2083 | 144 | 150.0843 | -177.9 | -188.9269 | -179.7 | -190.8575 | -183.8 | -195.1558 | -182.8 | -194.3498 | 263.0708 | 265.8173
2020-07-18 01:30 | -69 | -69.8713 | 4.8361 | 13.819 | 93.4397 | 94.9378 | -70 | -70.859 | -218.0554 | 219.721 | -218.0554 | 219.721 | 50.4063 | 107.5551 | 142.8 | 149.1914 | 144 | 150.6015 | -179.7 | -191.5752 | -180.3 | -192.1036 | -184.5 | -196.6669 | -184.3 | -196.688 | 253.5769 | 256.0547
2020-07-18 02:00 | -70 | -71.1969 | 2.7257 | 13.2424 | 91.0085 | 92.9443 | -70 | -71.1969 | -208.9332 | 211.3064 | -208.9332 | 211.3064 | 63.3901 | 115.9024 | 142.5 | 149.2569 | 142.5 | 149.2569 | -177.4 | -189.2796 | -179 | -191.1633 | -182.9 | -195.248 | -182.6 | -195.3307 | 250.3641 | 252.5814
2020-07-18 02:30 | -78 | -79.0759 | -8.9962 | 14.8179 | 98.609 | 100.2967 | -77 | -77.1038 | -218.0791 | 220.3658 | -218.0791 | 220.3658 | 77.2465 | 119.8382 | 144 | 150.2545 | 144.9 | 150.781 | -179.8 | -190.6562 | -180.3 | -191.4225 | -185 | -196.5215 | -185.5 | -197.2629 | 247.2727 | 248.0418
2020-07-18 03:00 | -73 | -74.3303 | -4.2405 | 13.4727 | 93.4907 | 95.6849 | -73 | -74.3303 | -208.9443 | 211.7962 | -208.9443 | 211.7962 | 74.0204 | 118.9741 | 143.7 | 150.1397 | 144 | 150.4269 | -178.2 | -190.0991 | -178.9 | -191.1048 | -182.8 | -195.248 | -182.5 | -195.1083 | 229.9064 | 230.5756
2020-07-18 03:30 | -85 | -86.4928 | -12.1939 | 19.1423 | 101.3731 | 103.6467 | -86 | -87.4757 | -218.6404 | 221.8191 | -218.6404 | 221.8191 | 81.4531 | 121.7348 | 142.2 | 148.4439 | 142.8 | 149.3663 | -180 | -191.2749 | -180.2 | -191.7691 | -183.8 | -195.6309 | -183.7 | -195.5805 | 231.7118 | 232.092
2020-07-18 04:00 | -89 | -90.802 | -18.7569 | 24.7168 | 107.056 | 109.4292 | -89 | -90.802 | -225.7126 | 229.1727 | -225.7126 | 229.1727 | 85.2607 | 120.788 | 142.5 | 148.4761 | 143.4 | 149.2566 | -178.3 | -188.8009 | -178.8 | -189.4749 | -183 | -194.0674 | -182.6 | -193.7905 | 239.1802 | 239.5553
2020-07-18 04:30 | -92 | -93.7443 | -21.7602 | 27.5982 | 111.1244 | 113.4117 | -92 | -93.5575 | -231.182 | 234.699 | -231.182 | 234.699 | 89.0554 | 123.438 | 144 | 149.7505 | 144.3 | 150.1215 | -178.4 | -188.9652 | -179.2 | -190.0181 | -183.3 | -194.4169 | -183.2 | -194.5572 | 246.2604 | 246.691
2020-07-18 05:00 | -90 | -91.5915 | -17.0814 | 23.2991 | 106.183 | 108.3425 | -90 | -91.5915 | -224.3113 | 227.549 | -224.3113 | 227.549 | 92.2023 | 124.1617 | 141.3 | 147.156 | 143.4 | 149.4241 | -179.3 | -189.8151 | -180.3 | -191.0558 | -184.7 | -195.8369 | -184.1 | -195.4384 | 261.2028 | 261.7283
2020-07-18 05:30 | -92 | -93.5575 | -21.0855 | 26.5002 | 110.9786 | 112.9495 | -93 | -94.3663 | -234.0701 | 236.8337 | -234.0701 | 236.8337 | 90.9718 | 122.439 | 143.1 | 147.9319 | 142.8 | 147.5659 | -178.8 | -187.5145 | -180.1 | -189.2703 | -184.7 | -194.1087 | -184.5 | -194.1039 | 267.7895 | 268.1349
2020-07-18 06:00 | -87 | -88.459 | -13.3402 | 21.371 | 107.4973 | 109.1063 | -87 | -88.459 | -231.2236 | 233.4357 | -231.2236 | 233.4357 | 84.8958 | 120.2978 | 141 | 145.231 | 143.1 | 147.4136 | -179.5 | -187.1894 | -179.8 | -187.9656 | -182.9 | -191.1352 | -184.1 | -192.5455 | 263.9879 | 264.3596
2020-07-18 06:30 | -88 | -88.459 | -10.2901 | 22.4816 | 108.2961 | 109.9781 | -88 | -89.4427 | -237.9411 | 239.9081 | -237.9411 | 239.9081 | 64.4715 | 108.2401 | 144.3 | 148.2285 | 143.4 | 147.2001 | -178.2 | -185.3269 | -180.3 | -188.1375 | -184.6 | -192.5054 | -183.9 | -191.8342 | 272.7304 | 273.9014
2020-07-18 07:00 | -86 | -86.3134 | -6.9988 | 22.8747 | 109.3741 | 110.8328 | -85 | -86.3134 | -241.9127 | 243.6051 | -241.9127 | 243.6051 | 45.9668 | 101.2321 | 143.7 | 147.7834 | 143.4 | 147.4218 | -178.5 | -186.117 | -180.3 | -188.1842 | -184.3 | -192.3603 | -184.4 | -192.5999 | 274.2033 | 277.0788
2020-07-18 07:30 | -79 | -80.2309 | -1.964 | 20.5631 | 105.9988 | 107.2438 | -79 | -80.2309 | -246.9881 | 247.8704 | -246.9881 | 247.8704 | 9.3241 | 86.3304 | 140.7 | 144.5869 | 142.2 | 146.047 | -177.3 | -184.5724 | -179.8 | -187.308 | -183.8 | -191.484 | -183.7 | -191.4161 | 284.465 | 288.0517
2020-07-18 08:00 | -83 | -84.0119 | -6.7476 | 15.5815 | 112.651 | 113.0177 | -83 | -84.1724 | -265.7617 | 265.8167 | -265.7617 | 265.8167 | -18.2013 | 84.1626 | 141.3 | 144.3876 | 142.8 | 145.8559 | -178.7 | -184.8029 | -181.4 | -187.3898 | -185.2 | -191.3192 | -185.1 | -191.1973 | 285.3395 | 291.9302
2020-07-18 08:30 | -84 | -84.2912 | -6.9699 | 14.9089 | 109.0646 | 109.4415 | -83 | -83.2166 | -266.4431 | 266.4521 | -266.4431 | 266.4521 | -25.9164 | 89.9433 | 142.2 | 145.0871 | 140.1 | 143.276 | -174.2 | -180.1711 | -179 | -184.841 | -183.1 | -189.0609 | -183 | -189.014 | 291.3171 | 299.4334
2020-07-18 09:00 | -87 | -87.2812 | -11.3923 | 18.1552 | 110.127 | 110.6079 | -87 | -87.2812 | -272.029 | 272.0413 | -272.029 | 272.0413 | -41.635 | 98.7388 | 137.4 | 140.7013 | 136.2 | 139.6612 | -170.4 | -176.5258 | -175.9 | -181.8406 | -180.1 | -186.157 | -180.1 | -186.157 | 316.9329 | 328.2985
2020-07-18 09:30 | -96 | -96.3328 | -23.2084 | 27.473 | 116.5757 | 117.0735 | -95 | -95.3363 | -278.7862 | 278.8244 | -278.7862 | 278.8244 | -46.6591 | 99.8123 | 133.2 | 136.2149 | 133.8 | 136.9279 | -166.9 | -172.4757 | -172.4 | -177.9016 | -176.4 | -182.0493 | -176.1 | -181.7339 | 317.7571 | 328.883
2020-07-18 10:00 | -91 | -91.5478 | -22.6112 | 27.0163 | 110.575 | 111.3271 | -91 | -91.5478 | -259.1786 | 259.4376 | -259.1786 | 259.4376 | -33.8306 | 99.7457 | 134.4 | 137.7075 | 134.4 | 137.9064 | -167.2 | -173.2804 | -171.5 | -177.4588 | -175.7 | -181.8004 | -175.3 | -181.3625 | 312.8982 | 324.0496
2020-07-18 10:30 | -98 | -98.8585 | -26.4269 | 31.8948 | 115.6696 | 116.6784 | -98 | -97.8673 | -264.0952 | 264.6015 | -264.0952 | 264.6015 | -8.4951 | 98.236 | 135.6 | 139.4171 | 134.7 | 138.7551 | -169.2 | -176.0139 | -172.3 | -179.1736 | -176.5 | -183.4728 | -176.8 | -183.707 | 303.1183 | 313.4948
2020-07-18 11:00 | -96 | -96.8762 | -16.4372 | 25.6134 | 116.0961 | 116.9021 | -96 | -96.8762 | -262.8703 | 263.3013 | -262.8703 | 263.3013 | 10.5046 | 102.1253 | 136.5 | 140.6466 | 135.6 | 139.9943 | -167.8 | -175.2344 | -173.5 | -180.9536 | -177.8 | -185.4742 | -177.5 | -185.2438 | 307.2775 | 317.7045
2020-07-18 11:30 | -109 | -110.0273 | -29.9083 | 37.2953 | 129.8046 | 130.7305 | -108 | -109.0367 | -286.4134 | 286.9121 | -286.4134 | 286.9121 | 21.1032 | 101.4874 | 135.9 | 140.0643 | 135.3 | 139.5555 | -168.5 | -175.7335 | -174 | -181.264 | -178 | -185.44 | -177.8 | -185.3325 | 308.9891 | 318.6677
2020-07-18 12:00 | -101 | -101.8332 | -24.7012 | 31.8704 | 127.271 | 127.9326 | -101 | -101.8332 | -277.9312 | 278.328 | -277.9312 | 278.328 | 2.3222 | 102.2691 | 134.7 | 139.1227 | 134.1 | 138.6175 | -167.6 | -174.8993 | -174.8 | -182.088 | -179.2 | -186.5088 | -178.7 | -186.1523 | 322.0294 | 333.0287
2020-07-18 12:30 | -104 | -104.69 | -20.2239 | 29.1049 | 128.9336 | 129.4789 | -104 | -103.6967 | -268.2815 | 268.8413 | -268.2815 | 268.8413 | -8.844 | 97.9169 | 135.3 | 139.4823 | 135.6 | 139.7733 | -168 | -175.1124 | -177.4 | -184.3659 | -182 | -189.1734 | -181.7 | -188.803 | 325.8004 | 337.3848
2020-07-18 13:00 | -109 | -109.6586 | -24.6901 | 30.8354 | 132.0561 | 132.5335 | -109 | -109.6586 | -285.8618 | 286.1368 | -285.8618 | 286.1368 | -21.8179 | 98.4439 | 135.6 | 139.4871 | 136.5 | 140.3622 | -169.4 | -175.9606 | -176.8 | -183.2788 | -180.9 | -187.445 | -180.6 | -187.1293 | 343.2659 | 354.8738
2020-07-18 13:30 | -112 | -112.641 | -24.2256 | 30.7068 | 138.9122 | 139.2006 | -112 | -112.5389 | -294.9891 | 295.132 | -294.9891 | 295.132 | -11.7506 | 90.9736 | 137.4 | 141.0319 | 135.6 | 139.2789 | -168.7 | -175.098 | -176.1 | -182.4983 | -180.4 | -186.8578 | -180.1 | -186.6205 | 348.3377 | 359.0713
2020-07-18 14:00 | -115 | -115.434 | -19.3065 | 26.388 | 134.3464 | 134.6834 | -115 | -115.434 | -290.0707 | 290.2668 | -290.0707 | 290.2668 | -40.1187 | 94.9775 | 136.8 | 140.1806 | 136.5 | 139.8878 | -168 | -173.9224 | -175.3 | -181.2095 | -179.3 | -185.2316 | -179.7 | -185.7194 | 355.9338 | 367.1643
2020-07-18 14:30 | -114 | -114.4378 | -24.1922 | 29.7958 | 137.0796 | 137.3363 | -114 | -114.3547 | -298.4495 | 298.5383 | -298.4495 | 298.5383 | -36.0048 | 91.5842 | 136.5 | 139.6303 | 136.8 | 139.9236 | -170.7 | -176.481 | -178.3 | -183.9893 | -183.2 | -189.0092 | -182.8 | -188.671 | 356.8549 | 367.7999
2020-07-18 15:00 | -105 | -105.2331 | -12.9365 | 21.6754 | 130.3034 | 130.4854 | -104 | -104.3072 | -289.6114 | 289.6412 | -289.6114 | 289.6412 | -38.8034 | 92.1997 | 133.5 | 136.5712 | 133.2 | 136.5366 | -165.8 | -171.5134 | -174 | -179.6748 | -178.1 | -183.845 | -178.2 | -183.9418 | 352.2895 | 363.1918
2020-07-18 15:30 | -105 | -105.2331 | -10.6511 | 19.0121 | 129.9798 | 130.1281 | -104 | -104.2353 | -291.8618 | 291.8644 | -291.8618 | 291.8644 | -44.2546 | 90.6299 | 138 | 140.7413 | 135.3 | 138.2691 | -168.9 | -174.2631 | -176.3 | -181.805 | -180.4 | -185.9525 | -180.5 | -186.0977 | 366.8417 | 375.848
2020-07-18 16:00 | -103 | -103.1746 | -8.3176 | 19.0843 | 133.5275 | 133.6713 | -103 | -103.2376 | -300.4371 | 300.4386 | -300.4371 | 300.4386 | -46.575 | 89.8618 | 136.2 | 139.1499 | 136.8 | 139.7372 | -170.9 | -176.3739 | -177.7 | -183.4327 | -182.1 | -187.8447 | -182.2 | -188.0154 | 381.1581 | 389.1712
2020-07-18 16:30 | -112 | -112.361 | -14.4804 | 24.8962 | 142.7365 | 142.9217 | -111 | -110.2905 | -319.0243 | 319.0283 | -319.0243 | 319.0283 | -60.9271 | 83.8272 | 135.3 | 138.6513 | 135.6 | 138.879 | -169.2 | -175.0049 | -177.6 | -183.0659 | -181.8 | -187.2376 | -182.1 | -187.6258 | 404.4452 | 411.3577
2020-07-18 17:00 | -111 | -111.7587 | -7.5412 | 25.6499 | 140.0104 | 140.3763 | -110 | -110.6526 | -321.073 | 321.0735 | -321.073 | 321.0735 | -71.6638 | 93.0873 | 137.4 | 140.5102 | 138.6 | 141.8734 | -171.9 | -177.6925 | -181 | -186.7292 | -185.5 | -191.2637 | -185.4 | -191.1424 | 420.4076 | 427.0773
2020-07-18 17:30 | -109 | -109.6586 | -2.4321 | 26.7716 | 141.675 | 141.859 | -108 | -108.5587 | -330.8828 | 331.0083 | -330.8828 | 331.0083 | -84.8772 | 104.9761 | 139.2 | 142.2709 | 139.8 | 142.858 | -174.2 | -179.9184 | -184 | -190.2084 | -188.8 | -195.055 | -188.8 | -195.055 | 445.4023 | 453.1775
2020-07-18 18:00 | -112 | -112 | -3.0876 | 19.7306 | 146.1426 | 146.1742 | -112 | -112 | -341.0177 | 341.9704 | -341.0177 | 341.9704 | -85.1134 | 108.796 | 138.3 | 141.6448 | 139.8 | 143.0459 | -173.6 | -179.7198 | -184.5 | -191.1474 | -189.2 | -195.9142 | -189.1 | -195.8753 | 475.6351 | 483.4654
2020-07-18 18:30 | -111 | -111.0045 | -0.038656 | 17.5997 | 142.1747 | 142.2054 | -110 | -110.0045 | -332.6224 | 333.514 | -332.6224 | 333.514 | -83.005 | 103.8145 | 139.2 | 142.9893 | 139.5 | 143.2132 | -173.4 | -180.082 | -184.3 | -191.5498 | -188.8 | -196.1251 | -189 | -196.3176 | 456.348 | 465.0334
2020-07-18 19:00 | -109 | -109.0183 | -0.91373 | 22.5083 | 137.4732 | 137.5742 | -108 | -108.0185 | -318.7241 | 318.8383 | -318.7241 | 318.8383 | -68.1784 | 89.9854 | 139.5 | 143.2813 | 139.8 | 143.9225 | -173.3 | -180.3411 | -183.9 | -191.428 | -188.5 | -196.1651 | -188.5 | -196.1928 | 447.3753 | 454.2242
2020-07-18 19:30 | -107 | -107.3778 | -3.4082 | 23.4649 | 138.1776 | 138.3653 | -107 | -107.3778 | -316.0226 | 316.0489 | -316.0226 | 316.0489 | -56.8579 | 84.3171 | 138.3 | 142.3942 | 138.6 | 142.6856 | -172.4 | -179.56 | -182.3 | -190.2083 | -186.8 | -194.7004 | -186.9 | -194.8246 | 438.7824 | 444.9434
2020-07-18 20:00 | -109 | -110.5486 | -5.1071 | 25.4468 | 138.1961 | 138.46 | -109 | -109.5536 | -312.4866 | 312.488 | -312.4866 | 312.488 | -50.8919 | 80.6477 | 138.3 | 142.9845 | 137.7 | 142.5584 | -171.8 | -179.9375 | -180.2 | -188.9002 | -184.8 | -193.6282 | -184.6 | -193.4075 | 409.8463 | 415.8401
2020-07-18 20:30 | -108 | -108.6646 | -6.2844 | 28.8747 | 134.7818 | 135.6111 | -108 | -108.5587 | -302.2159 | 302.5203 | -302.2159 | 302.5203 | -36.2964 | 77.9961 | 139.5 | 144.2214 | 138.6 | 143.4279 | -172.3 | -180.6838 | -180.5 | -187.7032 | -185.1 | -192.4286 | -184.7 | -192.1272 | 394.4576 | 405.091
2020-07-18 21:00 | -105 | -106.3673 | -8.2847 | 26.533 | 133.8572 | 134.7251 | -105 | -106.3673 | -296.1335 | 296.5924 | -296.1335 | 296.5924 | -29.4015 | 88.5086 | 139.5 | 142.8167 | 139.2 | 142.6537 | -174.5 | -180.797 | -181.6 | -187.8877 | -186 | -192.2952 | -185.8 | -192.1526 | 385.0301 | 394.9549
2020-07-18 21:30 | -104 | -105.5462 | -8.2248 | 26.4637 | 131.0046 | 132.1705 | -104 | -105.3803 | -274.6861 | 275.2181 | -274.6861 | 275.2181 | -20.0178 | 90.0591 | 139.5 | 142.8167 | 139.5 | 143.0786 | -173.6 | -179.8498 | -180.7 | -186.8699 | -185 | -191.4248 | -185 | -191.4562 | 371.5112 | 381.3631
2020-07-18 22:00 | -96 | -97.4936 | -3.9199 | 24.1359 | 121.2112 | 122.5719 | -96 | -97.4936 | -257.0452 | 257.9501 | -257.0452 | 257.9501 | -9.2874 | 89.235 | 133.8 | 138.1017 | 135.3 | 139.8544 | -168.9 | -176.288 | -175.2 | -182.5623 | -179.4 | -186.84 | -179.1 | -186.6081 | 342.3045 | 350.4628
2020-07-18 22:30 | -88 | -89.822 | 0.39857 | 23.6403 | 111.882 | 113.5868 | -87 | -88.8426 | -243.2963 | 244.4195 | -243.2963 | 244.4195 | 14.0757 | 91.3457 | 137.1 | 141.6718 | 137.7 | 142.4043 | -172 | -180.3978 | -177 | -185.4674 | -181.3 | -189.8998 | -181.4 | -190.1146 | 319.8298 | 325.6399
2020-07-18 23:00 | -70 | -71.8053 | 9.3756 | 19.828 | 96.0959 | 97.8398 | -70 | -71.5891 | -229.5781 | 230.8883 | -229.5781 | 230.8883 | 24.0237 | 90.107 | 140.1 | 144.7263 | 142.2 | 146.9097 | -176.6 | -185.0558 | -180 | -188.5462 | -184.3 | -192.9132 | -183.7 | -192.4888 | 285.0952 | 288.0994
2020-07-18 23:30 | -67 | -68.6586 | 12.2687 | 19.919 | 89.974 | 92.0355 | -66 | -67.4685 | -222.4434 | 223.4461 | -222.4434 | 223.4461 | 16.3256 | 82.2329 | 139.5 | 143.56 | 141.9 | 145.8237 | -176.9 | -184.2161 | -179.3 | -186.9409 | -183.9 | -191.6925 | -183.7 | -191.5572 | 276.4604 | 278.6809
2020-07-19 | -69 | -71.0634 | 6.483 | 17.1414 | 90.2518 | 93.074 | -68 | -70.0928 | -213.8579 | 216.0326 | -213.8579 | 216.0326 | 32.7644 | 95.5265 | 142.2 | 146.9097 | 140.4 | 145.0921 | -175.1 | -183.5048 | -177.3 | -185.9939 | -181.6 | -190.3954 | -181.2 | -190.1347 | 258.9991 | 260.362
2020-07-19 00:30 | -64 | -66.2193 | 7.4343 | 16.4681 | 84.5625 | 87.7535 | -64 | -66.2193 | -197.6993 | 200.5665 | -197.6993 | 200.5665 | 41.5669 | 97.6831 | 142.2 | 146.8346 | 143.1 | 147.7064 | -178.3 | -186.9474 | -179 | -187.8867 | -183.1 | -192.1272 | -182.7 | -191.8678 | 243.1511 | 244.2193
2020-07-19 01:00 | -61 | -63.3246 | 6.7834 | 15.0887 | 80.7162 | 84.2232 | -60 | -62.3618 | -185.6416 | 189.301 | -185.6416 | 189.301 | 54.4129 | 109.2082 | 142.5 | 148.0618 | 142.5 | 148.2258 | -178.2 | -188.5792 | -178.8 | -189.3758 | -183.1 | -193.8313 | -182.5 | -193.4297 | 234.4899 | 235.4407
2020-07-19 01:30 | -54 | -56.3205 | 10.5979 | 15.2907 | 73.0336 | 76.7481 | -54 | -56.3205 | -173.0557 | 176.7872 | -173.0557 | 176.7872 | 63.0753 | 124.3538 | 141.6 | 147.6975 | 143.4 | 149.5087 | -179 | -189.6306 | -178.6 | -188.3137 | -182.9 | -192.5515 | -182.4 | -192.489 | 213.9276 | 215.7675
2020-07-19 02:00 | -56 | -57.7235 | 8.8921 | 12.589 | 73.2852 | 76.3827 | -56 | -57.7235 | -167.9582 | 171.5052 | -167.9582 | 171.5052 | 79.1717 | 136.913 | 143.1 | 149.3922 | 142.8 | 149.4545 | -177.8 | -189.5404 | -177.7 | -188.2714 | -181.7 | -192.4104 | -181.4 | -192.3257 | 211.2069 | 213.129
2020-07-19 02:30 | -57 | -58.2495 | 6.4577 | 9.6613 | 73.7662 | 76.4502 | -56 | -57.2713 | -164.7017 | 168.0038 | -164.7017 | 168.0038 | 95.7069 | 147.2617 | 142.8 | 150.9406 | 142.5 | 150.6568 | -176.7 | -191.0711 | -177.1 | -190.2124 | -181.3 | -194.6338 | -180.4 | -194.0895 | 218.0482 | 219.1465
2020-07-19 03:00 | -58 | -59.0339 | 2.8433 | 6.3199 | 75.8518 | 78.2587 | -57 | -57.8705 | -166.2248 | 169.4484 | -166.2248 | 169.4484 | 116.9833 | 156.2964 | 141.6 | 148.3084 | 141.9 | 148.8644 | -176.5 | -188.847 | -177.9 | -188.4602 | -182 | -192.6938 | -181.6 | -192.5199 | 242.1278 | 247.0614
2020-07-19 03:30 | -58 | -59.2284 | 1.3304 | 6.241 | 76.3285 | 78.8964 | -58 | -59.0339 | -166.1617 | 169.6078 | -166.1617 | 169.6078 | 122.8963 | 164.8725 | 142.5 | 149.5271 | 141.3 | 148.2926 | -175.4 | -187.6058 | -176.7 | -187.1911 | -180.9 | -191.5892 | -180.4 | -191.3439 | 233.8631 | 239.5774
2020-07-19 04:00 | -61 | -62.1691 | -0.25608 | 5.0844 | 76.6945 | 79.158 | -61 | -61.9839 | -166.1517 | 169.5978 | -166.1517 | 169.5978 | 121.711 | 163.1748 | 142.5 | 148.5606 | 139.8 | 146.6813 | -174.6 | -186.4817 | -176 | -186.2713 | -180.4 | -190.7893 | -179.9 | -190.5792 | 232.4061 | 238.1678
2020-07-19 04:30 | -57 | -57.7062 | 2.714 | 5.0238 | 74.5815 | 76.7189 | -56 | -56.7186 | -164.5943 | 167.7327 | -164.5943 | 167.7327 | 128.3747 | 166.4338 | 141 | 147.6463 | 142.8 | 149.1048 | -177.3 | -188.4635 | -178.7 | -188.3137 | -182.9 | -192.5837 | -182.5 | -192.52 | 235.1312 | 240.8858
2020-07-19 05:00 | -51 | -51.6236 | 6.9171 | 7.4551 | 70.2364 | 72.3023 | -52 | -52.6118 | -160.9002 | 163.8678 | -160.9002 | 163.8678 | 126.3725 | 164.8221 | 141.9 | 147.7322 | 142.5 | 148.3921 | -177.9 | -188.0676 | -178.2 | -186.8821 | -182.9 | -191.7555 | -182.6 | -191.8032 | 239.7304 | 245.5379
2020-07-19 05:30 | -55 | -55.7315 | 5.3239 | 6.3781 | 72.7512 | 74.8725 | -55 | -55.5788 | -165.4432 | 168.4574 | -165.4432 | 168.4574 | 123.8407 | 164.2456 | 140.4 | 146.8959 | 141.6 | 147.6975 | -176 | -186.4356 | -177.8 | -186.8125 | -182.1 | -191.144 | -181.6 | -190.913 | 240.0547 | 244.8534
2020-07-19 06:00 | -56 | -56.5685 | 4.7076 | 6.3653 | 74.4216 | 76.4139 | -56 | -56.5685 | -167.9737 | 170.4853 | -167.9737 | 170.4853 | 126.1436 | 163.3528 | 142.2 | 147.7731 | 141.9 | 147.5665 | -177.7 | -187.8459 | -178.9 | -187.5798 | -183 | -191.7312 | -183.1 | -192.1879 | 250.0213 | 254.4372
2020-07-19 06:30 | -53 | -53.6004 | 9.0129 | 10.2183 | 72.6184 | 74.5609 | -53 | -53.6004 | -167.87 | 169.9429 | -167.87 | 169.9429 | 113.6185 | 156.7286 | 142.5 | 148.2258 | 141.9 | 147.816 | -176.5 | -186.8092 | -178.5 | -187.2285 | -182.8 | -191.7555 | -182.6 | -191.7115 | 254.9269 | 259.0511
2020-07-19 07:00 | -53 | -53.4603 | 9.9143 | 10.9165 | 73.5779 | 75.1165 | -54 | -54.4518 | -168.5286 | 170.0345 | -168.5286 | 170.0345 | 107.8448 | 148.5093 | 141 | 146.3745 | 141.3 | 146.4249 | -175.6 | -184.8681 | -178.5 | -186.2878 | -182.6 | -190.4742 | -182.3 | -190.3873 | 262.1282 | 266.4887
2020-07-19 07:30 | -50 | -50.3587 | 13.6635 | 14.7844 | 70.7933 | 72.5534 | -49 | -49.366 | -171.7986 | 173.3001 | -171.7986 | 173.3001 | 93.6147 | 142.0199 | 139.5 | 144.2214 | 141.9 | 146.4694 | -176.8 | -185.0389 | -180.8 | -187.8012 | -185.5 | -192.543 | -185 | -192.2778 | 290.3966 | 291.9446
2020-07-19 08:00 | -55 | -55.5788 | 10.1357 | 12.2808 | 77.1002 | 78.824 | -55 | -55.5788 | -187.6218 | 188.8204 | -187.6218 | 188.8204 | 70.2537 | 125.6063 | 136.8 | 141.6115 | 139.2 | 144.0306 | -173.5 | -182.0695 | -178.5 | -185.6703 | -183 | -190.2173 | -182.6 | -189.9974 | 301.517 | 303.4846
2020-07-19 08:30 | -66 | -66.9104 | 3.629 | 10.2198 | 85.5987 | 87.2047 | -66 | -66.7533 | -201.8358 | 202.7795 | -201.8358 | 202.7795 | 54.4902 | 113.7714 | 141.3 | 146.1148 | 138.6 | 143.6621 | -172.8 | -181.7713 | -179 | -187.1129 | -183.4 | -191.6427 | -183.3 | -191.722 | 300.2986 | 302.006
2020-07-19 09:00 | -75 | -75.9539 | -7.184 | 13.3328 | 93.8677 | 95.6279 | -75 | -75.9539 | -213.3279 | 214.4417 | -213.3279 | 214.4417 | 31.9606 | 104.4004 | 141.9 | 146.3219 | 138.6 | 143.2747 | -173.4 | -181.6733 | -180.3 | -187.816 | -184.6 | -192.1685 | -184.6 | -192.3361 | 317.5864 | 318.766
2020-07-19 09:30 | -81 | -82.0366 | -21.1167 | 23.6274 | 98.0629 | 99.9153 | -81 | -81.8841 | -215.3193 | 216.7769 | -215.3193 | 216.7769 | 30.9014 | 100.2319 | 139.2 | 142.9209 | 138 | 141.9609 | -171.5 | -178.3902 | -178.9 | -185.2723 | -183.5 | -189.8012 | -183.3 | -189.7364 | 347.599 | 348.4667
2020-07-19 10:00 | -87 | -88.1192 | -28.6199 | 30.6765 | 100.5032 | 102.5453 | -86 | -87.1321 | -214.4033 | 216.3357 | -214.4033 | 216.3357 | 33.6335 | 100.5441 | 137.7 | 141.4604 | 137.7 | 141.599 | -172 | -178.7072 | -180.8 | -186.9355 | -185 | -191.1759 | -185.1 | -191.3485 | 366.3729 | 366.8256
2020-07-19 10:30 | -85 | -86.3134 | -31.6985 | 33.8943 | 98.3688 | 100.9776 | -84 | -85.5102 | -217.5424 | 220.3078 | -217.5424 | 220.3078 | 27.0522 | 112.2744 | 137.7 | 142.3281 | 136.8 | 141.9263 | -170.3 | -178.6262 | -178 | -185.1897 | -182.6 | -189.8052 | -182.3 | -189.7091 | 354.0305 | 354.1825
2020-07-19 11:00 | -92 | -94.3663 | -41.4401 | 44.9507 | 104.6546 | 108.4113 | -92 | -94.3663 | -221.03 | 225.6147 | -221.03 | 225.6147 | 8.9961 | 113.8586 | 118.5 | 124.6593 | 117.6 | 123.8982 | -147.5 | -155.5526 | -155.7 | -161.7705 | -159.7 | -165.8109 | -159 | -165.2725 | 342.7979 | 342.8102
2020-07-19 11:30 | -98 | -100.6628 | -49.0224 | 52.1997 | 107.4119 | 111.4672 | -97 | -99.6895 | -226.2576 | 231.2126 | -226.2576 | 231.2126 | 16.3047 | 103.9782 | 106.5 | 112.3243 | 106.8 | 112.42 | -134.5 | -140.9948 | -142.2 | -147.2416 | -145.7 | -150.8293 | -145.7 | -150.9072 | 338.3929 | 338.5138
2020-07-19 12:00 | -107 | -110.8603 | -52.9696 | 58.106 | 119.6039 | 124.1211 | -106 | -109.8954 | -250.3498 | 255.7247 | -250.3498 | 255.7247 | 21.7033 | 93.9237 | 109.5 | 115.08 | 108.3 | 113.6537 | -135.9 | -141.9789 | -144.3 | -149.0931 | -148.1 | -152.9472 | -147.6 | -152.4131 | 325.0298 | 325.6488
2020-07-19 12:30 | -104 | -107.7033 | -50.8833 | 55.6639 | 116.5691 | 121.1325 | -103 | -106.48 | -251.1703 | 256.2695 | -251.1703 | 256.2695 | 11.6795 | 96.0841 | 108.3 | 113.6624 | 106.5 | 112.0415 | -134.1 | -140.5533 | -142.4 | -147.5389 | -146.2 | -151.3641 | -145.9 | -151.2311 | 325.2816 | 325.8668
2020-07-19 13:00 | -104 | -107.9676 | -57.3119 | 60.9747 | 113.8421 | 118.4838 | -104 | -107.9676 | -249.0612 | 253.8212 | -249.0612 | 253.8212 | 4.5641 | 96.8032 | 106.5 | 112.135 | 107.4 | 113.2729 | -134.4 | -141.2336 | -142.7 | -148.0394 | -146.4 | -151.8455 | -146 | -151.5243 | 327.8177 | 328.3316
2020-07-19 13:30 | -103 | -105.7592 | -43.127 | 47.2685 | 117.3785 | 120.7404 | -102 | -104.7855 | -249.9855 | 253.7446 | -249.9855 | 253.7446 | -9.6114 | 91.93 | 106.5 | 111.4955 | 108.9 | 113.7036 | -136.7 | -142.0583 | -143.9 | -148.3348 | -148.1 | -152.5307 | -147.5 | -152.0456 | 344.816 | 345.6037
2020-07-19 14:00 | -111 | -112.7874 | -55.5315 | 57.3575 | 122.4706 | 124.7613 | -110 | -111.8034 | -256.8667 | 259.3184 | -256.8667 | 259.3184 | -31.1369 | 103.2495 | 106.8 | 112.1422 | 107.7 | 113.1827 | -134.8 | -140.9264 | -143.7 | -148.3494 | -147.5 | -152.3163 | -147.2 | -152.0089 | 355.8928 | 355.9482
2020-07-19 14:30 | -105 | -106.5317 | -52.0376 | 53.6198 | 118.0819 | 120.4471 | -104 | -105.3803 | -257.2655 | 259.4784 | -257.2655 | 259.4784 | -24.821 | 100.7694 | 105.3 | 110.2605 | 105 | 110.0636 | -131.2 | -136.817 | -141 | -145.4493 | -145 | -149.5724 | -144.8 | -149.3539 | 372.662 | 372.7471
2020-07-19 15:00 | -94 | -95.5249 | -37.575 | 39.757 | 111.5032 | 113.9972 | -94 | -95.352 | -263.2571 | 264.8926 | -263.2571 | 264.8926 | 2.4072 | 101.6138 | 123 | 127.7468 | 126.3 | 131.2485 | -158.1 | -165.3719 | -163.6 | -169.5704 | -167.6 | -173.6664 | -167.1 | -173.1839 | 343.9252 | 344.1196
2020-07-19 15:30 | -107 | -109.444 | -39.7469 | 44.6671 | 124.1414 | 127.1405 | -106 | -108.4666 | -277.0489 | 279.2853 | -277.0489 | 279.2853 | 8.4313 | 114.2943 | 136.8 | 141.3815 | 138 | 143.0833 | -171.9 | -180.4235 | -178.5 | -185.2096 | -183.5 | -190.2956 | -182.8 | -189.6473 | 367.5316 | 367.5369
2020-07-19 16:00 | -102 | -104.1393 | -21.2688 | 29.3802 | 120.9042 | 122.9305 | -103 | -104.9238 | -277.9913 | 279.0754 | -277.9913 | 279.0754 | -6.0999 | 117.714 | 137.1 | 141.4477 | 136.8 | 141.2312 | -171 | -178.6157 | -178.4 | -184.4111 | -183 | -189.039 | -182.7 | -188.8242 | 376.2394 | 376.2399
2020-07-19 16:30 | -106 | -108.4666 | -19.218 | 30.9179 | 124.6246 | 126.7913 | -107 | -109.2383 | -292.6689 | 293.5034 | -292.6689 | 293.5034 | -24.6843 | 110.6321 | 139.5 | 143.9215 | 137.4 | 141.7385 | -172.2 | -179.7362 | -180.8 | -186.8595 | -185.2 | -191.2941 | -185 | -191.1759 | 405.2242 | 405.292
2020-07-19 17:00 | -102 | -103.5761 | -9.765 | 26.0058 | 129.923 | 131.2211 | -102 | -103.5761 | -308.6506 | 308.8265 | -308.6506 | 308.8265 | -34.6965 | 92.6879 | 140.4 | 144.4346 | 139.2 | 143.1978 | -174.4 | -181.1926 | -183.8 | -189.7637 | -188.6 | -194.6123 | -188.4 | -194.4432 | 425.2642 | 425.3985
2020-07-19 17:30 | -100 | -104.9952 | 0.37745 | 40.8277 | 128.7699 | 131.8014 | -100 | -104.6948 | -310.6188 | 311.444 | -310.6188 | 311.444 | -43.6305 | 106.9696 | 139.5 | 143.2132 | 139.2 | 142.9893 | -173.6 | -180.2746 | -184 | -189.8831 | -188.6 | -194.4409 | -188.4 | -194.3201 | 462.1159 | 462.2847
2020-07-19 18:00 | -94 | -98.9798 | 11.3149 | 43.6505 | 123.4761 | 126.2938 | -94 | -98.6712 | -308.376 | 308.909 | -308.376 | 308.909 | -65.2509 | 119.2866 | 136.8 | 141.0102 | 135.3 | 139.7733 | -168.3 | -175.5417 | -180.7 | -187.0696 | -185.6 | -191.9848 | -185 | -191.3281 | 482.2831 | 482.2917
2020-07-19 18:30 | -82 | -86.6487 | 22.2325 | 45.8486 | 111.4762 | 114.5791 | -82 | -86.6487 | -291.9194 | 292.3959 | -291.9194 | 292.3959 | -50.2268 | 106.757 | 136.5 | 141.0912 | 138.3 | 142.9087 | -172.4 | -180.2749 | -184.8 | -192.5561 | -189.2 | -197.0042 | -189.1 | -196.9082 | 473.0198 | 473.1068
2020-07-19 19:00 | -88 | -93.3006 | 14.48 | 45.5495 | 118.0825 | 121.6599 | -88 | -93.3006 | -297.3337 | 298.2821 | -297.3337 | 298.2821 | -40.802 | 105.8537 | 139.5 | 144.2978 | 138.6 | 143.7413 | -173.5 | -181.9185 | -184.6 | -192.9653 | -189.5 | -197.9447 | -189.2 | -197.6864 | 471.7565 | 471.9427
2020-07-19 19:30 | -86 | -91.7606 | 15.4103 | 40.0026 | 114.278 | 117.1187 | -86 | -91.7606 | -286.5085 | 287.3182 | -286.5085 | 287.3182 | -26.1557 | 105.1999 | 137.4 | 142.5846 | 138.3 | 143.5321 | -172.3 | -180.8395 | -183.1 | -191.5308 | -187.7 | -196.2805 | -187.6 | -196.1849 | 456.5322 | 456.6407
2020-07-19 20:00 | -87 | -87.2812 | 11.1574 | 21.7662 | 116.1439 | 116.4561 | -87 | -87.2812 | -284.1405 | 284.1571 | -284.1405 | 284.1571 | -16.4909 | 104.217 | 137.4 | 141.6651 | 138 | 142.3939 | -173 | -180.3607 | -183.4 | -190.0673 | -187.7 | -194.4007 | -187.5 | -194.286 | 439.7134 | 439.8278
2020-07-19 20:30 | -89 | -91.0055 | 7.7067 | 28.299 | 117.3926 | 119.0472 | -88 | -89.822 | -280.9119 | 281.432 | -280.9119 | 281.432 | -10.9239 | 101.6732 | 139.2 | 143.7028 | 138.6 | 142.9754 | -172.2 | -180.0544 | -182.3 | -189.4227 | -186.8 | -193.9722 | -186.8 | -194.0103 | 421.8565 | 422.1336
2020-07-19 21:00 | -88 | -90.0278 | 6.152 | 27.6252 | 115.023 | 117.0073 | -88 | -91.0055 | -272.8938 | 273.7621 | -272.8938 | 273.7621 | 3.1228 | 101.5852 | 139.2 | 144.1627 | 137.7 | 142.5846 | -172.7 | -181.2162 | -182 | -189.0376 | -186.3 | -193.4479 | -185.9 | -193.0897 | 401.4679 | 402.6806
2020-07-19 21:30 | -83 | -85.3756 | 10.6184 | 28.2418 | 106.7885 | 108.9812 | -83 | -85.3756 | -259.4344 | 260.5016 | -259.4344 | 260.5016 | 15.7068 | 107.6885 | 138.3 | 143.9406 | 138.6 | 144.5654 | -170 | -179.7189 | -179.1 | -187.2086 | -183.6 | -191.7762 | -183.3 | -191.7008 | 391.2186 | 392.5562
2020-07-19 22:00 | -80 | -82 | 6.8284 | 23.986 | 105.8241 | 107.9353 | -80 | -81.7863 | -248.725 | 250.2563 | -248.725 | 250.2563 | 40.3641 | 114.3011 | 137.1 | 142.0572 | 135.6 | 140.6898 | -171 | -179.6006 | -180.3 | -187.5384 | -184.8 | -192.0854 | -184.9 | -192.291 | 385.778 | 386.4427
2020-07-19 22:30 | -74 | -76.1577 | 10.4753 | 23.8123 | 95.9821 | 98.5138 | -73 | -75.1864 | -235.2124 | 237.0597 | -235.2124 | 237.0597 | 65.0146 | 127.1413 | 138.6 | 143.8211 | 137.7 | 143.1163 | -170.6 | -179.4937 | -178.5 | -186.2022 | -183.1 | -190.9535 | -182.7 | -190.7128 | 372.924 | 374.2892
2020-07-19 23:00 | -64 | -65.5134 | 13.5442 | 21.0756 | 88.4832 | 90.4715 | -64 | -65.307 | -221.085 | 222.5848 | -221.085 | 222.5848 | 85.589 | 129.8661 | 138.3 | 142.6111 | 138.6 | 143.0494 | -173 | -180.3043 | -179.3 | -185.588 | -184 | -190.3357 | -183.7 | -190.2452 | 354.3651 | 355.7485
2020-07-19 23:30 | -57 | -58.4637 | 21.2306 | 25.7659 | 79.1091 | 81.3734 | -57 | -58.4637 | -214.8718 | 216.1483 | -214.8718 | 216.1483 | 79.4716 | 128.061 | 138.9 | 143.193 | 140.1 | 144.1431 | -175.4 | -183.0885 | -180.9 | -187.5238 | -185.7 | -192.3917 | -185.5 | -192.3831 | 345.6399 | 347.1104
2020-07-20 | -47 | -48.5077 | 26.339 | 29.0263 | 68.7867 | 71.5832 | -47 | -48.5077 | -192.0032 | 193.946 | -192.0032 | 193.946 | 82.4995 | 135.0756 | 137.7 | 142.3281 | 139.8 | 144.5116 | -173.5 | -181.5613 | -178.5 | -185.4246 | -183.4 | -190.2627 | -182.6 | -189.7507 | 324.4481 | 326.1133
2020-07-20 00:30 | -40 | -41.4849 | 29.2173 | 30.5998 | 61.4262 | 64.356 | -40 | -41.2311 | -173.7163 | 176.0538 | -173.7163 | 176.0538 | 93.9245 | 140.7115 | 138.9 | 143.34 | 139.5 | 144.6887 | -174.2 | -181.9393 | -179.4 | -186.7564 | -183.6 | -190.9176 | -183.2 | -190.852 | 304.102 | 306.088
2020-07-20 01:00 | -40 | -41.2311 | 26.5023 | 27.9355 | 61.9942 | 65.0653 | -40 | -41.2311 | -168.5413 | 171.6806 | -168.5413 | 171.6806 | 96.9684 | 143.9134 | 139.5 | 143.9956 | 141.9 | 146.3954 | -176.7 | -184.5061 | -180.3 | -187.7601 | -185 | -192.525 | -184.6 | -192.3923 | 293.1153 | 295.8965
2020-07-20 01:30 | -44 | -45.3542 | 20.8871 | 22.4374 | 64.5297 | 67.391 | -44 | -45.3542 | -171.8288 | 174.7761 | -171.8288 | 174.7761 | 113.4784 | 153.8452 | 139.2 | 143.8552 | 139.5 | 144.1456 | -176 | -183.9809 | -179.6 | -187.2569 | -184 | -191.7321 | -183.7 | -191.7282 | 292.088 | 294.6242
2020-07-20 02:00 | -44 | -44.911 | 20.2123 | 21.323 | 63.9398 | 66.354 | -44 | -45.1221 | -165.0916 | 168.0262 | -165.0916 | 168.0262 | 122.6254 | 158.5315 | 140.4 | 144.3645 | 141 | 144.8789 | -174.8 | -182.0763 | -177.7 | -185.3396 | -182.1 | -189.9178 | -181.6 | -189.7959 | 282.6508 | 285.5813
2020-07-20 02:30 | -45 | -45.8912 | 19.2863 | 20.3764 | 63.3591 | 65.9867 | -45 | -45.8912 | -161.3332 | 164.6102 | -161.3332 | 164.6102 | 126.2608 | 161.7363 | 141 | 145.018 | 139.2 | 143.2684 | -174.1 | -181.4161 | -176.8 | -184.6019 | -181.3 | -189.2283 | -180.9 | -189.1428 | 276.4309 | 279.2323
2020-07-20 03:00 | -41 | -41.9762 | 23.5544 | 24.2573 | 58.4853 | 61.3843 | -42 | -42.9535 | -152.5804 | 156.2089 | -152.5804 | 156.2089 | 124.0272 | 163.2658 | 141 | 145.1594 | 141.3 | 145.6669 | -172.7 | -180.3588 | -174.9 | -183.0465 | -179.5 | -187.8548 | -179.4 | -188.0867 | 261.0636 | 263.95
2020-07-20 03:30 | -33 | -34.2053 | 28.1692 | 28.7313 | 53.0838 | 56.375 | -34 | -34.9285 | -142.7252 | 146.6859 | -142.7252 | 146.6859 | 120.187 | 160.2197 | 141.6 | 146.031 | 141.6 | 146.031 | -175.1 | -182.9164 | -176.6 | -184.8183 | -181 | -189.3766 | -180.6 | -189.2615 | 246.5262 | 250.6593
2020-07-20 04:00 | -35 | -36.1386 | 27.3777 | 28.0235 | 54.8286 | 57.982 | -35 | -36.1386 | -144.654 | 148.675 | -144.654 | 148.675 | 121.7655 | 160.2387 | 141 | 145.231 | 139.8 | 144.3608 | -177.3 | -185.0235 | -178.7 | -186.7677 | -183.6 | -191.7762 | -183.1 | -191.5896 | 249.3949 | 253.431
2020-07-20 04:30 | -33 | -33.7343 | 30.7902 | 31.2498 | 53.2861 | 55.9141 | -33 | -33.7343 | -143.5097 | 146.8013 | -143.5097 | 146.8013 | 119.6956 | 158.1755 | 141.6 | 145.6716 | 141.3 | 145.5223 | -176.1 | -183.6738 | -177.9 | -185.9151 | -182.2 | -190.3783 | -181.5 | -189.9427 | 254.6673 | 258.3798
2020-07-20 05:00 | -40 | -40.7922 | 25.7968 | 26.3764 | 61.5157 | 63.5634 | -40 | -40.7922 | -156.0773 | 158.7577 | -156.0773 | 158.7577 | 117.3465 | 153.8415 | 140.4 | 144.3645 | 143.1 | 147.1301 | -178.2 | -185.0817 | -180.1 | -187.4441 | -184.6 | -192.1685 | -184.1 | -191.8281 | 266.1195 | 269.3828
2020-07-20 05:30 | -38 | -38.4708 | 35.8506 | 36.2007 | 59.4861 | 60.6789 | -38 | -38.4708 | -156.6866 | 158.0353 | -156.6866 | 158.0353 | 98.9842 | 136.8084 | 139.5 | 143.2813 | 141.6 | 145.3945 | -176 | -182.9918 | -178.2 | -185.604 | -182.7 | -190.2322 | -182.2 | -189.9205 | 285.0769 | 288.368
2020-07-20 06:00 | -37 | -37.2156 | 42.2638 | 42.9693 | 60.707 | 61.458 | -36 | -36.2215 | -163.7199 | 164.419 | -163.7199 | 164.419 | 80.8029 | 129.2723 | 139.8 | 142.9827 | 140.1 | 143.4028 | -175.5 | -181.5558 | -178.5 | -185.1298 | -182.9 | -189.6112 | -182.6 | -189.4545 | 296.9703 | 298.2912
2020-07-20 06:30 | -42 | -42.107 | 45.3447 | 47.0282 | 69.6213 | 69.9214 | -41 | -41.1096 | -188.6858 | 188.7594 | -188.6858 | 188.7594 | 37.6887 | 92.1836 | 137.7 | 141.257 | 139.5 | 143.0786 | -172.5 | -178.8772 | -176.1 | -182.5603 | -180.3 | -187.0246 | -180.1 | -186.8851 | 314.84 | 315.2674
2020-07-20 07:00 | -43 | -43.1856 | 49.3015 | 52.1646 | 76.9261 | 77.2301 | -43 | -43.1856 | -206.8522 | 206.8594 | -206.8522 | 206.8594 | 5.8637 | 76.3058 | 137.4 | 140.637 | 138.9 | 142.1664 | -173.2 | -179.2302 | -179.9 | -186.2193 | -184.6 | -191.0698 | -184.2 | -190.7092 | 384.9338 | 385.0441
2020-07-20 07:30 | -49 | -49.163 | 50.6695 | 52.9527 | 82.1336 | 82.1473 | -49 | -49.163 | -227.6344 | 228.5557 | -227.6344 | 228.5557 | -30.4273 | 51.6665 | 137.1 | 139.2895 | 137.1 | 139.3967 | -169.9 | -173.9462 | -178.9 | -186 | -183.2 | -190.5466 | -182.8 | -190.162 | 420.9524 | 421.5348
2020-07-20 08:00 | -46 | -46.6905 | 60.3991 | 62.2691 | 80.4503 | 80.7336 | -44 | -44.7214 | -232.9428 | 234.8985 | -232.9428 | 234.8985 | -85.9029 | 93.0842 | 124.5 | 125.8817 | 124.5 | 126.1121 | -156.2 | -158.432 | -168.6 | -173.3728 | -172.3 | -177.3287 | -172.2 | -176.9444 | 466.1708 | 466.6776
2020-07-20 08:30 | -53 | -53.1507 | 57.0614 | 59.6115 | 81.5966 | 81.665 | -53 | -53.2353 | -231.8493 | 233.0695 | -231.8493 | 233.0695 | -90.0014 | 103.3549 | 128.1 | 130.2197 | 128.1 | 130.3289 | -158.4 | -162.0079 | -172 | -178.7616 | -175.9 | -182.8957 | -176.1 | -182.9247 | 483.2608 | 483.4034
2020-07-20 09:00 | -54 | -54.1479 | 46.2481 | 48.6227 | 86.0079 | 86.0882 | -53 | -53.1507 | -237.4079 | 238.5436 | -237.4079 | 238.5436 | -88.3191 | 104.2632 | 133.5 | 135.5353 | 132 | 134.2727 | -165.2 | -168.9085 | -178.6 | -185.4024 | -182.6 | -189.5347 | -182.5 | -189.3581 | 465.3897 | 465.4781
2020-07-20 09:30 | -55 | -55.3263 | 38.9932 | 40.3116 | 85.043 | 85.1951 | -55 | -55.3263 | -230.5863 | 231.7718 | -230.5863 | 231.7718 | -79.6795 | 96.1032 | 135.3 | 137.9677 | 134.4 | 137.0264 | -166.1 | -170.709 | -178.7 | -186.5942 | -182.9 | -191.1352 | -182.6 | -190.617 | 435.3196 | 435.5971
2020-07-20 10:00 | -50 | -50.636 | 39.3598 | 40.1241 | 80.206 | 80.4516 | -50 | -50.636 | -215.1452 | 216.1537 | -215.1452 | 216.1537 | -63.8161 | 91.3993 | 138 | 140.5592 | 135 | 137.7327 | -169.1 | -173.8823 | -179.3 | -186.772 | -183.3 | -190.976 | -183.1 | -190.7841 | 410.8219 | 410.9033
2020-07-20 10:30 | -60 | -60.2993 | 35.3181 | 36.9956 | 84.7751 | 84.8694 | -59 | -59.3043 | -219.5353 | 220.1269 | -219.5353 | 220.1269 | -47.2857 | 94.4954 | 138.3 | 141.2669 | 138.3 | 141.206 | -170.4 | -175.6201 | -179.1 | -186.6925 | -183.2 | -190.9645 | -182.9 | -190.5921 | 419.3725 | 419.3726
2020-07-20 11:00 | -75 | -75.2396 | 21.243 | 24.0082 | 104.8324 | 105.034 | -75 | -75.2396 | -247.9604 | 248.6928 | -247.9604 | 248.6928 | -64.6267 | 106.4774 | 135 | 137.6735 | 136.2 | 138.9683 | -173.1 | -177.8893 | -183.6 | -187.9709 | -188.4 | -192.8309 | -187.8 | -192.2021 | 433.5446 | 436.6306
2020-07-20 11:30 | -76 | -76.2365 | 23.7237 | 26.9115 | 107.5657 | 107.8301 | -76 | -76.2365 | -254.1039 | 255.0313 | -254.1039 | 255.0313 | -67.4812 | 106.5135 | 135.6 | 137.9769 | 135 | 137.5571 | -171 | -175.2805 | -181.6 | -185.657 | -186.1 | -190.2666 | -185.7 | -189.7101 | 442.4552 | 445.1132
2020-07-20 12:00 | -82 | -82.1523 | 10.6865 | 15.3349 | 110.4771 | 110.5821 | -82 | -82.2192 | -249.8388 | 250.2422 | -249.8388 | 250.2422 | -70.8093 | 98.1802 | 130.8 | 133.4376 | 130.2 | 133.3472 | -163.6 | -168.2308 | -175.6 | -180.255 | -179.6 | -184.265 | -179.6 | -184.176 | 455.4344 | 458.7739
2020-07-20 12:30 | -91 | -91.0879 | 12.0171 | 18.4454 | 120.5618 | 120.7254 | -89 | -89.0505 | -257.5375 | 257.9299 | -257.5375 | 257.9299 | -72.4109 | 97.4316 | 129 | 131.9195 | 131.4 | 134.0258 | -164.3 | -169.0518 | -176.9 | -181.5744 | -181.5 | -186.2064 | -181.3 | -185.9446 | 453.1318 | 456.3256
2020-07-20 13:00 | -80 | -80.1561 | 10.8297 | 14.0217 | 108.6396 | 108.8066 | -79 | -79.1581 | -244.7108 | 245.1957 | -244.7108 | 245.1957 | -68.8718 | 95.9226 | 131.7 | 134.3792 | 130.8 | 133.4376 | -164.3 | -168.7277 | -178 | -182.3301 | -182.4 | -186.7345 | -182.6 | -186.9085 | 459.1198 | 462.5518
2020-07-20 13:30 | -75 | -75.0267 | 22.8144 | 26.88 | 104.5754 | 104.6119 | -76 | -75.0267 | -239.3026 | 239.5174 | -239.3026 | 239.5174 | -59.6679 | 89.6502 | 131.7 | 134.8122 | 132.3 | 135.5927 | -164.1 | -169.0716 | -176.9 | -181.7255 | -181.3 | -186.2605 | -181.3 | -186.1632 | 422.2038 | 424.5699
2020-07-20 14:00 | -75 | -75.0067 | 7.8989 | 11.3184 | 98.4489 | 98.4493 | -75 | -75.0067 | -228.4022 | 228.4714 | -228.4022 | 228.4714 | -38.7954 | 76.0395 | 131.7 | 135.4147 | 132 | 135.7764 | -163.2 | -169.1057 | -174.2 | -180.0189 | -179 | -184.891 | -178.6 | -184.4787 | 410.2449 | 411.6794
2020-07-20 14:30 | -70 | -70.2567 | 22.2314 | 23.6918 | 98.4127 | 98.5455 | -70 | -70.2567 | -229.1451 | 229.5986 | -229.1451 | 229.5986 | -48.607 | 78.3782 | 131.7 | 134.6228 | 134.4 | 137.3885 | -165.9 | -170.9152 | -175.6 | -181.1754 | -180.2 | -185.8074 | -180 | -185.6862 | 411.54 | 413.1648
2020-07-20 15:00 | -69 | -69.1809 | 29.3209 | 30.2478 | 95.3811 | 95.5635 | -68 | -68.2642 | -224.3776 | 224.9226 | -224.3776 | 224.9226 | -40.6423 | 75.1868 | 135.9 | 138.9806 | 135.6 | 138.8145 | -167.6 | -173.1281 | -175 | -181.0725 | -179.3 | -185.4086 | -179.5 | -185.6188 | 396.7841 | 398.578
2020-07-20 15:30 | -70 | -70.3491 | 32.8386 | 33.974 | 101.2569 | 101.5875 | -69 | -69.3542 | -232.1448 | 232.8062 | -232.1448 | 232.8062 | -48.6203 | 83.9792 | 136.2 | 139.4648 | 136.2 | 139.5297 | -170 | -175.6772 | -180.2 | -186.3808 | -184.2 | -190.4526 | -184.2 | -190.4272 | 412.7186 | 414.7023
2020-07-20 16:00 | -59 | -58.6941 | 41.2882 | 41.8565 | 91.6154 | 92.0391 | -60 | -60.8276 | -228.259 | 229.3422 | -228.259 | 229.3422 | -68.0723 | 94.9855 | 137.1 | 140.1543 | 136.5 | 139.6303 | -171 | -176.2992 | -178.6 | -184.4287 | -183 | -188.8895 | -182.9 | -188.7678 | 400.3142 | 401.6258
2020-07-20 16:30 | -50 | -51.1957 | 49.3359 | 49.5548 | 86.3658 | 87.1023 | -50 | -51.1957 | -225.3158 | 226.9749 | -225.3158 | 226.9749 | -80.0191 | 105.8947 | 136.2 | 138.735 | 137.1 | 139.7916 | -173 | -177.908 | -181.1 | -186.6312 | -185.7 | -191.3161 | -185.7 | -191.1718 | 425.4551 | 426.8803
2020-07-20 17:00 | -52 | -53.1507 | 58.8782 | 58.9975 | 85.0079 | 86.0018 | -52 | -53.1507 | -232.071 | 234.3623 | -232.071 | 234.3623 | -99.2719 | 117.6463 | 135.6 | 138.4405 | 136.8 | 139.6161 | -169.6 | -174.8197 | -179.3 | -184.3841 | -183.9 | -189.0209 | -183.7 | -188.7801 | 426.0106 | 427.7496
2020-07-20 17:30 | -52 | -53.6004 | 62.3477 | 62.6179 | 90.4155 | 91.6573 | -54 | -55.5428 | -252.1156 | 254.2823 | -252.1156 | 254.2823 | -133.6025 | 133.6488 | 135.6 | 137.8134 | 135.9 | 138.1623 | -168.7 | -172.7528 | -178.6 | -186.072 | -182.7 | -190.5416 | -182.9 | -190.5921 | 430.4995 | 430.903
2020-07-20 18:00 | -35 | -37 | 86.7086 | 87.4272 | 74.7283 | 76.987 | -35 | -37.3363 | -229.2934 | 232.5566 | -229.2934 | 232.5566 | -164.689 | 165.8434 | 134.4 | 138.0421 | 134.4 | 138.3208 | -167.5 | -174.3248 | -179.3 | -187.083 | -183.3 | -191.345 | -183.5 | -191.3655 | 442.598 | 442.7149
2020-07-20 18:30 | -27 | -30.4138 | 95.3068 | 95.776 | 65.2553 | 68.3938 | -27 | -30.4138 | -216.8989 | 220.5492 | -216.8989 | 220.5492 | -156.9218 | 158.5211 | 135.6 | 139.7008 | 136.5 | 140.6466 | -168.4 | -175.6376 | -179.7 | -187.8992 | -183.4 | -191.8176 | -183.6 | -191.8922 | 428.6262 | 428.7733
2020-07-20 19:00 | -31 | -33.6155 | 85.9297 | 86.2634 | 69.7203 | 71.9737 | -31 | -33.6155 | -216.6492 | 219.4772 | -216.6492 | 219.4772 | -129.9592 | 134.3367 | 134.7 | 139.3506 | 136.5 | 140.7192 | -168.3 | -175.5987 | -179 | -187.2298 | -183.2 | -191.6558 | -182.9 | -191.1933 | 423.3994 | 423.4563
2020-07-20 19:30 | -32 | -35.3412 | 87.2854 | 87.5553 | 65.8817 | 68.7998 | -32 | -35.3412 | -206.9857 | 209.6648 | -206.9857 | 209.6648 | -107.8437 | 126.0994 | 136.8 | 140.7946 | 136.5 | 140.4324 | -169.4 | -176.428 | -179.7 | -184.8431 | -184 | -189.2897 | -183.7 | -188.7341 | 397.7501 | 399.8501
2020-07-20 20:00 | -31 | -34.0147 | 84.5857 | 84.8344 | 65.8228 | 68.2225 | -32 | -34.9285 | -204.377 | 206.1938 | -204.377 | 206.1938 | -96.0699 | 114.8025 | 136.2 | 140.4282 | 135.3 | 139.5555 | -169.6 | -176.8167 | -179.1 | -184.4751 | -183.6 | -188.9159 | -183.8 | -189.0165 | 383.8879 | 385.456
2020-07-20 20:30 | -29 | -32.6497 | 86.5409 | 86.6106 | 61.6683 | 64.7809 | -29 | -32.6497 | -191.6072 | 193.4574 | -191.6072 | 193.4574 | -90.3449 | 122.6872 | 136.5 | 141.1674 | 136.5 | 141.0912 | -168.8 | -176.7758 | -178.5 | -183.7952 | -182.9 | -188.2356 | -182.8 | -188.1149 | 364.8034 | 367.4429
2020-07-20 21:00 | -23 | -26.4197 | 86.93 | 86.9946 | 56.0558 | 58.4038 | -23 | -26.9258 | -177.1183 | 178.1045 | -177.1183 | 178.1045 | -74.3127 | 112.3728 | 137.4 | 142.0379 | 136.2 | 141.1101 | -170.6 | -178.7323 | -179.5 | -185.4252 | -183.8 | -189.7887 | -184 | -189.8831 | 349.8796 | 351.9606
2020-07-20 21:30 | -25 | -26.5707 | 77.4888 | 77.5793 | 60.794 | 61.9031 | -25 | -26.5707 | -182.5698 | 182.8812 | -182.5698 | 182.8812 | -49.396 | 80.6692 | 137.4 | 139.857 | 138.6 | 140.8723 | -171.1 | -175.6228 | -178.1 | -183.1706 | -182.4 | -187.5386 | -182.6 | -187.803 | 332.3349 | 333.023
2020-07-20 22:00 | -30 | -30.8058 | 68.9542 | 69.0578 | 62.2422 | 62.8292 | -31 | -31.7805 | -177.8574 | 177.8717 | -177.8574 | 177.8717 | -15.7156 | 88.9614 | 138 | 141.097 | 136.8 | 139.9869 | -170.8 | -176.6031 | -178 | -184.1773 | -182.3 | -188.5389 | -181.5 | -187.7399 | 341.0089 | 342.6236
2020-07-20 22:30 | -19 | -20.2485 | 80.2774 | 80.2971 | 45.8115 | 46.5578 | -19 | -20.6155 | -152.8293 | 152.8339 | -152.8293 | 152.8339 | 6.7334 | 82.4121 | 138.6 | 141.8096 | 137.7 | 140.7413 | -170.2 | -175.972 | -175.6 | -181.8329 | -180.2 | -186.5608 | -180.4 | -186.8578 | 306.1976 | 306.8924
2020-07-20 23:00 | -11 | -12.083 | 74.7985 | 74.8265 | 44.6308 | 45.0976 | -13 | -13.9284 | -148.4619 | 148.6358 | -148.4619 | 148.6358 | 34.8292 | 94.3059 | 139.8 | 143.1098 | 140.4 | 143.7601 | -173.8 | -180.2005 | -176.4 | -182.554 | -181 | -187.2053 | -180.8 | -187.1404 | 291.4729 | 292.5424
2020-07-20 23:30 | -6 | -10.8167 | 81.4137 | 81.4152 | 34.1009 | 34.7445 | -7 | -9.2195 | -141.7821 | 142.0154 | -141.7821 | 142.0154 | 32.2467 | 86.644 | 139.8 | 142.6158 | 141 | 143.7338 | -175.9 | -181.175 | -177.3 | -182.6554 | -181.8 | -187.167 | -181.8 | -187.3106 | 283.5225 | 283.6325
2020-07-21 | -7 | -8.0623 | 76.7964 | 76.8154 | 32.8099 | 33.1529 | -7 | -8.0623 | -134.3819 | 134.401 | -134.3819 | 134.401 | 33.965 | 89.2486 | 138.9 | 142.0398 | 138.9 | 142.1664 | -173.1 | -179.1078 | -174.7 | -180.5785 | -178.8 | -184.7728 | -178.7 | -184.7774 | 257.6313 | 257.7291
2020-07-21 00:30 | -5 | -6.4031 | 71.8065 | 71.8713 | 32.7692 | 33.1318 | -4 | -5.6569 | -128.4424 | 128.4433 | -128.4424 | 128.4433 | 51.6273 | 96.8996 | 140.1 | 143.0903 | 139.5 | 142.7527 | -174.7 | -180.528 | -175.5 | -181.3525 | -180.3 | -186.3252 | -180.3 | -186.4775 | 256.7564 | 256.8844
2020-07-21 01:00 | 0 | 1 | 74.5315 | 74.6348 | 26.5487 | 26.887 | 0 | 1 | -114.4193 | 114.4526 | -114.4193 | 114.4526 | 59.3818 | 107.6653 | 139.8 | 143.3049 | 140.4 | 143.8903 | -175.6 | -182.2121 | -175.8 | -182.4475 | -180.1 | -186.9386 | -179.6 | -186.5107 | 242.3333 | 242.7967
2020-07-21 01:30 | 0 | 5 | 72.5541 | 72.7629 | 23.8251 | 24.2674 | 0 | 3 | -109.3519 | 109.39 | -109.3519 | 109.39 | 76.8553 | 118.3704 | 139.2 | 142.9893 | 141.3 | 144.9003 | -176.3 | -183.1714 | -176.2 | -182.994 | -180.3 | -187.2657 | -180 | -187.1545 | 235.2292 | 235.9761
2020-07-21 02:00 | 5 | 5.831 | 75.4708 | 75.9994 | 17.2977 | 18.2967 | 5 | 5.831 | -95.8246 | 96.1371 | -95.8246 | 96.1371 | 76.7288 | 120.5824 | 140.1 | 144.1431 | 140.7 | 144.6563 | -175 | -182.648 | -175.5 | -183.1271 | -179.8 | -187.5907 | -179.3 | -187.2552 | 220.906 | 221.3706
2020-07-21 02:30 | 0 | 3 | 69.5004 | 69.7253 | 23.9925 | 24.2513 | 0 | 3 | -101.7862 | 101.9232 | -101.7862 | 101.9232 | 82.7716 | 123.3838 | 140.7 | 145.0121 | 141.9 | 146.1767 | -176.7 | -184.6797 | -176.7 | -184.5927 | -181.4 | -189.3923 | -180.9 | -189.1637 | 212.4474 | 213.4608
2020-07-21 03:00 | 0 | 1 | 73.0911 | 73.2951 | 19.2021 | 19.6613 | 0 | 1 | -92.6606 | 92.8819 | -92.6606 | 92.8819 | 80.2932 | 124.5726 | 141.3 | 146.5039 | 139.8 | 145.3004 | -175.8 | -185.563 | -175.7 | -185.1199 | -179.5 | -189.168 | -179.1 | -188.9149 | 201.2709 | 201.5549
2020-07-21 03:30 | 0 | 3 | 67.0084 | 67.3295 | 23.8918 | 24.156 | 0 | 3 | -99.746 | 99.8892 | -99.746 | 99.8892 | 87.0086 | 128.2224 | 142.2 | 147.3721 | 141.9 | 147.2416 | -175.4 | -184.9617 | -174.1 | -183.6344 | -178.4 | -187.9031 | -177.7 | -187.6202 | 194.3091 | 194.8047
2020-07-21 04:00 | -2 | -4.1231 | 67.1501 | 67.4054 | 25.041 | 25.3322 | -2 | -5.3852 | -101.9967 | 102.1213 | -101.9967 | 102.1213 | 83.8761 | 125.1582 | 143.1 | 148.8027 | 142.2 | 147.9374 | -178.1 | -188.3249 | -177 | -186.9895 | -180.1 | -190.311 | -180.1 | -190.571 | 190.97 | 191.2836
2020-07-21 04:30 | 0 | 1 | 70.5561 | 70.7519 | 22.9848 | 23.2793 | 0 | 1 | -99.1791 | 99.3987 | -99.1791 | 99.3987 | 76.536 | 123.1466 | 140.1 | 146.0889 | 141.6 | 147.6125 | -176 | -186.762 | -174.7 | -185.0435 | -179.3 | -189.9798 | -178.5 | -189.2914 | 191.6553 | 191.7918
2020-07-21 05:00 | -8 | -10 | 65.8193 | 66.1616 | 31.0897 | 31.5181 | -6 | -9.2195 | -111.6524 | 111.7171 | -111.6524 | 111.7171 | 81.85 | 109.1179 | 139.8 | 145.8867 | 139.8 | 145.8867 | -175 | -185.8259 | -174.8 | -186.2168 | -178.6 | -190.2664 | -178.9 | -190.825 | 219.4191 | 225.7582
2020-07-21 05:30 | -6 | -8.4853 | 68.0538 | 68.2621 | 33.8254 | 34.416 | -6 | -9.2195 | -116.6031 | 116.6059 | -116.6031 | 116.6059 | 81.3932 | 106.8867 | 140.4 | 145.636 | 141 | 146.0569 | -175.3 | -184.6773 | -176.1 | -185.7526 | -181.1 | -191.1289 | -180.7 | -190.8789 | 255.9035 | 262.4247
2020-07-21 06:00 | -10 | -12.8062 | 69.6153 | 69.6438 | 46.3228 | 47.4194 | -11 | -13.6015 | -145.6102 | 145.9336 | -145.6102 | 145.9336 | 51.2285 | 79.49 | 139.5 | 143.0122 | 140.1 | 143.7304 | -174.6 | -181.1043 | -176.8 | -183.9945 | -181 | -188.2115 | -181 | -188.4046 | 290.9116 | 299.5792
2020-07-21 06:30 | -16 | -17.8885 | 76.7692 | 76.7794 | 47.1684 | 48.5083 | -15 | -17.4929 | -153.4322 | 154.1877 | -153.4322 | 154.1877 | 32.5001 | 62.1223 | 141 | 142.9779 | 141.3 | 143.3743 | -175.3 | -179.2871 | -177.5 | -181.6062 | -182.4 | -186.5858 | -182.1 | -186.3348 | 307.6715 | 315.3545
2020-07-21 07:00 | -21 | -22.1359 | 79.2556 | 79.8983 | 54.5282 | 55.309 | -20 | -21.1896 | -171.4106 | 172.1515 | -171.4106 | 172.1515 | 1.8523 | 24.8274 | 139.5 | 141.7048 | 136.8 | 139.439 | -173.6 | -178.0816 | -179.1 | -186.2472 | -182.9 | -190.2306 | -182.7 | -190.0659 | 355.5912 | 363.126
2020-07-21 07:30 | -16 | -16 | 88.5347 | 90.4492 | 51.1026 | 51.2582 | -15 | -15 | -177.0844 | 177.6623 | -177.0844 | 177.6623 | -51.356 | 63.4876 | 164.7 | 167.0464 | 165 | 167.4946 | -206.8 | -213.734 | -226.6 | -237.9766 | 0 | 0 | -226.1 | -237.1963 | 433.1851 | 438.137
2020-07-21 08:00 | -21 | -22.1359 | 93.1923 | 93.986 | 53.5852 | 55.8042 | -21 | -22.1359 | -187.2035 | 190.2908 | -187.2035 | 190.2908 | -83.5215 | 95.531 | 165.6 | 169.0342 | 164.4 | 167.981 | -204.2 | -212.7761 | -226.5 | -236.7649 | 0 | 0 | -227.2 | -237.1006 | 469.3567 | 476.466
2020-07-21 08:30 | -30 | -33.1059 | 81.2046 | 89.4203 | 67.7694 | 68.4229 | -31 | -33.6155 | -210.0077 | 210.0483 | -210.0077 | 210.0483 | -120.1579 | 177.4403 | 165.9 | 170.0195 | 165.3 | 169.5003 | -205.8 | -215.8208 | -227.9 | -237.2923 | 0 | 0 | -228.8 | -237.6364 | 480.5775 | 499.0247
2020-07-21 09:00 | -30 | -36.6197 | 79.0837 | 90.4041 | 65.6827 | 68.27 | -30 | -36.0555 | -206.4467 | 206.7803 | -206.4467 | 206.7803 | -141.5068 | 193.1176 | 162.9 | 166.1496 | 164.4 | 167.6793 | -204 | -212.6405 | -228.4 | -237.0361 | 0 | 0 | -229.2 | -237.2817 | 493.774 | 515.9298
2020-07-21 09:30 | -34 | -41.0488 | 74.132 | 88.0368 | 73.3083 | 75.8572 | -36 | -42.19 | -213.7367 | 214.1472 | -213.7367 | 214.1472 | -137.6082 | 175.8544 | 166.2 | 169.991 | 166.8 | 170.27 | -205.7 | -215.2194 | -229.6 | -239.8016 | 0 | 0 | -230.9 | -240.5203 | 495.611 | 510.0262
2020-07-21 10:00 | -36 | -43.2666 | 73.5283 | 86.5532 | 69.9529 | 72.8922 | -37 | -43.566 | -199.7467 | 200.5547 | -199.7467 | 200.5547 | -135.1834 | 175.5347 | 166.2 | 168.9935 | 165.3 | 168.0003 | -204.6 | -212.3277 | -229.2 | -239.7682 | 0 | 0 | -230.2 | -240.2327 | 498.0425 | 511.502
2020-07-21 10:30 | -40 | -43.4626 | 64.3196 | 74.8254 | 75.4345 | 76.707 | -41 | -44.0114 | -199.855 | 200.2022 | -199.855 | 200.2022 | -113.1591 | 166.0466 | 165.9 | 168.4328 | 165.9 | 168.4328 | -204.8 | -212.0827 | -229.4 | -239.9301 | 0 | 0 | -230.4 | -240.3958 | 503.189 | 514.5102
2020-07-21 11:00 | -48 | -51.8652 | 60.7518 | 72.525 | 80.9265 | 82.2593 | -49 | -51.8652 | -198.5897 | 199.2907 | -198.5897 | 199.2907 | -110.6087 | 164.8346 | 163.5 | 166.2295 | 165 | 167.6517 | -203.6 | -210.794 | -228.6 | -238.9896 | 0 | 0 | -229.8 | -239.7636 | 504.3513 | 515.7338
2020-07-21 11:30 | -49 | -49.0918 | 54.2389 | 56.7773 | 82.3209 | 82.4745 | -50 | -50.0899 | -193.7397 | 194.0632 | -193.7397 | 194.0632 | -99.3335 | 146.7518 | 166.2 | 168.3789 | 165 | 167.4946 | -207 | -213.7769 | -231.5 | -241.7075 | 0 | 0 | -232 | -241.7414 | 498.387 | 507.4352
2020-07-21 12:00 | -46 | -46.0977 | 61.5308 | 63.9903 | 72.9268 | 72.963 | -46 | -46.0435 | -184.002 | 184.1748 | -184.002 | 184.1748 | -100.2172 | 153.3756 | 165 | 167.9239 | 166.2 | 168.9935 | -204.9 | -212.5205 | -228 | -238.4743 | 0 | 0 | -229.3 | -239.3417 | 492.7334 | 501.2219
2020-07-21 12:30 | -44 | -44.1022 | 59.6018 | 62.0144 | 73.4128 | 73.4434 | -44 | -44.1022 | -191.1188 | 191.4051 | -191.1188 | 191.4051 | -99.9342 | 148.5095 | 168.6 | 171.4082 | 168.6 | 171.3011 | -208.3 | -215.9845 | -231.9 | -242.3215 | 0 | 0 | -232.9 | -242.8211 | 493.4556 | 502.152
2020-07-21 13:00 | -34 | -34.0588 | 64.549 | 66.5918 | 72.2249 | 72.4809 | -34 | -34.1321 | -190.3583 | 190.9044 | -190.3583 | 190.9044 | -99.5125 | 144.3777 | 165 | 168.0935 | 166.8 | 169.6929 | -207 | -215.0804 | -230.9 | -241.8653 | 0 | 0 | -232.3 | -242.8205 | 487.118 | 495.8877
2020-07-21 13:30 | -30 | -31.9531 | 71.2148 | 71.4757 | 66.0304 | 67.8614 | -30 | -31.9531 | -180.8141 | 182.4826 | -180.8141 | 182.4826 | -94.3181 | 117.8471 | 166.8 | 168.9711 | 166.8 | 168.9711 | -207.3 | -213.9207 | -229.7 | -238.9112 | 0 | 0 | -231 | -239.7554 | 469.3538 | 478.3474
2020-07-21 14:00 | -36 | -36.4966 | 67.2937 | 68.4987 | 71.2626 | 71.8329 | -37 | -37.6563 | -185.7819 | 186.5065 | -185.7819 | 186.5065 | -91.914 | 117.7705 | 169.8 | 172.1752 | 167.1 | 169.4132 | -207.7 | -214.605 | -229.6 | -239.2602 | 0 | 0 | -230.6 | -239.6402 | 457.5377 | 466.6678
2020-07-21 14:30 | -34 | -34.2345 | 78.7257 | 80.3075 | 65.0942 | 65.276 | -34 | -34.2345 | -174.3606 | 174.771 | -174.3606 | 174.771 | -87.947 | 122.3697 | 168 | 171.0958 | 167.1 | 170.3857 | -207.5 | -215.5345 | -229.3 | -239.8345 | 0 | 0 | -230.1 | -240.1368 | 450.4077 | 458.6954
2020-07-21 15:00 | -30 | -30.0666 | 73.1064 | 74.6592 | 67.1378 | 67.2791 | -32 | -32.0624 | -178.6628 | 179.0371 | -178.6628 | 179.0371 | -72.9254 | 83.2641 | 167.7 | 171.0329 | 168.6 | 172.0337 | -209.2 | -217.8004 | -229.7 | -239.8397 | 0 | 0 | -230.9 | -240.564 | 443.1339 | 452.2452
2020-07-21 15:30 | -34 | -34.0147 | 70.7146 | 71.2732 | 61.7145 | 62.0802 | -34 | -34.0147 | -177.2326 | 177.7664 | -177.2326 | 177.7664 | -56.3703 | 67.9886 | 138 | 141.483 | 138.6 | 142.1345 | -171.1 | -177.3587 | -180 | -186.6656 | -184.5 | -191.2337 | -184.7 | -191.5057 | 406.1775 | 415.2512
2020-07-21 16:00 | -19 | -19.9249 | 84.8385 | 85.1401 | 50.8319 | 51.7686 | -20 | -20.8806 | -167.4805 | 168.5562 | -167.4805 | 168.5562 | -68.6517 | 77.4343 | 139.8 | 142.6158 | 138.9 | 142.1028 | -173.7 | -179.3594 | -181 | -187.2565 | -185.6 | -191.9338 | -185.9 | -192.1731 | 397.3938 | 406.3394
2020-07-21 16:30 | -16 | -17.088 | 91.8679 | 92.2597 | 51.8485 | 53.3441 | -15 | -16.1555 | -170.6287 | 172.3267 | -170.6287 | 172.3267 | -85.8204 | 94.0732 | 138.3 | 141.0862 | 138.6 | 141.4999 | -170.9 | -176.2022 | -179 | -185.6385 | -183.1 | -189.8305 | -183.5 | -190.1114 | 395.6763 | 404.3423
2020-07-21 17:00 | -6 | -6.7082 | 102.3288 | 103.074 | 44.9628 | 46.0245 | -5 | -5.831 | -171.7536 | 173.3416 | -171.7536 | 173.3416 | -110.7009 | 124.4006 | 138.3 | 141.3904 | 138.6 | 141.6219 | -172.3 | -177.9788 | -181.4 | -188.4214 | -186 | -193.2284 | -185.7 | -192.7357 | 396.1224 | 405.0905
2020-07-21 17:30 | -10 | -10.7703 | 105.0538 | 106.1382 | 49.4846 | 50.6616 | -10 | -10.7703 | -188.4595 | 190.8678 | -188.4595 | 190.8678 | -127.4164 | 137.0601 | 137.4 | 140.5733 | 138 | 140.5025 | -171.4 | -176.9824 | -182.5 | -189.546 | -186.9 | -194.1878 | -186.9 | -193.9722 | 410.8625 | 417.5858
2020-07-21 18:00 | -16 | -13.6015 | 101.6222 | 103.4923 | 57.9049 | 58.6671 | -13 | -13.6015 | -207.4144 | 209.9006 | -207.4144 | 209.9006 | -131.1158 | 142.92 | 136.8 | 139.6161 | 137.4 | 140.3221 | -171.1 | -176.2753 | -183.2 | -189.848 | -187.7 | -194.5052 | -187.8 | -194.3488 | 445.6394 | 454.1362
2020-07-21 18:30 | -4 | -7.2111 | 112.5516 | 114.1206 | 47.7198 | 49.322 | -4 | -5.831 | -190.2309 | 193.4613 | -190.2309 | 193.4613 | -119.4967 | 133.9941 | 138 | 141.2232 | 138.6 | 141.6839 | -171.6 | -177.4277 | -184.1 | -191.6049 | -188.4 | -196.069 | -188.5 | -196.0547 | 454.1969 | 461.7296
2020-07-21 19:00 | -4 | -10.2956 | 0 | 0 | 0 | 0 | -4 | -9.8489 |  | 0 |  | 0 | 0 | 0 | 137.7 | 140.9942 | 139.2 | 142.7861 | -172.3 | -178.008 | -183.1 | -190.5056 | -187.8 | -195.4094 | -187.9 | -195.4504 |  | 0
2020-07-21 19:30 | -5 | -9.434 | 110.2071 | 110.7852 | 43.6819 | 46.0708 | -5 | -9.434 | -173.3639 | 176.3718 | -173.3639 | 176.3718 | -89.3235 | 103.1473 | 138.3 | 141.3904 | 137.7 | 140.6184 | -170.6 | -176.4766 | -181.6 | -188.9537 | -185.9 | -193.4452 | -185.8 | -193.3635 | 423.4133 | 430.1669
2020-07-21 20:00 | 0 | 9 | 113.8792 | 114.1704 | 35.7421 | 38.7918 | 0 | 8 | -156.9543 | 159.9532 | -156.9543 | 159.9532 | -87.8711 | 108.2295 | 138 | 141.9609 | 139.2 | 143.2684 | -172.9 | -180.124 | -181.5 | -189.3913 | -185.6 | -193.7205 | -186.2 | -194.1815 | 380.8431 | 391.8898
2020-07-21 20:30 | -2 | -8.2462 | 102.2009 | 102.5389 | 43.0298 | 45.2596 | -2 | -8.2462 | -163.2475 | 165.3808 | -163.2475 | 165.3808 | -72.9364 | 98.782 | 139.2 | 142.9893 | 138.3 | 142.1133 | -173.3 | -179.9857 | -181.5 | -188.5563 | -185.5 | -192.7047 | -185.7 | -192.8162 | 370.2323 | 383.1278
2020-07-21 21:00 | -8 | -10.6301 | 101.8923 | 102.1926 | 40.1286 | 41.9011 | -8 | -10.6301 | -152.6952 | 154.2404 | -152.6952 | 154.2404 | -61.4588 | 95.8967 | 138.9 | 142.6972 | 138.6 | 142.4744 | -172.9 | -180.068 | -180.3 | -187.8561 | -184.8 | -192.5 | -184.5 | -192.1281 | 357.3304 | 372.655
2020-07-21 21:30 | -13 | -14.3178 | 87.7243 | 87.9463 | 47.7127 | 48.4813 | -12 | -14.7648 | -163.4635 | 164.2042 | -163.4635 | 164.2042 | -22.2756 | 81.9876 | 138.3 | 141.9764 | 138.9 | 142.5609 | -172.7 | -179.7092 | -178.4 | -185.6017 | -183.4 | -190.8492 | -183.2 | -190.5059 | 344.3121 | 364.2726
2020-07-21 22:00 | -22 | -23.0868 | 76.5308 | 76.5697 | 52.5534 | 53.4086 | -22 | -23.7697 | -162.5062 | 163.052 | -162.5062 | 163.052 | 8.1376 | 66.5447 | 139.8 | 143.0786 | 138.3 | 141.9089 | -173.9 | -180.6987 | -179.1 | -186.8058 | -183.3 | -191.117 | -183.2 | -191.0494 | 330.7732 | 353.9269
2020-07-21 22:30 | -9 | -10.8167 | 84.5593 | 84.5842 | 39.0619 | 39.7254 | -8 | -10.2956 | -144.8826 | 145.0944 | -144.8826 | 145.0944 | 27.8948 | 76.4816 | 138.9 | 143.193 | 140.7 | 144.7969 | -175.6 | -183.5691 | -179.6 | -188.6105 | -184.2 | -193.4794 | -184.1 | -193.507 | 307.1248 | 327.5378
2020-07-21 23:00 | -8 | -9.434 | 76.9843 | 77.004 | 40.4792 | 40.9117 | -7 | -8.6023 | -147.2128 | 147.3023 | -147.2128 | 147.3023 | 38.4807 | 88.6938 | 140.7 | 145.4582 | 141 | 145.7401 | -176.6 | -185.2662 | -179.2 | -187.8359 | -183.1 | -191.7671 | -183.3 | -192.3226 | 282.6622 | 287.9746
2020-07-21 23:30 | -6 | -6.7082 | 77.0912 | 77.1001 | 36.0407 | 36.3259 | -8 | -9.8489 | -150.3451 | 150.4266 | -150.3451 | 150.4266 | 31.5626 | 76.7303 | 142.5 | 146.5466 | 140.7 | 145.1585 | -175.4 | -183.3778 | -177.3 | -185.3702 | -181 | -189.201 | -180.7 | -189.0017 | 262.6636 | 267.6948
2020-07-22 | -1 | -1 | 76.3421 | 76.3423 | 29.4599 | 29.9119 | -1 | -1 | -134.787 | 134.8248 | -134.787 | 134.8248 | 34.5344 | 82.6685 | 139.5 | 144.3748 | 139.8 | 144.8202 | -175.6 | -184.7434 | -176.8 | -185.7919 | -181 | -190.2806 | -180.7 | -190.0261 | 245.0928 | 250.0561
2020-07-22 00:30 | -1 | -1 | 71.3897 | 71.398 | 30.1931 | 30.6392 | -1 | -1 | -127.4443 | 127.553 | -127.4443 | 127.553 | 52.433 | 92.6909 | 142.8 | 147.5659 | 142.5 | 147.4283 | -176.7 | -185.9755 | -176.5 | -185.692 | -180.9 | -190.2473 | -180 | -189.3917 | 228.6561 | 232.1342
2020-07-22 01:00 | -12 | -12 | 61.6969 | 61.7146 | 36.3767 | 36.892 | -12 | -12.0416 | -131.773 | 132.2365 | -131.773 | 132.2365 | 53.9707 | 98.0664 | 141 | 147.3819 | 142.5 | 149.0795 | -177.4 | -189.1058 | -177.3 | -188.9774 | -180.9 | -192.5981 | -180.8 | -192.7456 | 215.5735 | 218.7933
2020-07-22 01:30 | 0 | 1 | 72.4053 | 72.5021 | 22.8487 | 23.4674 | 0 | 1 | -109.3321 | 109.6693 | -109.3321 | 109.6693 | 60.944 | 101.6696 | 142.5 | 148.9916 | 141.6 | 148.2194 | -177.8 | -189.0357 | -176.9 | -188.1213 | -181.1 | -192.6492 | -180.9 | -192.6324 | 195.8768 | 197.6475
2020-07-22 02:00 | 0 | 1 | 68.3364 | 68.5003 | 24.0347 | 24.4698 | 0 | -1.4142 | -106.0326 | 106.3468 | -106.0326 | 106.3468 | 71.2114 | 106.5702 | 143.7 | 150.2269 | 143.7 | 150.0279 | -177 | -189.1152 | -176 | -188.3571 | -181.1 | -193.7994 | -179.2 | -191.7036 | 179.3195 | 181.1595
2020-07-22 02:30 | 0 | 1 | 70.6931 | 70.907 | 19.9737 | 20.6409 | 0 | 1 | -97.1259 | 97.5704 | -97.1259 | 97.5704 | 79.9847 | 113.0328 | 143.1 | 149.221 | 141.6 | 147.956 | -178.4 | -189.9754 | -176.1 | -187.8172 | -179.9 | -191.8669 | -179.4 | -191.4679 | 186.1139 | 187.3365
2020-07-22 03:00 | 4 | 5 | 72.1337 | 72.4075 | 17.75 | 18.2451 | 4 | 5 | -92.6563 | 93.1733 | -92.6563 | 93.1733 | 81.0263 | 114.3732 | 143.7 | 150.2269 | 142.2 | 148.7927 | -176.9 | -189.0694 | -175.2 | -187.4541 | -179.4 | -192.0685 | -179 | -191.7884 | 171.5697 | 172.3549
2020-07-22 03:30 | -2 | -2.8284 | 64.6017 | 64.8602 | 24.9311 | 25.3469 | -3 | -4.2426 | -99.1462 | 99.4748 | -99.1462 | 99.4748 | 90.1744 | 120.5171 | 144.6 | 151.1753 | 143.7 | 150.0531 | -178.3 | -190.5432 | -175.9 | -188.0861 | -179.9 | -192.3227 | -179.4 | -192.0685 | 174.9605 | 175.5917
2020-07-22 04:00 | -3 | -3.6056 | 64.7538 | 65.0708 | 23.9917 | 24.552 | -2 | -2.2361 | -100.3498 | 100.8121 | -100.3498 | 100.8121 | 87.5424 | 118.0534 | 144 | 150.3404 | 141.6 | 147.956 | -177.3 | -189.5017 | -175 | -186.9264 | -178.2 | -190.3792 | -178.7 | -191.1296 | 173.0242 | 173.7473
2020-07-22 04:30 | 0 | 0 | 68.0384 | 68.2351 | 22.9067 | 23.3851 | 0 | 0 | -98.8024 | 99.1523 | -98.8024 | 99.1523 | 84.7343 | 116.4905 | 143.7 | 150.0531 | 145.5 | 151.7778 | -178.4 | -190.4962 | -175.9 | -187.9916 | -180 | -192.486 | -179.7 | -192.3809 | 177.4619 | 178.2215
2020-07-22 05:00 | 0 | 5 | 69.4898 | 69.7832 | 25.863 | 26.3171 | 0 | -7.0711 | -104.394 | 104.6426 | -104.394 | 104.6426 | 77.3067 | 111.4251 | 144 | 150.0843 | 144.3 | 150.4568 | -179.1 | -190.5047 | -177 | -188.5232 | -181 | -192.7263 | -180.9 | -192.8741 | 188.1718 | 189.1015
2020-07-22 05:30 | 0 | 5 | 75.5517 | 75.7433 | 24.2653 | 24.913 | 0 | 5 | -101.9399 | 101.9412 | -101.9399 | 101.9412 | 75.942 | 108.4705 | 143.7 | 149.1365 | 142.8 | 148.4321 | -177.7 | -188.0413 | -176.9 | -187.4172 | -181.1 | -191.811 | -180.7 | -191.599 | 222.3422 | 224.5441
2020-07-22 06:00 | 0 | -3.1623 | 77.6061 | 77.6206 | 29.3272 | 30.0555 | 0 | 3 | -116.3716 | 116.3936 | -116.3716 | 116.3936 | 58.5998 | 93.9949 | 141 | 145.8247 | 139.8 | 144.8202 | -174.4 | -183.3507 | -174.9 | -185.4973 | -178.9 | -189.7685 | -178.7 | -189.5929 | 250.5939 | 264.1364
2020-07-22 06:30 | -9 | -15 | 80.2422 | 80.3079 | 39.9194 | 43.1809 | -7 | -13.8924 | -143.1016 | 144.6992 | -143.1016 | 144.6992 | 27.9005 | 59.6974 | 142.5 | 147.2756 | 142.5 | 147.4283 | -177.7 | -186.5612 | -179 | -188.6615 | -183.3 | -193.1203 | -183.4 | -193.4686 | 277.9342 | 289.6962
2020-07-22 07:00 | -11 | -16.6433 | 82.4889 | 82.4894 | 45.8277 | 49.0663 | -10 | -17.2047 | -157.4275 | 159.7763 | -157.4275 | 159.7763 | 1.7419 | 55.5946 | 141 | 144.2189 | 142.2 | 145.6471 | -175.5 | -181.5302 | -179.7 | -186.6881 | -184.2 | -191.2909 | -183.4 | -190.4666 | 325.8891 | 340.5085
2020-07-22 07:30 | -18 | -18.9737 | 83.6719 | 84.302 | 52.3919 | 53.3754 | -18 | -18.9737 | -179.377 | 180.9734 | -179.377 | 180.9734 | -48.7284 | 89.4182 | 159.3 | 162.3845 | 158.7 | 161.796 | -197.7 | -205.3155 | -216.1 | -226.6969 | -216.6 | -226.9933 | 0 | 0 | 431.0482 | 441.2732
2020-07-22 08:00 | -20 | -20 | 81.5694 | 83.8856 | 59.5371 | 59.5656 | -20 | -20 | -197.0971 | 197.989 | -197.0971 | 197.989 | -56.1231 | 90.7007 | 166.2 | 169.866 | 165.6 | 169.217 | -205.9 | -214.8028 | -226.6 | -235.7108 | -227.6 | -236.4271 | 0 | 0 | 470.7663 | 484.928
2020-07-22 08:30 | -21 | -21 | 85.7449 | 88.3524 | 58.8846 | 59.0107 | -21 | -21 | -192.9406 | 193.8832 | -192.9406 | 193.8832 | -76.8414 | 103.1289 | 167.4 | 171.1021 | 166.5 | 170.3474 | -206.9 | -216.6316 | -229 | -239.0543 | -229.8 | -239.5084 | 0 | 0 | 481.8251 | 494.5829
2020-07-22 09:00 | -40 | -40 | 69.2173 | 72.7318 | 76.0677 | 76.0723 | -40 | -40 | -212.609 | 213.2605 | -212.609 | 213.2605 | -100.3588 | 116.8061 | 166.8 | 170.1505 | 166.8 | 170.3915 | -207.5 | -216.7661 | -229.5 | -238.8848 | -230.2 | -239.241 | 0 | 0 | 462.4744 | 477.0332
2020-07-22 09:30 | -30 | -30 | 76.9578 | 79.7525 | 66.564 | 66.57 | -31 | -31 | -190.2893 | 190.7984 | -190.2893 | 190.7984 | -105.8788 | 120.3135 | 165 | 168.8179 | 166.8 | 170.5776 | -207.2 | -217.3971 | -228.7 | -238.2841 | -229.2 | -238.4857 | 0 | 0 | 436.6 | 453.1573
2020-07-22 10:00 | -33 | -33.0606 | 62.9121 | 66.5272 | 64.1787 | 64.3727 | -33 | -33.0606 | -177.119 | 177.1557 | -177.119 | 177.1557 | -112.7894 | 132.5995 | 166.8 | 170.9634 | 166.5 | 170.6051 | -208.2 | -218.9614 | -230.5 | -241.2461 | -231.3 | -241.8348 | 0 | 0 | 435.6894 | 452.8095
2020-07-22 10:30 | -39 | -39.0512 | 49.332 | 53.1631 | 67.3978 | 67.6162 | -39 | -39.1152 | -180.775 | 180.7758 | -180.775 | 180.7758 | -97.0364 | 121.1026 | 167.4 | 170.1738 | 167.7 | 170.4689 | -208.3 | -216.413 | -232 | -243.124 | -232.3 | -243.2022 | 0 | 0 | 446.2991 | 461.7627
2020-07-22 11:00 | -38 | -38.0526 | 45.6365 | 48.4559 | 64.0875 | 64.2817 | -38 | -38.0132 | -175.7373 | 175.7459 | -175.7373 | 175.7459 | -85.6442 | 119.0274 | 163.8 | 166.3126 | 164.4 | 167.4473 | -204.1 | -211.3029 | -226.2 | -234.7825 | -226.6 | -234.8499 | 0 | 0 | 431.9849 | 453.5905
2020-07-22 11:30 | -36 | -37.108 | 46.4939 | 52.2871 | 64.2627 | 65.5266 | -36 | -37.3631 | -169.6574 | 170.0845 | -169.6574 | 170.0845 | -50.4321 | 101.3431 | 168.6 | 171.4625 | 168.6 | 171.6286 | -209.8 | -217.8033 | -230.2 | -239.6406 | -231.4 | -240.8767 | 0 | 0 | 416.5147 | 435.2708
2020-07-22 12:00 | -33 | -34.2053 | 59.0904 | 63.582 | 57.5706 | 58.8972 | -34 | -35.171 | -165.0579 | 165.37 | -165.0579 | 165.37 | -54.0135 | 97.553 | 167.1 | 170.0431 | 169.2 | 172.218 | -210 | -218.1578 | -228.9 | -238.7017 | -229.4 | -238.956 | 0 | 0 | 408.6344 | 426.5435
2020-07-22 12:30 | -35 | -36.1386 | 60.5413 | 65.9541 | 65.8715 | 66.6863 | -37 | -38.0789 | -174.4308 | 174.6872 | -174.4308 | 174.6872 | -57.3909 | 97.7673 | 167.1 | 169.9878 | 168.9 | 171.9233 | -206.8 | -214.8065 | -227.6 | -237.2285 | -228.1 | -237.4565 | 0 | 0 | 416.4838 | 435.694
2020-07-22 13:00 | -35 | -35.9026 | 65.0447 | 69.5964 | 66.5189 | 67.0541 | -35 | -35.6931 | -178.916 | 178.9986 | -178.916 | 178.9986 | -56.8868 | 95.3896 | 169.2 | 171.9984 | 170.1 | 172.8305 | -210.2 | -218.0817 | -230.9 | -240.2301 | -231.5 | -240.5334 | 0 | 0 | 422.6761 | 441.2599
2020-07-22 13:30 | -32 | -32.7567 | 69.1682 | 73.6431 | 63.4086 | 63.8752 | -32 | -32.7567 | -179.2923 | 179.3197 | -179.2923 | 179.3197 | -63.1291 | 100.3683 | 169.2 | 171.8916 | 170.7 | 173.3683 | -208.7 | -216.616 | -228.5 | -237.8686 | -229.1 | -238.2519 | 0 | 0 | 421.8588 | 440.644
2020-07-22 14:00 | -35 | -36.1386 | 64.2978 | 69.8757 | 67.4804 | 68.3517 | -34 | -34.9285 | -181.7877 | 182.0059 | -181.7877 | 182.0059 | -65.4278 | 102.5703 | 168.3 | 171.6212 | 168.3 | 171.7397 | -208.2 | -217.3787 | -228.7 | -239.7059 | -229.7 | -240.4819 | 0 | 0 | 417.8573 | 430.8825
2020-07-22 14:30 | -33 | -34.7851 | 66.2005 | 72.0156 | 66.4653 | 67.6554 | -34 | -35.4401 | -175.279 | 175.6865 | -175.279 | 175.6865 | -55.6164 | 98.6096 | 168 | 171.8139 | 168.6 | 172.4006 | -208.6 | -218.6717 | -230.9 | -242.7135 | -231.4 | -243.0053 | 0 | 0 | 433.4078 | 445.8509
2020-07-22 15:00 | -30 | -31.9531 | 68.4948 | 73.6973 | 64.3535 | 65.5839 | -30 | -31.6228 | -173.7271 | 174.0932 | -173.7271 | 174.0932 | -55.2304 | 96.0612 | 168 | 171.4457 | 166.2 | 169.743 | -207.7 | -217.1026 | -230.1 | -242.2323 | -230.8 | -242.4954 | -0.5 | -16.5076 | 435.0032 | 445.7009
2020-07-22 15:30 | -30 | -31.9531 | 68.8668 | 74.6194 | 63.8621 | 65.1756 | -30 | -31.9531 | -170.1362 | 170.3822 | -170.1362 | 170.3822 | -35.284 | 92.1631 | 138.3 | 141.6448 | 138.6 | 142.0027 | -173.3 | -179.5341 | -183.6 | -191.433 | -187.8 | -195.7726 | -187.5 | -195.344 | 389.2866 | 402.1524
2020-07-22 16:00 | -24 | -26.8328 | 73.4324 | 78.1707 | 57.868 | 59.4717 | -24 | -27.2947 | -164.4207 | 164.5375 | -164.4207 | 164.5375 | -54.0709 | 93.8425 | 139.5 | 142.6893 | 140.1 | 143.2135 | -173.5 | -179.3669 | -182.2 | -189.4752 | -186.9 | -194.434 | -187.2 | -194.6674 | 363.4698 | 374.8821
2020-07-22 16:30 | -17 | -19.7231 | 85.6604 | 89.3705 | 50.8423 | 51.9897 | -17 | -19.7231 | -171.4001 | 171.4018 | -171.4001 | 171.4018 | -67.408 | 96.177 | 139.8 | 142.4406 | 139.5 | 142.2626 | -173.2 | -178.6035 | -180.9 | -188.006 | -185.2 | -192.5248 | -185.3 | -192.4431 | 361.045 | 371.4631
2020-07-22 17:00 | -14 | -16.6433 | 91.822 | 95.2264 | 51.1997 | 52.0039 | -15 | -17.4929 | -172.6859 | 172.8804 | -172.6859 | 172.8804 | -90.58 | 115.054 | 140.4 | 142.8054 | 139.8 | 142.2709 | -175.1 | -180.1134 | -182.3 | -188.9361 | -186.3 | -193.1111 | -186.9 | -193.6808 | 365.5872 | 377.3585
2020-07-22 17:30 | -4 | -8.9443 | 105.3098 | 108.6343 | 44.7182 | 45.2406 | -6 | -9.2195 | -171.4576 | 172.1848 | -171.4576 | 172.1848 | -131.2465 | 148.3145 | 140.1 | 144.2854 | 139.2 | 143.705 | -172.8 | -180.4545 | -182.8 | -188.9462 | -186.7 | -192.8967 | -186.5 | -192.5779 | 375.7432 | 391.2903
2020-07-22 18:00 | 1 | 6.0828 | 117.0625 | 120.3296 | 40.069 | 40.277 | 2 | 6.3246 | -175.8155 | 177.0653 | -175.8155 | 177.0653 | -149.2527 | 170.0702 | 135.9 | 139.7787 | 135.6 | 139.629 | -168.1 | -174.929 | -179.1 | -184.7401 | -183.2 | -188.9112 | -183.8 | -189.4204 | 426.3933 | 440.9775
2020-07-22 18:30 | 0 | 7 | 114.1827 | 117.6123 | 41.7865 | 42.1275 | -1 | -7.0711 | -181.503 | 182.4186 | -181.503 | 182.4186 | -122.3308 | 153.1596 | 138 | 141.7525 | 138.6 | 142.4052 | -172.6 | -179.5578 | -184.3 | -190.6513 | -188.4 | -194.7943 | -188.6 | -194.8866 | 436.4689 | 448.9367
2020-07-22 19:00 | 5 | 9.434 | 116.8125 | 120.2079 | 36.6294 | 37.1427 | 5 | 9.434 | -170.9576 | 171.5226 | -170.9576 | 171.5226 | -104.8037 | 136.813 | 139.5 | 143.7751 | 139.8 | 143.8515 | -172.6 | -180.3706 | -182.9 | -190.0394 | -187.1 | -194.4074 | -187.2 | -194.3417 | 407.0325 | 419.7239
2020-07-22 19:30 | -2 | -8.2462 | 108.1074 | 111.3885 | 42.0323 | 42.5285 | -3 | -8.544 | -173.3447 | 173.6461 | -173.3447 | 173.6461 | -92.7074 | 128.0461 | 138.3 | 141.1458 | 138 | 140.8518 | -172.9 | -178.2152 | -182.6 | -189.9698 | -187 | -194.5301 | -187 | -194.4477 | 406.0309 | 416.5727
2020-07-22 20:00 | -8 | -12.0416 | 103.9576 | 107.8268 | 46.225 | 46.9152 | -7 | -11.4018 | -167.7203 | 167.7624 | -167.7203 | 167.7624 | -73.187 | 112.2186 | 138.9 | 142.1028 | 138 | 141.2873 | -172.7 | -178.9732 | -181.5 | -189.7959 | -185.5 | -193.972 | -185.6 | -194.0093 | 396.5102 | 408.3414
2020-07-22 20:30 | -2 | -2.8284 | 104.6119 | 106.9777 | 39.706 | 39.9614 | -3 | -5 | -155.129 | 155.2633 | -155.129 | 155.2633 | -65.5438 | 109.719 | 140.4 | 143.507 | 137.4 | 140.637 | -173.6 | -179.6167 | -181.2 | -188.1593 | -185.8 | -192.8857 | -185.5 | -192.543 | 356.7453 | 370.1456
2020-07-22 21:00 | -4 | -7.2111 | 99.4897 | 99.7609 | 39.9898 | 41.7759 | -4 | -7.2111 | -153.0454 | 154.3092 | -153.0454 | 154.3092 | -49.8483 | 96.9858 | 138.9 | 142.1664 | 139.2 | 142.5237 | -174.8 | -180.8279 | -181.3 | -188.3366 | -185.8 | -192.9935 | -185.7 | -192.7893 | 352.198 | 362.8229
2020-07-22 21:30 | -4 | -8.0623 | 96.3944 | 96.5145 | 39.3117 | 40.8172 | -3 | -7.6158 | -153.082 | 153.9688 | -153.082 | 153.9688 | -31.6124 | 90.4968 | 139.5 | 142.2626 | 140.4 | 143.0295 | -174 | -179.4037 | -179.8 | -185.9941 | -184.2 | -190.5035 | -184.1 | -190.3559 | 340.9438 | 355.6423
2020-07-22 22:00 | -16 | -23.3452 | 80.5744 | 80.8465 | 48.0603 | 51.7198 | -16 | -23.3452 | -160.4699 | 162.6756 | -160.4699 | 162.6756 | -8.9296 | 70.5833 | 141.9 | 145.0366 | 141 | 144.3461 | -175.4 | -181.7179 | -179 | -185.8252 | -183.1 | -189.9897 | -183.5 | -190.4286 | 306.8983 | 325.7697
2020-07-22 22:30 | -8 | -9.434 | 84.5119 | 84.5165 | 38.842 | 39.5458 | -5 | -7.0711 | -147.0141 | 147.193 | -147.0141 | 147.193 | 23.5314 | 87.7906 | 140.1 | 144.577 | 139.8 | 144.5116 | -173.1 | -181.3273 | -178.2 | -187.4943 | -182.9 | -192.49 | -182.1 | -191.6364 | 311.6105 | 328.1691
2020-07-22 23:00 | -4 | -6.4031 | 83.1093 | 83.1111 | 34.6804 | 35.4445 | -3 | -5.831 | -140.4172 | 140.5503 | -140.4172 | 140.5503 | 27.4271 | 92.5676 | 140.4 | 146.0418 | 139.5 | 145.0118 | -174.6 | -184.8217 | -177.1 | -187.2135 | -181.4 | -191.7676 | -180.9 | -191.3598 | 264.5645 | 269.3974
2020-07-22 23:30 | -1 | -2.2361 | 84.9285 | 84.9289 | 28.9058 | 29.551 | 0 | 1 | -141.1539 | 141.277 | -141.1539 | 141.277 | 22.6398 | 89.7596 | 141.3 | 146.5834 | 141.6 | 146.7932 | -176.4 | -186.4217 | -176.7 | -186.385 | -181.7 | -191.6979 | -181.4 | -191.4775 | 266.2563 | 270.6021
2020-07-23 | 4 | 4.4721 | 85.1662 | 85.1666 | 22.6086 | 22.9093 | 4 | 4.4721 | -122.3077 | 122.3182 | -122.3077 | 122.3182 | 35.4627 | 101.8878 | 142.2 | 147.9374 | 142.2 | 148.2729 | -175.6 | -186.6269 | -176.2 | -187.1916 | -179.7 | -190.8508 | -179.8 | -190.9926 | 251.6743 | 256.0075
2020-07-23 00:30 | 0 | 3 | 76.7591 | 76.8368 | 26.8542 | 27.3919 | 0 | 4 | -120.5476 | 120.5507 | -120.5476 | 120.5507 | 48.9704 | 103.1496 | 143.1 | 148.3193 | 142.5 | 147.82 | -176.8 | -187.1254 | -176.9 | -187.0243 | -181.1 | -191.5815 | -181.8 | -192.6368 | 241.421 | 243.5926
2020-07-23 01:00 | 0 | 3 | 76.525 | 76.6131 | 23.0742 | 23.3784 | 0 | 3 | -109.5909 | 109.6944 | -109.5909 | 109.6944 | 49.1485 | 103.6882 | 143.1 | 148.8853 | 142.8 | 148.5143 | -177 | -187.6773 | -176.6 | -187.1672 | -181.3 | -192.2314 | -180.5 | -191.5104 | 217.7825 | 219.1708
2020-07-23 01:30 | 5 | 6.4031 | 77.7629 | 77.9764 | 17.4248 | 17.8186 | 5 | 6.4031 | -100.742 | 100.8629 | -100.742 | 100.8629 | 60.5615 | 111.8482 | 138 | 144.6037 | 137.4 | 144.3037 | -167.9 | -179.5776 | -168.8 | -180.632 | -172.8 | -184.8329 | -172.3 | -184.5799 | 229.5244 | 230.7813
2020-07-23 02:00 | 3 | 6.7082 | 72.5622 | 73.0364 | 20.0054 | 20.6974 | 2 | 6.3246 | -99.2967 | 99.369 | -99.2967 | 99.369 | 77.318 | 120.3865 | 141 | 146.9522 | 141 | 147.2083 | -174.9 | -185.7654 | -174.8 | -186.9032 | -178.6 | -190.9652 | -178.4 | -190.8492 | 210.04 | 211.3662
2020-07-23 02:30 | 3 | 5.831 | 72.8081 | 73.2507 | 17.8718 | 18.4848 | 4 | 7.2111 | -93.4383 | 93.5396 | -93.4383 | 93.5396 | 84.5153 | 127.0909 | 141.6 | 147.7831 | 143.4 | 149.7658 | -178.8 | -190.1801 | -177.7 | -190.2307 | -182.1 | -194.9476 | -182.1 | -195.2708 | 198.8788 | 200.1011
2020-07-23 03:00 | 7 | 8.6023 | 75.49 | 75.8678 | 14.6075 | 15.0695 | 7 | 8.6023 | -84.6091 | 84.8411 | -84.6091 | 84.8411 | 86.6575 | 132.433 | 143.7 | 150.9441 | 142.5 | 149.7099 | -177.8 | -191.2671 | -177.1 | -191.5774 | -181.2 | -196.0158 | -180.7 | -195.8771 | 195.0056 | 196.4366
2020-07-23 03:30 | 4 | 5 | 69.5004 | 69.9847 | 18.8682 | 19.211 | 3 | 5 | -91.0822 | 91.3101 | -91.0822 | 91.3101 | 94.6428 | 135.0502 | 144.6 | 150.7446 | 142.8 | 149.1048 | -179.5 | -190.7454 | -177.6 | -190.6214 | -181.4 | -194.8728 | -181.8 | -195.1105 | 193.0764 | 193.9187
2020-07-23 04:00 | 8 | 8.9443 | 75.8431 | 76.1434 | 13.6093 | 14.1733 | 8 | 8.9443 | -84.3874 | 84.6866 | -84.3874 | 84.6866 | 89.0843 | 132.7001 | 141.3 | 147.7563 | 143.1 | 149.6531 | -178.1 | -190.4268 | -177.1 | -190.4128 | -181.4 | -195.1665 | -180.9 | -194.9618 | 190.6161 | 191.8086
2020-07-23 04:30 | 3 | 5.831 | 71.2041 | 71.6697 | 18.651 | 19.2239 | 4 | 6.4031 | -91.5402 | 91.7948 | -91.5402 | 91.7948 | 91.5803 | 132.3992 | 145.2 | 151.1524 | 142.8 | 149.1914 | -179.3 | -190.6843 | -177.2 | -189.5498 | -181.5 | -194.1023 | -181.5 | -194.6029 | 196.8452 | 197.2613
2020-07-23 05:00 | 3 | 6.7082 | 72.9146 | 73.2597 | 20.9528 | 21.4145 | 3 | 5.831 | -95.4567 | 95.646 | -95.4567 | 95.646 | 84.6962 | 125.3616 | 143.1 | 149.052 | 143.1 | 148.9684 | -178.7 | -190.2228 | -178.1 | -190.7114 | -181.7 | -194.574 | -180.5 | -193.4899 | 202.8045 | 203.9036
2020-07-23 05:30 | 2 | 6.3246 | 76.4215 | 76.6721 | 22.3405 | 23.2609 | 3 | 5.831 | -100.58 | 100.6057 | -100.58 | 100.6057 | 77.0799 | 117.8821 | 142.8 | 147.7182 | 142.8 | 148.2695 | -179.2 | -188.9779 | -179.1 | -190.0573 | -183.2 | -194.4229 | -183 | -194.4363 | 231.1454 | 232.8496
2020-07-23 06:00 | -8 | -10.6301 | 69.8375 | 69.9277 | 37.1481 | 38.1877 | -9 | -11.4018 | -129.5064 | 129.541 | -129.5064 | 129.541 | 61.0789 | 100.5946 | 142.8 | 146.4295 | 144 | 147.868 | -178.8 | -185.7948 | -179.9 | -188.1861 | -184.3 | -192.591 | -183.8 | -192.3174 | 257.0161 | 259.5956
2020-07-23 06:30 | -11 | -13.0384 | 75.9709 | 76.0018 | 43.3009 | 44.451 | -11 | -13.0384 | -149.3701 | 149.6188 | -149.3701 | 149.6188 | 30.4188 | 58.4123 | 143.4 | 146.5662 | 143.4 | 146.526 | -179 | -185.0676 | -180.8 | -188.2125 | -185.4 | -192.9371 | -185.2 | -192.8282 | 286.1285 | 287.5296
2020-07-23 07:00 | -8 | -17.8885 | 84.4336 | 84.5237 | 42.2588 | 46.8133 | -7 | -17.4642 | -153.506 | 156.3553 | -153.506 | 156.3553 | -18.258 | 61.4872 | 141.3 | 144.1456 | 142.5 | 145.3221 | -178.1 | -183.7462 | -182.5 | -189.3581 | -186.9 | -193.9188 | -186.6 | -193.5868 | 306.2009 | 309.7995
2020-07-23 07:30 | -7 | -19.3132 | 91.519 | 91.5198 | 41.6603 | 46.2653 | -8 | -19.6977 | -164.867 | 169.0563 | -164.867 | 169.0563 | -39.9757 | 76.7139 | 140.1 | 142.7928 | 139.5 | 142.5028 | -174.7 | -180.107 | -181.8 | -188.4974 | -186.6 | -193.5233 | -185.5 | -192.3302 | 357.5486 | 360.2489
2020-07-23 08:00 | 0 | 15 | 104.9816 | 106.2858 | 35.3553 | 36.581 | 0 | 14 | -160.7787 | 162.7444 | -160.7787 | 162.7444 | -75.6012 | 102.5194 | 138.6 | 141.0361 | 138.9 | 141.2213 | -174.5 | -178.1487 | -183.6 | -188.84 | -188.4 | -193.7403 | -187.8 | -193.5217 | 382.1659 | 385.2605
2020-07-23 08:30 | 0 | 0 | 105.3006 | 107.7746 | 38.3944 | 38.6796 | 0 | 0 | -168.556 | 169.5037 | -168.556 | 169.5037 | -98.8662 | 124.766 | 140.1 | 142.1408 | 137.4 | 139.429 | -174.8 | -179.2295 | -185.4 | -191.0455 | -189.7 | -195.4597 | -188.9 | -194.4181 | 397.6729 | 402.7472
2020-07-23 09:00 | -12 | -13 | 92.5365 | 96.1583 | 51.2403 | 51.3667 | -12 | -13 | -186.8628 | 187.3509 | -186.8628 | 187.3509 | -97.2407 | 125.488 | 138.9 | 140.8077 | 138 | 140.0714 | -173.2 | -177.4491 | -184.8 | -190.2 | -189.3 | -194.7853 | -189.2 | -194.641 | 433.3101 | 440.2711
2020-07-23 09:30 | -22 | -23.0868 | 78.0148 | 82.3491 | 59.2351 | 59.5245 | -23 | -24.3516 | -199.5608 | 199.8051 | -199.5608 | 199.8051 | -88.3984 | 117.2072 | 138 | 140.7921 | 138.6 | 141.1483 | -173.1 | -178.241 | -184.8 | -190.5361 | -189 | -194.8046 | -189.1 | -194.9016 | 418.1995 | 427.5448
2020-07-23 10:00 | -22 | -23.4094 | 78.1006 | 80.5329 | 52.7498 | 52.7784 | -22 | -23.4094 | -176.5038 | 178.6197 | -176.5038 | 178.6197 | -105.5614 | 140.6958 | 138 | 141.0348 | 137.1 | 140.0923 | -173 | -178.6815 | -184.4 | -190.5954 | -188.7 | -194.9582 | -188.6 | -194.8614 | 374.8312 | 396.6225
2020-07-23 10:30 | -24 | -25.2982 | 70.4148 | 74.7813 | 57.7408 | 58.2466 | -25 | -26.2488 | -191.6425 | 191.6844 | -191.6425 | 191.6844 | -77.8796 | 112.3266 | 137.4 | 140.9301 | 139.5 | 142.8167 | -172.4 | -178.4314 | -184 | -190.387 | -188.7 | -195.289 | -188.5 | -195.0443 | 416.1738 | 425.2503
2020-07-23 11:00 | -31 | -32.28 | 65.2874 | 65.3316 | 55.9885 | 57.5794 | -31 | -32.573 | -186.2865 | 188.3991 | -186.2865 | 188.3991 | -73.4759 | 101.9334 | 137.7 | 140.4388 | 139.2 | 142.2092 | -171.8 | -177.345 | -182.5 | -188.6307 | -186.9 | -193.1911 | -186.7 | -192.8967 | 412.7181 | 420.7688
2020-07-23 11:30 | -27 | -28.4605 | 65.8909 | 66.2137 | 62.2768 | 63.8019 | -26 | -27.8568 | -191.0817 | 192.9981 | -191.0817 | 192.9981 | -62.0315 | 95.3159 | 138.6 | 141.5164 | 138 | 141.1598 | -173.2 | -178.6524 | -182.7 | -188.8242 | -186.8 | -193.1198 | -186.8 | -193.0691 | 417.4788 | 424.3885
2020-07-23 12:00 | -31 | -32.28 | 66.204 | 66.3866 | 62.6274 | 64.0188 | -31 | -32.28 | -187.2894 | 188.843 | -187.2894 | 188.843 | -79.973 | 109.7199 | 138.9 | 142.0398 | 138.6 | 141.9377 | -172.8 | -178.5633 | -183.4 | -189.8588 | -187.7 | -194.2454 | -187.5 | -194.0007 | 415.6685 | 423.0661
2020-07-23 12:30 | -34 | -35.171 | 62.0906 | 62.1946 | 64.4255 | 65.7574 | -33 | -34.2053 | -187.3816 | 188.8175 | -187.3816 | 188.8175 | -80.4206 | 110.8372 | 138.9 | 142.1028 | 138.9 | 142.1664 | -173 | -178.9599 | -183 | -189.4466 | -187.1 | -193.6142 | -187.1 | -193.6796 | 417.8865 | 425.7086
2020-07-23 13:00 | -31 | -32.573 | 68.7831 | 68.9605 | 62.4184 | 64.181 | -31 | -32.573 | -180.1467 | 181.687 | -180.1467 | 181.687 | -76.0887 | 107.4095 | 138.6 | 141.7464 | 139.2 | 142.5237 | -172 | -178.5678 | -182 | -189.1904 | -186.6 | -193.6728 | -186.3 | -193.6468 | 422.9848 | 430.1799
2020-07-23 13:30 | -32 | -33.8378 | 74.6156 | 74.8011 | 62.152 | 64.2586 | -32 | -33.8378 | -180.3918 | 182.0915 | -180.3918 | 182.0915 | -81.8123 | 111.3784 | 138.9 | 142.1664 | 138.6 | 141.8096 | -173.5 | -179.4944 | -183.8 | -190.4271 | -187.8 | -194.4454 | -187.7 | -194.3488 | 414.8427 | 422.0861
2020-07-23 14:00 | -27 | -29.1548 | 75.3791 | 75.5259 | 61.1707 | 63.2623 | -27 | -29.1548 | -179.9038 | 181.5942 | -179.9038 | 181.5942 | -75.6599 | 106.4891 | 138.3 | 141.7099 | 138.3 | 141.7099 | -171.8 | -178.0079 | -182.1 | -188.9994 | -186.8 | -193.7426 | -186.7 | -193.6197 | 416.9352 | 423.6834
2020-07-23 14:30 | -31 | -32.8938 | 0 | 0 | 0 | 0 | -31 | -32.8938 |  | 0 |  | 0 | 0 | 0 | 140.4 | 143.5694 | 138.6 | 141.9377 | -173.5 | -179.5458 | -183.9 | -190.5236 | -188.6 | -195.3218 | -188.2 | -194.9095 |  | 0
2020-07-23 15:00 | -29 | -30.6757 | 75.3324 | 75.4832 | 63.7333 | 65.5687 | -29 | -31.0161 | -185.7905 | 187.4131 | -185.7905 | 187.4131 | -71.8283 | 104.5176 | 140.4 | 143.8903 | 137.4 | 140.8317 | -174 | -180.236 | -184.1 | -190.9007 | -188.4 | -195.2857 | -188.3 | -195.163 | 413.4824 | 420.2354
2020-07-23 15:30 | -28 | -30.0832 | 79.3373 | 79.4041 | 60.495 | 63.0427 | -28 | -30.4631 | -182.5809 | 184.681 | -182.5809 | 184.681 | -65.9939 | 96.9939 | 139.2 | 142.3332 | 139.2 | 142.4596 | -173.2 | -179.4376 | -183.6 | -190.4983 | -188 | -194.9527 | -187.9 | -194.7334 | 420.3075 | 426.48
2020-07-23 16:00 | -23 | -25.4951 | 87.1238 | 87.1706 | 53.7341 | 56.4836 | -24 | -26.8328 | -179.7639 | 182.2312 | -179.7639 | 182.2312 | -74.9957 | 100.376 | 138 | 141.1598 | 139.5 | 142.6893 | -174.5 | -179.9405 | -184.1 | -190.2647 | -188.4 | -194.8452 | -188.4 | -194.7435 | 409.712 | 416.1658
2020-07-23 16:30 | -14 | -19.105 | 95.6087 | 96.213 | 49.6168 | 54.3304 | -12 | -17.6918 | -178.4329 | 182.0816 | -178.4329 | 182.0816 | -98.1889 | 117.1977 | 138.3 | 141.206 | 140.7 | 143.7388 | -173.5 | -179.5985 | -182 | -188.4372 | -186.2 | -193.4561 | -186.8 | -192.2156 | 411.8767 | 418.8329
2020-07-23 17:00 | -4 | -15.5242 | 106.4044 | 106.7497 | 41.7725 | 48.3601 | -3 | -16.2788 | -172.6821 | 177.7733 | -172.6821 | 177.7733 | -115.5318 | 130.8952 | 138.3 | 140.6859 | 138.3 | 140.7972 | -172.9 | -177.8107 | -183 | -188.7908 | -187.2 | -193.1816 | -187.2 | -193.0099 | 404.2089 | 409.7008
2020-07-23 17:30 | 3 | 18.2483 | 115.9045 | 116.2053 | 36.9358 | 45.757 | 3 | 17.2627 | -175.6074 | 183.3924 | -175.6074 | 183.3924 | -135.1624 | 145.9924 | 137.7 | 139.2921 | 138 | 139.5887 | -172.2 | -175.6614 | -183.3 | -187.7209 | -187 | -191.3992 | -187.7 | -192.19 | 430.6067 | 436.8271
2020-07-23 18:00 | 33 | 33.541 | 148.3239 | 150.4659 | 8.7568 | 19.7763 | 33 | 33.3766 | -140.4423 | 146.4023 | -140.4423 | 146.4023 | -141.4416 | 168.3801 | 137.1 | 139.3428 | 137.4 | 139.6918 | -169.6 | -174.0263 | -181.9 | -190.237 | -186.7 | -195.2658 | -186.9 | -195.4278 | 449.3561 | 450.4114
2020-07-23 18:30 | 41 | 41.4367 | 149.8923 | 152.1237 | 6.6883 | 17.4922 | 41 | 41.5933 | -136.3998 | 141.5726 | -136.3998 | 141.5726 | -138.1288 | 177.1791 | 138.9 | 141.3309 | 137.4 | 139.9702 | -171 | -176.1062 | -183 | -191.6419 | -187.3 | -196.2829 | -187.1 | -195.943 | 445.7464 | 447.5043
2020-07-23 19:00 | 1 | 2.2361 | 119.4086 | 122.7773 | 35.4323 | 37.9814 | 1 | 2.2361 | -174.7004 | 177.1719 | -174.7004 | 177.1719 | -121.9482 | 134.9447 | 138.9 | 141.1674 | 137.7 | 140.0961 | -170.7 | -175.3926 | -182.4 | -189.8884 | -186.2 | -193.8432 | -186.2 | -193.6235 | 428.2603 | 431.2171
2020-07-23 19:30 | 11 | 11.0454 | 124.1953 | 127.1342 | 28.5979 | 31.1814 | 11 | 11.0454 | -158.2235 | 160.2403 | -158.2235 | 160.2403 | -114.9669 | 127.2379 | 138.9 | 141.6156 | 138.3 | 141.3283 | -170.5 | -175.9123 | -180.9 | -189.201 | -185 | -193.261 | -185 | -193.1653 | 399.8012 | 402.5952
2020-07-23 20:00 | 17 | 17.2627 | 128.0038 | 130.5084 | 21.211 | 25.3082 | 17 | 17.1172 | -141.3884 | 143.5718 | -141.3884 | 143.5718 | -116.0955 | 145.1271 | 139.2 | 142.2709 | 139.5 | 142.6266 | -174.5 | -180.4612 | -182.7 | -188.2323 | -186.9 | -192.4776 | -186.8 | -192.2852 | 353.6985 | 364.5229
2020-07-23 20:30 | 6 | 6.0828 | 113.8449 | 116.1102 | 31.5068 | 33.7213 | 7 | 7.2801 | -153.8819 | 155.3841 | -153.8819 | 155.3841 | -94.5891 | 128.7414 | 140.7 | 144.2488 | 139.5 | 143.1456 | -174 | -180.6329 | -180.8 | -186.9101 | -184.7 | -190.7637 | -184.7 | -190.8101 | 352.6482 | 363.7218
2020-07-23 21:00 | 3 | 14.3178 | 108.5666 | 108.9988 | 33.1223 | 39.9672 | 3 | 14.3178 | -149.3081 | 153.2602 | -149.3081 | 153.2602 | -65.849 | 103.4475 | 141.3 | 144.7036 | 139.8 | 143.3711 | -174.5 | -181.3849 | -181.2 | -187.5269 | -185.4 | -191.7915 | -185.3 | -191.6692 | 351.6451 | 361.7568
2020-07-23 21:30 | 2 | 3.6056 | 101.4294 | 102.4917 | 35.1637 | 37.2665 | 2 | 3.6056 | -150.5333 | 151.4679 | -150.5333 | 151.4679 | -45.6293 | 91.678 | 140.7 | 144.183 | 140.7 | 144.2488 | -175.6 | -182.095 | -181.5 | -188.0502 | -185.4 | -192.0499 | -185 | -191.5596 | 333.1088 | 341.207
2020-07-23 22:00 | -10 | -10.4403 | 84.0176 | 84.83 | 44.352 | 45.3331 | -9 | -9.8489 | -156.9141 | 157.2159 | -156.9141 | 157.2159 | -18.1801 | 90.0559 | 140.7 | 143.6778 | 140.4 | 143.507 | -174.8 | -180.7513 | -179.6 | -185.9295 | -183.8 | -190.1937 | -183.2 | -189.5625 | 319.2453 | 329.8088
2020-07-23 22:30 | -16 | -16.4924 | 75.8935 | 76.37 | 47.6731 | 48.5139 | -16 | -16.7631 | -162.0337 | 162.2763 | -162.0337 | 162.2763 | 14.3689 | 86.1965 | 141.9 | 145.3301 | 140.4 | 143.8903 | -175.7 | -182.2179 | -179.8 | -187.0854 | -183.9 | -191.2746 | -183.6 | -191.0414 | 303.0982 | 312.6164
2020-07-23 23:00 | -11 | -11.4018 | 74.3229 | 74.8192 | 43.8586 | 44.4298 | -11 | -11.4018 | -152.7827 | 152.8358 | -152.7827 | 152.8358 | 34.2416 | 92.8933 | 142.2 | 146.3963 | 140.4 | 144.0228 | -175.1 | -182.6867 | -178.6 | -187.0483 | -182.8 | -191.3029 | -182.5 | -191.1532 | 291.8585 | 298.9626
2020-07-23 23:30 | -21 | -21.0238 | 64.3187 | 64.9175 | 49.8826 | 50.02 | -22 | -22.0227 | -171.8021 | 171.8383 | -171.8021 | 171.8383 | 29.8379 | 85.4864 | 140.1 | 144.5032 | 141.3 | 145.3097 | -174.9 | -182.5809 | -176.8 | -185.6389 | -181.2 | -190.0742 | -180.9 | -189.9096 | 296.01 | 303.1297
2020-07-24 | -20 | -20 | 59.3514 | 59.6337 | 49.0156 | 49.0571 | -20 | -20.025 | -162.9972 | 162.9972 | -162.9972 | 162.9972 | 40.2472 | 91.8878 | 140.7 | 144.7263 | 141.3 | 145.5223 | -174.9 | -182.5809 | -177.1 | -185.8033 | -181.2 | -190.0742 | -180.9 | -189.9096 | 281.1115 | 285.8041
2020-07-24 00:30 | -20 | -20 | 56.6143 | 57.2385 | 47.4901 | 47.7146 | -20 | -20 | -153.1263 | 153.282 | -153.1263 | 153.282 | 54.8786 | 106.3443 | 140.1 | 144.9547 | 142.2 | 147.0826 | -176.1 | -185.2187 | -178 | -188.2596 | -182.2 | -192.6216 | -181.9 | -192.5337 | 275.6559 | 279.5795
2020-07-24 01:00 | -31 | -31 | 47.4925 | 48.3049 | 53.828 | 54.171 | -31 | -31 | -154.8863 | 155.2107 | -154.8863 | 155.2107 | 69.7786 | 114.6448 | 142.5 | 147.3516 | 141 | 146.0569 | -177.9 | -186.8085 | -180.2 | -190.2126 | -184.7 | -194.956 | -184.2 | -194.6111 | 276.8306 | 279.9212
2020-07-24 01:30 | -33 | -33.0606 | 40.3189 | 41.3399 | 58.2684 | 58.7462 | -33 | -33.0606 | -159.1208 | 159.7016 | -159.1208 | 159.7016 | 65.6804 | 117.7229 | 143.1 | 147.8562 | 142.2 | 147.2157 | -177.5 | -186.7047 | -178 | -187.8084 | -181.4 | -191.3181 | -181.5 | -191.6364 | 234.7763 | 234.781
2020-07-24 02:00 | -35 | -35.3553 | 36.6166 | 37.9294 | 58.5819 | 59.4321 | -35 | -35.2278 | -150.9754 | 151.9853 | -150.9754 | 151.9853 | 66.1932 | 118.8622 | 142.2 | 147.2936 | 144 | 148.8027 | -180 | -189.3296 | -179.4 | -189.3587 | -183.5 | -193.5316 | -183.3 | -193.5337 | 217.4505 | 217.463
2020-07-24 02:30 | -45 | -45.3982 | 24.8973 | 27.1495 | 67.7979 | 68.7962 | -45 | -45.3982 | -157.4922 | 158.6957 | -157.4922 | 158.6957 | 78.951 | 124.1945 | 142.2 | 146.8346 | 144.3 | 149.0931 | -178.3 | -187.2199 | -177.8 | -187.6181 | -182.5 | -192.393 | -182.1 | -192.1728 | 220.4156 | 220.6864
2020-07-24 03:00 | -44 | -44.7214 | 28.46 | 30.8889 | 63.1158 | 64.7235 | -45 | -45.5412 | -146.3362 | 147.9904 | -146.3362 | 147.9904 | 82.8445 | 127.5868 | 142.2 | 146.8346 | 143.7 | 148.5124 | -179.1 | -187.9516 | -178.9 | -188.5035 | -183.1 | -192.9307 | -183.1 | -193.1843 | 218.9331 | 219.2672
2020-07-24 03:30 | -53 | -53.6004 | 16.6125 | 20.0088 | 74.3812 | 75.3688 | -53 | -53.4603 | -160.6027 | 161.6652 | -160.6027 | 161.6652 | 91.855 | 131.9129 | 144.9 | 149.4509 | 145.5 | 150.2548 | -178.1 | -186.8169 | -177.6 | -187.1122 | -181.7 | -191.5076 | -181.5 | -191.5084 | 221.8783 | 222.2472
2020-07-24 04:00 | -56 | -56.5685 | 14.9085 | 19.1496 | 76.2194 | 77.3404 | -55 | -55.5788 | -166.5951 | 167.9069 | -166.5951 | 167.9069 | 89.7062 | 131.1834 | 144.3 | 148.7958 | 143.4 | 148.1465 | -178.6 | -187.5667 | -177.9 | -187.4915 | -182.9 | -192.7724 | -182 | -191.9505 | 214.4454 | 214.8188
2020-07-24 04:30 | -58 | -58.5491 | 15.8833 | 20.1778 | 77.0677 | 78.0525 | -58 | -58.5491 | -170.5949 | 171.8695 | -170.5949 | 171.8695 | 87.3309 | 127.9877 | 141.6 | 146.3219 | 141.9 | 146.4694 | -177.4 | -186.0043 | -177.1 | -186.418 | -182.2 | -191.7314 | -180.8 | -190.3076 | 232.0043 | 232.2781
2020-07-24 05:00 | -61 | -61.4003 | 12.2594 | 17.6704 | 83.561 | 84.3209 | -60 | -60.531 | -184.3979 | 185.4724 | -184.3979 | 185.4724 | 81.8489 | 124.8409 | 142.8 | 147.1949 | 144 | 148.4318 | -177.4 | -185.5242 | -178.4 | -187.4682 | -181.8 | -190.9803 | -181.5 | -190.9107 | 233.0816 | 233.2714
2020-07-24 05:30 | -63 | -63.2851 | 13.8338 | 19.1144 | 86.2566 | 86.738 | -62 | -62.2896 | -196.0203 | 196.763 | -196.0203 | 196.763 | 63.1171 | 109.6704 | 141.6 | 144.5592 | 143.4 | 146.5045 | -178.5 | -184.6862 | -178.6 | -185.4399 | -183.2 | -190.3281 | -182.7 | -189.8469 | 240.4818 | 240.7723
2020-07-24 06:00 | -60 | -60.2993 | 24.7406 | 31.3622 | 85.8773 | 86.086 | -59 | -59.3043 | -203.9158 | 204.1873 | -203.9158 | 204.1873 | 42.8497 | 97.7219 | 141.6 | 144.8686 | 142.8 | 146.1049 | -177 | -183.1595 | -177.9 | -184.578 | -182 | -188.8496 | -181.7 | -188.6678 | 257.008 | 257.4016
2020-07-24 06:30 | -65 | -65.4905 | 26.9364 | 37.4002 | 95.1471 | 95.3895 | -67 | -67.6018 | -228.392 | 228.5181 | -228.392 | 228.5181 | 24.7292 | 63.2761 | 143.1 | 146.7221 | 145.2 | 148.7059 | -179.3 | -185.9542 | -182.8 | -189.8889 | -187.3 | -194.5728 | -186 | -193.2673 | 286.1785 | 286.1807
2020-07-24 07:00 | -61 | -61.2944 | 34.6023 | 44.2254 | 95.8754 | 95.9122 | -61 | -61.2046 | -237.8672 | 237.8874 | -237.8672 | 237.8874 | -15.0745 | 69.0203 | 140.1 | 143.0295 | 141.6 | 144.8686 | -174.8 | -181.1127 | -180.6 | -187.2873 | -184.8 | -191.6022 | -184.5 | -191.3129 | 329.8221 | 330.9905
2020-07-24 07:30 | -58 | -58.2151 | 44.7741 | 53.1136 | 91.0627 | 91.0837 | -57 | -57.0789 | -244.6829 | 244.9259 | -244.6829 | 244.9259 | -46.4635 | 89.7544 | 138 | 142.6184 | 139.8 | 144.3608 | -171.6 | -179.7168 | -180.6 | -186.3169 | -185.2 | -190.9484 | -185 | -190.7788 | 379.0713 | 381.3278
2020-07-24 08:00 | -58 | -58.4209 | 51.0877 | 54.801 | 91.7457 | 92.4308 | -57 | -57.4282 | -252.4567 | 254.9286 | -252.4567 | 254.9286 | -64.5266 | 76.0945 | 136.5 | 140.0875 | 138.9 | 142.5609 | -170.9 | -177.3248 | -182.1 | -189.6281 | -186.3 | -193.9961 | -186.2 | -193.9001 | 425.0094 | 425.2378
2020-07-24 08:30 | -66 | -66.3702 | 43.0403 | 49.1479 | 101.7271 | 102.4297 | -66 | -66.3702 | -265.1948 | 267.4732 | -265.1948 | 267.4732 | -74.7254 | 83.9377 | 137.1 | 140.0923 | 135.6 | 138.6873 | -168.4 | -174.0281 | -181.3 | -189.1081 | -185.9 | -193.6961 | -185.7 | -193.617 | 464.8862 | 464.9188
2020-07-24 09:00 | -91 | -92.0706 | 21.3632 | 28.1634 | 122.5715 | 124.0955 | -89 | -90.0944 | -292.2219 | 295.7271 | -292.2219 | 295.7271 | -86.9233 | 98.5189 | 136.8 | 140.3128 | 138.9 | 142.4937 | -171.6 | -177.6845 | -184.1 | -192.1115 | -188 | -196.1632 | -188.2 | -196.2979 | 468.5036 | 468.7762
2020-07-24 09:30 | -80 | -81.0494 | 20.8554 | 23.8625 | 109.763 | 111.2469 | -81 | -82.201 | -271.3684 | 274.822 | -271.3684 | 274.822 | -82.162 | 93.6434 | 136.5 | 140.7192 | 137.4 | 141.9621 | -171.5 | -179.1249 | -183.4 | -192.847 | -187.6 | -197.2992 | -187.6 | -197.2708 | 438.8034 | 439.1137
2020-07-24 10:00 | -82 | -83.3607 | 20.303 | 22.5198 | 109.9405 | 111.6367 | -81 | -82.5651 | -260.6575 | 263.8963 | -260.6575 | 263.8963 | -58.1355 | 76.1925 | 136.5 | 138.8614 | 137.4 | 139.6918 | -171.6 | -176.1485 | -183.4 | -191.6137 | -187.5 | -196.0017 | -187.5 | -196.0308 | 425.4957 | 425.881
2020-07-24 10:30 | -81 | -82.3772 | 13.836 | 15.8764 | 106.2031 | 107.5832 | -81 | -82.3772 | -247.4276 | 250.1168 | -247.4276 | 250.1168 | -48.238 | 70.7057 | 137.4 | 139.9702 | 137.4 | 140.0859 | -172.2 | -177.1536 | -183.3 | -191.8102 | -187.9 | -196.7366 | -187.6 | -196.4205 | 426.0027 | 426.5606
2020-07-24 11:00 | -68 | -68.0294 | 18.2791 | 24.7835 | 92.7035 | 92.7143 | -69 | -69.029 | -219.9529 | 220.2603 | -219.9529 | 220.2603 | -41.7072 | 83.9213 | 138 | 140.6744 | 138.9 | 141.4429 | -172.2 | -177.5849 | -182.1 | -190.8424 | -186.4 | -195.4243 | -186.2 | -195.1735 | 398.8222 | 399.3611
2020-07-24 11:30 | -81 | -81 | 4.9806 | 18.6051 | 99.0672 | 99.0791 | -80 | -80 | -223.8441 | 223.9195 | -223.8441 | 223.9195 | -16.9629 | 84.9999 | 138.6 | 141.7099 | 137.1 | 140.4083 | -172.6 | -178.4572 | -182.2 | -190.9677 | -186.6 | -195.7053 | -186.5 | -195.4193 | 397.1418 | 398.0052
2020-07-24 12:00 | -85 | -85.0529 | -6.1867 | 19.0424 | 103.8448 | 103.9117 | -84 | -84.0238 | -228.5498 | 228.5574 | -228.5498 | 228.5574 | -9.6972 | 117.1828 | 138 | 141.483 | 137.7 | 141.257 | -172.4 | -178.587 | -182.5 | -188.2816 | -187.5 | -193.3741 | -187 | -192.9878 | 390.2587 | 397.1846
2020-07-24 12:30 | -92 | -92.0054 | -17.813 | 22.0125 | 109.7642 | 109.7761 | -91 | -91 | -233.0812 | 233.117 | -233.0812 | 233.117 | 8.1748 | 113.8974 | 138.9 | 142.361 | 138.9 | 142.427 | -174.5 | -180.8232 | -183.7 | -189.7668 | -188.1 | -194.2271 | -187.7 | -193.8647 | 393.8932 | 399.8626
2020-07-24 13:00 | -92 | -92.0217 | -18.9064 | 23.3031 | 111.2832 | 111.3247 | -92 | -92.0217 | -232.1451 | 232.1477 | -232.1451 | 232.1477 | 13.326 | 113.7655 | 138 | 141.7525 | 140.4 | 144.09 | -174.6 | -181.3184 | -184.5 | -191.1812 | -188.1 | -194.7351 | -187.9 | -194.4973 | 388.5254 | 393.8738
2020-07-24 13:30 | -88 | -88.0511 | -15.7733 | 20.6425 | 107.2958 | 107.3777 | -87 | -87.0517 | -230.2321 | 230.233 | -230.2321 | 230.233 | 13.8205 | 112.9277 | 139.5 | 143.2813 | 141.9 | 145.7549 | -174.4 | -181.3435 | -182.2 | -188.9096 | -187.2 | -194.1019 | -186.3 | -193.2075 | 366.7701 | 371.6054
2020-07-24 14:00 | -86 | -86.8332 | -12.3139 | 25.415 | 103.7568 | 104.7051 | -85 | -85.7088 | -223.1397 | 223.9294 | -223.1397 | 223.9294 | 2.8984 | 110.1904 | 140.7 | 144.3153 | 141.6 | 145.4629 | -175.7 | -182.5126 | -182 | -188.6376 | -186.6 | -193.3389 | -186.3 | -193.1019 | 348.5627 | 353.309
2020-07-24 14:30 | -79 | -79.6304 | -11.8305 | 22.0369 | 100.8197 | 101.5844 | -78 | -78.6384 | -224.4064 | 224.9424 | -224.4064 | 224.9424 | 16.3645 | 103.9335 | 141.9 | 145.619 | 139.2 | 142.9893 | -176.3 | -182.9293 | -182.2 | -189.0531 | -186.7 | -193.6564 | -186.1 | -193.2015 | 328.6229 | 332.7861
2020-07-24 15:00 | -72 | -72.2496 | -0.19411 | 15.12 | 95.045 | 95.409 | -72 | -72.2496 | -217.3951 | 217.6058 | -217.3951 | 217.6058 | 1.6756 | 98.2246 | 142.8 | 146.2979 | 140.7 | 144.3153 | -177 | -183.3408 | -181.7 | -188.2956 | -186.4 | -193.2247 | -186 | -192.8917 | 318.3223 | 322.5067
2020-07-24 15:30 | -59 | -59.0339 | 17.7819 | 20.4387 | 77.9931 | 78.1139 | -58 | -58.0345 | -192.6418 | 192.6739 | -192.6418 | 192.6739 | -22.9048 | 95.9582 | 141.3 | 144.5122 | 142.8 | 146.0418 | -177.8 | -184.1392 | -181.7 | -187.9844 | -186.5 | -193.0603 | -186.1 | -192.648 | 299.3073 | 304.1331
2020-07-24 16:00 | -52 | -52 | 27.9703 | 29.9408 | 77.1158 | 77.1729 | -51 | -51 | -197.6834 | 197.6837 | -197.6834 | 197.6837 | -31.2556 | 98.464 | 141.3 | 144.3262 | 142.8 | 145.9172 | -177.4 | -183.5461 | -182.6 | -188.9569 | -186.7 | -193.0739 | -185.8 | -192.1017 | 312.0486 | 316.7786
2020-07-24 16:30 | -44 | -44.0114 | 48.1685 | 49.212 | 66.6234 | 66.7359 | -44 | -44.0454 | -185.408 | 185.5562 | -185.408 | 185.5562 | -63.2326 | 111.0892 | 142.2 | 144.8537 | 142.8 | 145.4428 | -176.4 | -182.0246 | -180.4 | -186.3466 | -184.6 | -190.6882 | -184.4 | -190.4946 | 312.2694 | 316.6741
2020-07-24 17:00 | -37 | -37.2156 | 58.1504 | 59.1648 | 68.7241 | 69.2273 | -37 | -37.2156 | -197.0775 | 197.6567 | -197.0775 | 197.6567 | -83.9055 | 117.0783 | 141 | 143.8005 | 141.3 | 143.6903 | -176.1 | -181.7587 | -180.6 | -186.5402 | -185.1 | -191.3739 | -185.5 | -191.685 | 321.0637 | 323.6144
2020-07-24 17:30 | -18 | -19.3132 | 87.6177 | 88.8987 | 52.1773 | 53.7946 | -18 | -18.9737 | -187.5487 | 189.4521 | -187.5487 | 189.4521 | -103.4456 | 119.4351 | 140.4 | 143.0871 | 138.6 | 141.3802 | -172.6 | -177.8999 | -181.4 | -189.6711 | -185.7 | -194.2805 | -185.8 | -194.2881 | 381.2397 | 381.26
2020-07-24 18:00 | -15 | -17 | 94.476 | 96.4328 | 56.1946 | 58.4388 | -15 | -17.4929 | -204.3084 | 207.5007 | -204.3084 | 207.5007 | -136.2062 | 140.4177 | 138.6 | 142.1345 | 136.8 | 140.3798 | -171.4 | -177.8068 | -180.9 | -188.2808 | -185.2 | -192.7449 | -185.2 | -192.607 | 416.0717 | 416.1556
2020-07-24 18:30 | -14 | -16.6433 | 96.3954 | 98.2913 | 55.3469 | 58.1959 | -14 | -17.2047 | -204.1602 | 208.2598 | -204.1602 | 208.2598 | -125.9963 | 131.8959 | 139.2 | 142.6537 | 139.5 | 143.1456 | -172 | -178.653 | -182.6 | -190.2762 | -186.9 | -194.7401 | -187 | -194.7088 | 421.7925 | 421.7937
2020-07-24 19:00 | -6 | -13.4164 | 106.5208 | 107.6486 | 46.6888 | 51.1089 | -6 | -13.4164 | -186.5747 | 191.1976 | -186.5747 | 191.1976 | -118.3147 | 121.9004 | 138.9 | 142.2307 | 138.3 | 141.5803 | -173 | -179.2184 | -182.4 | -189.6401 | -186.9 | -194.3789 | -186.7 | -193.9808 | 411.0535 | 411.0835
2020-07-24 19:30 | -14 | -16.6433 | 98.4371 | 99.9692 | 52.0118 | 55.0414 | -14 | -16.6433 | -191.3342 | 194.6431 | -191.3342 | 194.6431 | -111.4223 | 117.719 | 140.1 | 143.8656 | 138 | 141.8908 | -172.9 | -179.9845 | -182.7 | -190.627 | -187.4 | -195.5596 | -186.8 | -194.9948 | 393.3639 | 393.4279
2020-07-24 20:00 | -14 | -16.1245 | 98.085 | 99.7821 | 51.6943 | 54.1665 | -13 | -15.2643 | -184.1286 | 186.8162 | -184.1286 | 186.8162 | -100.1996 | 106.0171 | 139.5 | 143.6311 | 139.2 | 143.6308 | -173.2 | -180.666 | -182.1 | -190.3698 | -186.7 | -195.2951 | -186.4 | -194.9577 | 385.9781 | 386.0333
2020-07-24 20:30 | -24 | -25.2982 | 85.7392 | 87.3195 | 60.298 | 62.0357 | -24 | -25.2982 | -194.3557 | 196.345 | -194.3557 | 196.345 | -85.4437 | 111.5679 | 139.5 | 144.0703 | 139.8 | 144.2863 | -173.8 | -181.5853 | -182.1 | -187.506 | -186.8 | -192.2852 | -186.9 | -192.2143 | 367.5417 | 369.4055
2020-07-24 21:00 | -28 | -28.8617 | 79.7607 | 81.1437 | 63.1436 | 64.4863 | -27 | -27.8927 | -193.8963 | 195.4459 | -193.8963 | 195.4459 | -68.9864 | 102.2428 | 140.4 | 143.204 | 140.7 | 143.6173 | -174.8 | -180.3754 | -182.3 | -188.1846 | -186.8 | -192.7924 | -187 | -192.9139 | 370.0562 | 371.2867
2020-07-24 21:30 | -24 | -24.5153 | 80.2842 | 81.6298 | 58.9151 | 59.8943 | -23 | -23.5372 | -186.5347 | 187.453 | -186.5347 | 187.453 | -57.0589 | 97.7092 | 138.9 | 142.4937 | 140.1 | 143.5976 | -173.4 | -179.683 | -180.5 | -187.0349 | -185 | -191.6652 | -185 | -191.69 | 360.6858 | 362.0273
2020-07-24 22:00 | -28 | -28.2843 | 71.6548 | 72.8256 | 61.3471 | 61.9126 | -28 | -28.2843 | -186.1371 | 186.6538 | -186.1371 | 186.6538 | -41.1624 | 78.9941 | 142.5 | 145.9401 | 139.5 | 143.0786 | -174.3 | -180.4736 | -179.7 | -186.6881 | -184.1 | -191.2758 | -183.9 | -191.0561 | 331.071 | 332.6158
2020-07-24 22:30 | -30 | -30.0666 | 67.8279 | 68.9758 | 60.6789 | 60.8228 | -28 | -28.0713 | -186.0481 | 186.2785 | -186.0481 | 186.2785 | -7.8409 | 66.6736 | 141.3 | 144.5122 | 141.6 | 144.8056 | -176.4 | -182.3243 | -180.9 | -187.6934 | -185.8 | -192.9664 | -185.3 | -192.4703 | 318.1682 | 318.7179
2020-07-24 23:00 | -21 | -21 | 72.7671 | 73.8557 | 48.6349 | 48.8287 | -21 | -21 | -165.6981 | 165.7612 | -165.6981 | 165.7612 | 9.5584 | 94.5262 | 142.5 | 146.2711 | 141.3 | 145.1709 | -175.9 | -183.0609 | -179.5 | -187.7079 | -184.1 | -192.5163 | -183.9 | -192.3836 | 288.1721 | 289.1659
2020-07-24 23:30 | -18 | -18.0278 | 70.2575 | 70.9329 | 45.7709 | 46.0022 | -17 | -17.0294 | -172.6845 | 172.833 | -172.6845 | 172.833 | 9.1338 | 89.6258 | 144 | 146.7932 | 141.6 | 144.7431 | -178.1 | -183.9696 | -179.9 | -185.8375 | -184.4 | -190.4946 | -183.8 | -189.9391 | 293.3332 | 293.9357
2020-07-25 | -11 | -11 | 71.0494 | 71.4022 | 39.5005 | 39.5893 | -10 | -10.0499 | -151.6624 | 151.6625 | -151.6624 | 151.6625 | 23.1088 | 99.9507 | 140.7 | 143.8005 | 141.9 | 144.8531 | -178.6 | -184.6046 | -180.3 | -186.9362 | -184.7 | -191.304 | -184.5 | -191.2601 | 277.7426 | 277.9187
2020-07-25 00:30 | -13 | -13.0384 | 64.1763 | 64.3243 | 41.7038 | 41.8366 | -14 | -14.0357 | -148.8162 | 148.8233 | -148.8162 | 148.8233 | 33.4176 | 101.7081 | 144 | 147.6 | 144.3 | 147.8927 | -176.9 | -183.5076 | -177.8 | -185.22 | -182.5 | -190.068 | -181.8 | -189.368 | 256.0759 | 256.0903
2020-07-25 01:00 | -5 | -5.831 | 68.6127 | 68.6172 | 33.412 | 33.7985 | -6 | -7.2111 | -130.8087 | 130.8598 | -130.8087 | 130.8598 | 37.3831 | 108.4526 | 142.5 | 146.5466 | 143.7 | 147.6445 | -177.7 | -185.5214 | -177.6 | -186.0998 | -182 | -190.6872 | -181.5 | -190.3602 | 240.1582 | 240.2224
2020-07-25 01:30 | -15 | -15.1327 | 58.7153 | 58.719 | 39.2722 | 39.3849 | -15 | -15.2971 | -138.8049 | 138.9881 | -138.8049 | 138.9881 | 64.2183 | 117.5504 | 142.2 | 146.4679 | 141.6 | 146.031 | -177.4 | -185.1766 | -178 | -186.5712 | -181.9 | -190.6216 | -182.2 | -191.1483 | 241.1273 | 241.2803
2020-07-25 02:00 | -9 | -9.2195 | 60.9487 | 60.9644 | 32.2316 | 32.3878 | -9 | -9.4868 | -122.8396 | 123.1254 | -122.8396 | 123.1254 | 68.1881 | 121.2952 | 143.7 | 147.8537 | 142.5 | 146.7592 | -177.6 | -185.0561 | -178.2 | -186.613 | -182.6 | -191.3494 | -182.2 | -190.9625 | 225.826 | 226.6157
2020-07-25 02:30 | -1 | -1 | 62.6302 | 62.6431 | 28.7165 | 29.0982 | -1 | -1 | -114.718 | 115.3106 | -114.718 | 115.3106 | 75.1168 | 129.2725 | 141.9 | 146.9259 | 143.1 | 148.2407 | -178.5 | -187.8106 | -177.7 | -187.8784 | -182.4 | -193.0061 | -181.5 | -192.1887 | 204.976 | 206.0331
2020-07-25 03:00 | -6 | -6.3246 | 59.9842 | 60.0801 | 28.4706 | 28.7259 | -6 | -6.3246 | -112.4496 | 112.967 | -112.4496 | 112.967 | 79.4913 | 130.1615 | 144 | 149.1096 | 142.8 | 148.0299 | -178.9 | -187.9441 | -178.6 | -188.6331 | -182.9 | -193.2193 | -182.7 | -193.0623 | 200.4966 | 202.321
2020-07-25 03:30 | -5 | -5.3852 | 60.2613 | 60.3337 | 28.7135 | 29.0135 | -6 | -6.3246 | -111.534 | 112.1527 | -111.534 | 112.1527 | 83.647 | 133.85 | 143.4 | 148.2983 | 142.2 | 146.9259 | -179.4 | -188.5427 | -178.7 | -188.8245 | -182.7 | -193.0946 | -182 | -192.465 | 196.9021 | 198.9166
2020-07-25 04:00 | -2 | -2.8284 | 61.0268 | 61.112 | 27.2201 | 27.4788 | -3 | -3.1623 | -108.5142 | 109.0745 | -108.5142 | 109.0745 | 85.2541 | 132.4624 | 143.4 | 148.1465 | 143.4 | 148.2222 | -178.8 | -187.9476 | -177.7 | -187.7166 | -182.1 | -192.5271 | -181.5 | -191.9922 | 195.1669 | 197.1566
2020-07-25 04:30 | 0 | 0 | 66.5812 | 66.6448 | 22.1513 | 22.4947 | 0 | 0 | -100.8231 | 101.4564 | -100.8231 | 101.4564 | 82.2756 | 133.1568 | 143.7 | 148.5124 | 144.3 | 149.2451 | -177.8 | -186.959 | -176.6 | -186.6757 | -180.7 | -191.1055 | -180.3 | -190.8254 | 197.6445 | 199.7409
2020-07-25 05:00 | 0 | 2 | 63.3774 | 63.5079 | 25.9711 | 26.3073 | 0 | 1 | -107.1405 | 107.6311 | -107.1405 | 107.6311 | 82.4165 | 132.0923 | 142.2 | 147.1383 | 143.7 | 148.5885 | -180.5 | -189.4677 | -180.1 | -189.9583 | -183.2 | -193.2472 | -184 | -194.293 | 196.0152 | 197.8973
2020-07-25 05:30 | -5 | -5.831 | 62.1487 | 62.2002 | 28.5223 | 28.7035 | -7 | -7.6158 | -113.6216 | 114.0589 | -113.6216 | 114.0589 | 77.1134 | 126.1636 | 143.4 | 147.9231 | 143.1 | 147.781 | -180 | -188.4442 | -178.6 | -188.093 | -182.4 | -192.2033 | -183 | -192.9623 | 205.5219 | 207.6442
2020-07-25 06:00 | -5 | -5.831 | 66.5806 | 66.582 | 27.9188 | 28.2795 | -6 | -6.7082 | -116.9031 | 117.1036 | -116.9031 | 117.1036 | 82.8965 | 132.7278 | 143.4 | 148.1465 | 143.7 | 148.6651 | -179.7 | -187.6958 | -179.7 | -187.8915 | -183.8 | -192.3697 | -183.4 | -192.113 | 205.0444 | 206.1929
2020-07-25 06:30 | -2 | -5.3852 | 69.508 | 69.5467 | 30.8152 | 31.5635 | -5 | -8.6023 | -125.9766 | 125.9836 | -125.9766 | 125.9836 | 73.078 | 122.184 | 143.1 | 146.2727 | 144.6 | 147.8023 | -179 | -185.144 | -179.6 | -186.2171 | -184 | -190.7514 | -183.3 | -190.0762 | 219.9207 | 221.0362
2020-07-25 07:00 | -8 | -8.0623 | 69.8565 | 70.2918 | 35.5629 | 35.8289 | -8 | -8.0623 | -136.1848 | 136.2267 | -136.1848 | 136.2267 | 56.2428 | 115.652 | 143.4 | 147.0811 | 143.1 | 146.7886 | -178.4 | -185.6293 | -179.1 | -186.9486 | -182.9 | -191.0194 | -182.6 | -190.7901 | 241.8867 | 242.8836
2020-07-25 07:30 | 1 | 2.2361 | 81.2795 | 81.5609 | 25.2775 | 26.1005 | 1 | 2.2361 | -129.8273 | 129.8936 | -129.8273 | 129.8936 | 33.2875 | 89.1418 | 142.5 | 146.4768 | 142.8 | 146.6997 | -177.4 | -184.5578 | -178.9 | -187.1636 | -183.3 | -191.8692 | -183.2 | -191.8329 | 254.5486 | 256.1612
2020-07-25 08:00 | -2 | -2.8284 | 80.0647 | 80.4921 | 30.9608 | 31.6437 | -2 | -2.2361 | -143.6294 | 143.7725 | -143.6294 | 143.7725 | 22.7305 | 86.8867 | 142.5 | 145.9401 | 141.6 | 145.2595 | -176.8 | -183.4545 | -180.2 | -187.692 | -184.4 | -192.1441 | -184.4 | -192.1722 | 282.226 | 282.6441
2020-07-25 08:30 | -8 | -8.9443 | 77.7353 | 78.167 | 38.9722 | 39.8526 | -8 | -8.9443 | -161.7895 | 162.4013 | -161.7895 | 162.4013 | 15.1946 | 75.7815 | 139.8 | 142.4406 | 141 | 143.6186 | -177.1 | -182.4599 | -181.8 | -188.1067 | -186.6 | -193.131 | -185.8 | -192.3065 | 311.9786 | 312.027
2020-07-25 09:00 | -7 | -7.2801 | 81.161 | 81.7265 | 37.2405 | 37.7947 | -7 | -7.2801 | -159.5676 | 160.0299 | -159.5676 | 160.0299 | -2.602 | 81.1803 | 139.8 | 142.9827 | 139.2 | 142.4596 | -173 | -179.3233 | -181.1 | -188.4453 | -185.4 | -192.8818 | -185.1 | -192.6211 | 328.5567 | 328.9146
2020-07-25 09:30 | -16 | -16.2788 | 71.0208 | 71.661 | 43.7748 | 44.3374 | -16 | -16.4924 | -164.6777 | 165.0539 | -164.6777 | 165.0539 | -14.6797 | 80.6191 | 137.4 | 140.5102 | 138 | 141.483 | -173.8 | -179.6825 | -180.7 | -187.49 | -185.1 | -192.1041 | -185.8 | -192.8588 | 340.9791 | 341.0703
2020-07-25 10:00 | -17 | -17.4642 | 64.2208 | 64.5473 | 43.2324 | 43.8407 | -13 | -13.6015 | -155.5051 | 155.6902 | -155.5051 | 155.6902 | -21.1961 | 76.1429 | 138.9 | 142.0398 | 139.8 | 143.1098 | -173.4 | -179.6306 | -180.5 | -187.3507 | -185.4 | -192.3664 | -185.6 | -192.7199 | 343.9033 | 344.1348
2020-07-25 10:30 | -8 | -8.9443 | 64.8717 | 65.0725 | 33.238 | 33.8513 | -8 | -8.9443 | -137.4179 | 137.471 | -137.4179 | 137.471 | -14.7258 | 82.1789 | 139.8 | 143.3711 | 137.1 | 140.9457 | -171.5 | -178.1988 | -181.1 | -188.5563 | -185.4 | -193.0203 | -185.1 | -192.7322 | 348.0052 | 348.2126
2020-07-25 11:00 | -11 | -11.1803 | 54.3992 | 54.9011 | 40.5586 | 40.8525 | -11 | -11.1803 | -140.3745 | 140.3779 | -140.3745 | 140.3779 | 1.2031 | 86.8767 | 138.3 | 142.6111 | 138.3 | 142.6111 | -173.1 | -180.485 | -182.3 | -190.474 | -186.5 | -194.8995 | -186.4 | -194.862 | 361.0108 | 361.1921
2020-07-25 11:30 | -8 | -9.434 | 53.9089 | 53.9483 | 35.2074 | 35.8763 | -8 | -9.434 | -133.8538 | 133.8598 | -133.8538 | 133.8598 | 7.8566 | 78.6781 | 139.8 | 142.9827 | 140.7 | 143.7388 | -175.9 | -181.7145 | -183.2 | -189.6915 | -187.7 | -194.3229 | -187.5 | -194.2076 | 323.6215 | 323.8738
2020-07-25 12:00 | -15 | -15.5242 | 58.8997 | 58.91 | 33.8585 | 34.4432 | -15 | -15.5242 | -135.2117 | 135.2152 | -135.2117 | 135.2152 | 26.9076 | 82.8346 | 143.4 | 146.6914 | 142.5 | 145.8756 | -177.1 | -183.7004 | -180.5 | -187.8687 | -184.9 | -192.4844 | -185.2 | -192.7449 | 292.3094 | 292.5268
2020-07-25 12:30 | -22 | -22.561 | 45.553 | 45.6305 | 47.0133 | 47.266 | -24 | -24.3311 | -153.2122 | 153.2127 | -153.2122 | 153.2127 | 31.4792 | 70.8704 | 137.4 | 140.3859 | 139.5 | 142.6266 | -173.3 | -179.3978 | -177.3 | -184.2193 | -183.4 | -190.6021 | -181.7 | -188.8848 | 286.1696 | 286.2482
2020-07-25 13:00 | -30 | -30.2655 | 44.5624 | 44.7397 | 53.7055 | 53.8987 | -31 | -31.257 | -153.9212 | 153.9364 | -153.9212 | 153.9364 | 22.8691 | 66.4757 | 137.7 | 141.1244 | 140.1 | 143.4671 | -172.7 | -178.955 | -177.9 | -184.9015 | -182.4 | -189.6401 | -181.9 | -189.1592 | 294.879 | 295.6889
2020-07-25 13:30 | -25 | -25.318 | 44.8304 | 44.8311 | 46.2436 | 46.4813 | -25 | -25.318 | -142.6116 | 142.631 | -142.6116 | 142.631 | 28.2047 | 73.9566 | 139.8 | 143.438 | 140.4 | 144.295 | -173.7 | -180.3171 | -179.2 | -186.5922 | -183.8 | -191.388 | -183.6 | -191.2523 | 322.2747 | 322.4534
2020-07-25 14:00 | -31 | -31.257 | 31.9143 | 32.1363 | 50.9646 | 51.0269 | -32 | -32.3883 | -152.2151 | 152.2387 | -152.2151 | 152.2387 | 8.7637 | 68.6417 | 139.8 | 143.2392 | 138.6 | 142.4744 | -173.3 | -179.8513 | -180.4 | -187.6345 | -185.2 | -192.607 | -185 | -192.4698 | 326.7773 | 327.4439
2020-07-25 14:30 | -19 | -19.2354 | 45.9502 | 46.0583 | 39.1901 | 39.3098 | -18 | -18.4391 | -141.9013 | 141.9209 | -141.9013 | 141.9209 | -0.23478 | 69.9766 | 139.5 | 142.6893 | 141.3 | 144.5122 | -174.2 | -180.2994 | -180.1 | -187.1274 | -184.8 | -192.0038 | -184.6 | -191.8385 | 319.63 | 319.9195
2020-07-25 15:00 | -16 | -16.1245 | 52.1756 | 52.1773 | 39.9414 | 40.0509 | -16 | -16.1245 | -140.607 | 140.6071 | -140.607 | 140.6071 | 16.5927 | 71.1721 | 139.5 | 143.1456 | 141 | 144.6747 | -175.5 | -182.1049 | -180.6 | -188.0204 | -185.3 | -192.8687 | -184.9 | -192.5805 | 295.1009 | 295.2055
2020-07-25 15:30 | -15 | -15.1327 | 58.9176 | 58.9752 | 40.6103 | 40.7125 | -14 | -14.1421 | -143.6593 | 143.6608 | -143.6593 | 143.6608 | 31.9791 | 73.9382 | 143.4 | 147.0147 | 142.8 | 146.5634 | -175.4 | -182.5251 | -178.3 | -186.614 | -182.4 | -190.8617 | -182.2 | -190.7889 | 287.3226 | 287.5938
2020-07-25 16:00 | -21 | -21 | 49.6611 | 49.7648 | 46.3548 | 46.5038 | -21 | -21.0238 | -158.9859 | 158.9867 | -158.9859 | 158.9867 | 18.4772 | 66.4869 | 140.1 | 143.6637 | 140.4 | 143.9562 | -176.2 | -183.0752 | -181.1 | -188.8371 | -185.7 | -193.617 | -185.5 | -193.5389 | 297.1463 | 297.4119
2020-07-25 16:30 | -22 | -22 | 50.3569 | 50.708 | 46.9923 | 47.3683 | -22 | -22 | -166.4492 | 166.4502 | -166.4492 | 166.4502 | -5.5187 | 72.2083 | 141 | 144.8789 | 141 | 145.1594 | -175 | -182.1963 | -181.1 | -189.1517 | -185.7 | -193.7491 | -185.3 | -193.4905 | 317.9662 | 318.7426
2020-07-25 17:00 | -13 | -13.1529 | 71.8674 | 72.2133 | 42.2678 | 42.818 | -13 | -13.3417 | -161.6979 | 162.1475 | -161.6979 | 162.1475 | -20.3429 | 71.9568 | 139.8 | 142.6755 | 139.8 | 143.0459 | -176.5 | -182.171 | -182.5 | -188.9636 | -187.2 | -193.9106 | -187 | -193.6468 | 334.3961 | 335.1549
2020-07-25 17:30 | -17 | -17.2627 | 77.2357 | 77.9627 | 50.13 | 50.7125 | -17 | -17.2627 | -182.3866 | 183.4158 | -182.3866 | 183.4158 | -54.3136 | 84.6897 | 138.9 | 141.9155 | 140.7 | 143.6778 | -174.4 | -180.0871 | -182.8 | -189.4884 | -187.2 | -193.9965 | -187.2 | -194.0491 | 398.1654 | 398.8349
2020-07-25 18:00 | -22 | -22.0907 | 80.8475 | 82.7098 | 56.0331 | 56.6373 | -22 | -22.0907 | -199.4482 | 201.1595 | -199.4482 | 201.1595 | -74.7492 | 138.8569 | 137.7 | 140.2079 | 137.1 | 139.6187 | -170.5 | -175.5253 | -182.3 | -188.9797 | -186.9 | -193.707 | -186.6 | -193.4176 | 446.6316 | 447.3108
2020-07-25 18:30 | -25 | -26.5707 | 76.9578 | 77.9763 | 61.5534 | 63.4229 | -25 | -26.5707 | -207.5209 | 211.0183 | -207.5209 | 211.0183 | -82.6866 | 150.0594 | 138 | 140.8518 | 138.6 | 141.4999 | -174.2 | -179.6954 | -185.6 | -192.6662 | -190.4 | -197.5854 | -190.1 | -197.2429 | 435.1 | 435.9313
2020-07-25 19:00 | -21 | -22.4722 | 82.6205 | 83.5118 | 55.6223 | 57.5027 | -20 | -21.5407 | -198.4128 | 201.341 | -198.4128 | 201.341 | -63.3492 | 146.6584 | 138 | 141.3519 | 138.9 | 142.1664 | -171.6 | -177.833 | -183 | -190.9716 | -187.8 | -196.0605 | -187.4 | -195.5882 | 451.0341 | 451.4634
2020-07-25 19:30 | -20 | -20.025 | 81.1479 | 83.3795 | 54.3359 | 54.8098 | -20 | -20.025 | -193.6824 | 194.6959 | -193.6824 | 194.6959 | -61.2005 | 160.8236 | 138 | 141.5495 | 138 | 141.6842 | -172.3 | -178.7808 | -182.3 | -189.9883 | -187.2 | -195.028 | -187 | -194.78 | 421.2788 | 421.602
2020-07-25 20:00 | -23 | -23.1948 | 77.1064 | 78.7988 | 56.8351 | 57.5552 | -23 | -23.1948 | -191.9428 | 193.0286 | -191.9428 | 193.0286 | -58.1137 | 108.4126 | 138.3 | 141.5803 | 139.5 | 143.4195 | -173.9 | -180.0355 | -182 | -188.4289 | -186.4 | -192.9637 | -186.4 | -192.8349 | 395.9457 | 397.509
2020-07-25 20:30 | -29 | -29.1548 | 70.2023 | 71.5701 | 62.1027 | 62.3754 | -30 | -30.1496 | -195.6903 | 196.4119 | -195.6903 | 196.4119 | -50.525 | 98.2777 | 140.4 | 143.8249 | 140.4 | 143.7601 | -174 | -180.367 | -182.1 | -188.5773 | -186.3 | -192.9189 | -186.2 | -192.8223 | 383.2917 | 384.6053
2020-07-25 21:00 | -30 | -30.0666 | 66.3009 | 67.7023 | 62.4997 | 62.6568 | -31 | -31.0644 | -191.9535 | 192.427 | -191.9535 | 192.427 | -45.5475 | 95.0192 | 140.1 | 143.0903 | 140.7 | 143.8005 | -174 | -179.7248 | -180.5 | -187.2706 | -185 | -192.024 | -184.7 | -191.6385 | 356.8213 | 358.3383
2020-07-25 21:30 | -33 | -33.0606 | 59.1441 | 60.3113 | 65.5341 | 65.5501 | -33 | -33.0606 | -199.3454 | 199.6414 | -199.3454 | 199.6414 | -33.1861 | 98.2776 | 140.4 | 142.8605 | 140.1 | 142.5104 | -174.6 | -179.5805 | -180.9 | -186.08 | -185.1 | -190.5887 | -185 | -190.4209 | 343.7607 | 348.5294
2020-07-25 22:00 | -32 | -32 | 57.2917 | 58.7556 | 62.2116 | 62.2468 | -32 | -32 | -187.5159 | 187.5406 | -187.5159 | 187.5406 | -23.2069 | 95.5866 | 140.1 | 143.1516 | 139.5 | 142.4419 | -175.6 | -181.399 | -180.4 | -186.3215 | -185.2 | -191.1973 | -184.6 | -190.7133 | 314.2034 | 318.1095
2020-07-25 22:30 | -25 | -25.02 | 61.6414 | 63.0982 | 53.3429 | 53.5164 | -25 | -25.0799 | -174.4877 | 174.4948 | -174.4877 | 174.4948 | -5.5128 | 93.2354 | 141.3 | 144.6747 | 140.1 | 143.7977 | -175.3 | -181.6214 | -178.9 | -185.4364 | -183.2 | -189.8041 | -183 | -189.7605 | 288.6978 | 291.0778
2020-07-25 23:00 | -16 | -16.0312 | 63.9226 | 64.854 | 46.3315 | 46.6892 | -16 | -16.0312 | -160.9092 | 160.939 | -160.9092 | 160.939 | 8.8951 | 93.5224 | 142.8 | 146.233 | 143.4 | 146.819 | -177.1 | -183.7537 | -179.5 | -186.4956 | -183.8 | -191.0142 | -183.6 | -190.9328 | 267.871 | 269.5387
2020-07-25 23:30 | -16 | -16.1245 | 63.4259 | 64.2634 | 43.4522 | 44.027 | -16 | -16.1245 | -160.0512 | 160.0967 | -160.0512 | 160.0967 | 6.3937 | 85.795 | 142.5 | 145.8117 | 142.2 | 145.3923 | -177.1 | -183.1538 | -178.3 | -184.7524 | -182.6 | -189.2955 | -182.2 | -188.8832 | 263.711 | 264.9908
2020-07-26 | -13 | -13.1529 | 60.8529 | 61.104 | 39.1553 | 39.9542 | -13 | -13.1529 | -150.5147 | 150.7563 | -150.5147 | 150.7563 | 19.8378 | 88.7469 | 141.6 | 144.7431 | 142.8 | 145.8559 | -176.9 | -182.8081 | -178 | -184.4629 | -182.3 | -189.0325 | -182 | -188.7697 | 247.824 | 247.8462
2020-07-26 00:30 | -8 | -8.2462 | 62.5258 | 62.5537 | 32.1327 | 33.2838 | -8 | -8.2462 | -132.8602 | 133.4529 | -132.8602 | 133.4529 | 28.9626 | 95.3812 | 142.2 | 145.7123 | 142.8 | 146.3634 | -177.3 | -183.8139 | -177.4 | -184.4478 | -181.9 | -189.228 | -181.4 | -188.706 | 230.3152 | 230.3181
2020-07-26 01:00 | -10 | -10.198 | 57.4427 | 57.447 | 33.0321 | 34.5795 | -9 | -9.2195 | -128.7492 | 129.8171 | -128.7492 | 129.8171 | 38.2408 | 100.8629 | 142.2 | 145.9114 | 141.3 | 145.1929 | -177.8 | -184.9148 | -177.5 | -185.1689 | -181.8 | -189.7074 | -181.5 | -189.5636 | 223.8443 | 223.8871
2020-07-26 01:30 | -11 | -11.1803 | 53.0476 | 53.0477 | 33.2754 | 34.8691 | -11 | -11.1803 | -125.6937 | 126.7501 | -125.6937 | 126.7501 | 50.9613 | 108.2034 | 141.6 | 146.6362 | 142.2 | 147.4029 | -178.3 | -187.8393 | -177.8 | -187.9406 | -181.9 | -192.4324 | -181.6 | -192.2503 | 207.0177 | 207.0243
2020-07-26 02:00 | -8 | -8.2462 | 54.6218 | 54.6517 | 29.7166 | 31.3228 | -8 | -8.2462 | -114.9007 | 116.0497 | -114.9007 | 116.0497 | 59.1646 | 113.2963 | 142.5 | 147.7405 | 143.1 | 148.3985 | -178.6 | -188.2188 | -177.6 | -187.8489 | -181.8 | -192.2758 | -181.5 | -192.1194 | 194.6479 | 194.7339
2020-07-26 02:30 | -6 | -6.3246 | 53.827 | 53.8791 | 27.9608 | 30.0541 | -6 | -6.3246 | -108.6694 | 109.9831 | -108.6694 | 109.9831 | 64.7232 | 118.6191 | 142.8 | 148.2695 | 141.9 | 147.4844 | -177.4 | -187.3361 | -176.1 | -186.6292 | -180.1 | -190.9999 | -179.8 | -190.8508 | 184.286 | 184.422
2020-07-26 03:00 | -6 | -6.3246 | 52.9058 | 52.931 | 27.7091 | 30.1074 | -6 | -6.3246 | -100.7102 | 102.2798 | -100.7102 | 102.2798 | 66.7596 | 130.6779 | 142.5 | 149.1679 | 143.4 | 150.0279 | -178.3 | -190.4377 | -176.7 | -189.5647 | -180.6 | -193.9091 | -180.3 | -193.8689 | 165.4356 | 166.4529
2020-07-26 03:30 | -7 | -7.6158 | 51.4395 | 51.4669 | 27.5134 | 30.2799 | -7 | -7.6158 | -96.2221 | 98.0845 | -96.2221 | 98.0845 | 68.0745 | 132.4323 | 143.7 | 151.222 | 144 | 151.5071 | -178.6 | -191.8645 | -176.1 | -190.2126 | -180.2 | -194.7267 | -179.8 | -194.5088 | 157.5658 | 158.3258
2020-07-26 04:00 | -5 | -5.3852 | 52.1364 | 52.2173 | 26.2941 | 28.7245 | -6 | -6.3246 | -92.2412 | 93.8785 | -92.2412 | 93.8785 | 78.4745 | 138.7194 | 143.4 | 150.4756 | 143.4 | 150.4756 | -178.8 | -191.8325 | -176.7 | -189.6578 | -180.7 | -194.0386 | -180.3 | -193.7393 | 162.2625 | 167.0761
2020-07-26 04:30 | 0 | 0 | 56.2167 | 56.3683 | 21.5919 | 24.0715 | 0 | 0 | -85.3256 | 86.8858 | -85.3256 | 86.8858 | 81.0582 | 138.8354 | 143.4 | 150.385 | 143.4 | 150.2949 | -178.6 | -191.3 | -176.7 | -189.4768 | -180.4 | -193.5411 | -180.4 | -193.7592 | 159.6409 | 163.6367
2020-07-26 05:00 | 0 | 0 | 59.1251 | 59.2745 | 19.3944 | 21.6589 | 0 | 0 | -85.1153 | 86.401 | -85.1153 | 86.401 | 83.5606 | 141.0361 | 145.2 | 152.0133 | 143.1 | 150.1898 | -177.4 | -190.274 | -175.9 | -188.8763 | -179.9 | -193.1479 | -179.8 | -193.274 | 166.9676 | 170.6005
2020-07-26 05:30 | 0 | 0 | 58.9363 | 59.058 | 20.0304 | 22.2214 | 0 | 0 | -97.3134 | 98.6958 | -97.3134 | 98.6958 | 90.7776 | 146.5868 | 142.2 | 149.1504 | 141.9 | 148.8644 | -176.9 | -189.3763 | -175.5 | -188.0692 | -179.6 | -192.5783 | -179.4 | -192.5367 | 168.3249 | 171.8191
2020-07-26 06:00 | 1 | 1 | 63.5819 | 63.6757 | 16.7989 | 19.0707 | 1 | 1 | -95.0877 | 96.2742 | -95.0877 | 96.2742 | 90.4052 | 134.4499 | 140.4 | 145.7966 | 140.7 | 146.0051 | -176 | -185.4047 | -175.5 | -185.9968 | -179.4 | -190.2067 | -179.3 | -190.2458 | 174.0486 | 181.9034
2020-07-26 06:30 | 0 | 0 | 61.4591 | 61.4852 | 21.2092 | 23.2646 | 0 | 0 | -104.0818 | 105.1179 | -104.0818 | 105.1179 | 81.2605 | 127.6889 | 140.7 | 145.1585 | 141.6 | 146.031 | -178.3 | -186.24 | -178.5 | -187.3496 | -182.6 | -191.8032 | -182.3 | -191.6405 | 184.8501 | 192.7223
2020-07-26 07:00 | 0 | 0 | 58.9762 | 58.9901 | 25.5039 | 26.9539 | 0 | 0 | -112.4622 | 113.2437 | -112.4622 | 113.2437 | 72.822 | 128.4219 | 140.4 | 144.2261 | 139.2 | 142.9209 | -172.4 | -179.4764 | -173.6 | -180.824 | -177.8 | -185.2481 | -177.3 | -184.8812 | 202.0412 | 205.9811
2020-07-26 07:30 | 0 | 0 | 61.5479 | 61.5848 | 25.0122 | 25.7957 | 0 | 0 | -119.5803 | 119.8178 | -119.5803 | 119.8178 | 57.9785 | 118.0853 | 140.7 | 144.3153 | 138.6 | 142.2687 | -172.9 | -179.4391 | -174.4 | -181.0451 | -178.5 | -185.3167 | -178.2 | -185.1358 | 214.5479 | 218.248
2020-07-26 08:00 | 0 | 0 | 63.6981 | 63.751 | 25.3639 | 25.7734 | -1 | -1 | -126.7866 | 126.803 | -126.7866 | 126.803 | 37.9238 | 103.2937 | 140.1 | 143.0903 | 139.5 | 142.5028 | -173.8 | -179.5061 | -176.2 | -181.9799 | -180.5 | -186.4434 | -180.3 | -186.3 | 224.5307 | 227.5269
2020-07-26 08:30 | -10 | -10.0499 | 59.0262 | 59.0338 | 33.7686 | 34.0108 | -10 | -10.0499 | -142.4071 | 142.4079 | -142.4071 | 142.4079 | 16.1416 | 96.5981 | 139.2 | 141.9098 | 138 | 140.9732 | -171.2 | -176.8387 | -176 | -181.637 | -180.3 | -186.1003 | -179.9 | -185.7376 | 245.2466 | 246.0303
2020-07-26 09:00 | -18 | -18 | 54.0497 | 54.076 | 42.0977 | 42.22 | -17 | -17.0294 | -152.8902 | 152.9256 | -152.8902 | 152.9256 | 4.3369 | 86.5347 | 138.3 | 141.0862 | 135 | 137.8529 | -169.5 | -174.6742 | -175.7 | -181.3711 | -180.3 | -186.1748 | -180.3 | -186.1748 | 274.2754 | 274.8366
2020-07-26 09:30 | -25 | -25 | 49.7728 | 50.2465 | 49.3866 | 49.5672 | -25 | -25 | -164.0126 | 164.0521 | -164.0126 | 164.0521 | -2.5001 | 71.9577 | 137.4 | 140.637 | 138.6 | 141.9377 | -173.2 | -179.2302 | -179.8 | -185.9685 | -184.4 | -190.7224 | -184.2 | -190.4324 | 294.2859 | 295.2101
2020-07-26 10:00 | -23 | -23.0217 | 52.6698 | 52.7632 | 48.4471 | 48.5011 | -23 | -23.0217 | -170.6262 | 170.7178 | -170.6262 | 170.7178 | -8.754 | 79.6323 | 137.1 | 140.2169 | 139.2 | 142.2709 | -172.5 | -178.3489 | -180.3 | -186.294 | -184.9 | -191.0037 | -185.1 | -191.2979 | 321.2533 | 322.1991
2020-07-26 10:30 | -26 | -26.0192 | 52.411 | 52.7415 | 51.2187 | 51.3034 | -26 | -26.0192 | -170.597 | 170.6909 | -170.597 | 170.6909 | -3.6547 | 82.9026 | 136.5 | 139.6937 | 138.3 | 141.5164 | -171.3 | -177.317 | -180.6 | -186.7931 | -185.3 | -191.6182 | -185.2 | -191.547 | 339.6663 | 339.9938
2020-07-26 11:00 | -28 | -28 | 49.9374 | 50.4169 | 53.2053 | 53.2882 | -28 | -28 | -169.6787 | 169.7654 | -169.6787 | 169.7654 | 3.9424 | 86.3873 | 137.4 | 140.9646 | 138 | 141.5495 | -171.4 | -177.6218 | -181.4 | -187.7975 | -186.2 | -192.7446 | -185.9 | -192.5707 | 342.6897 | 343.0309
2020-07-26 11:30 | -34 | -34 | 43.2806 | 43.7422 | 57.7929 | 57.9211 | -33 | -33 | -160.9136 | 160.9235 | -160.9136 | 160.9235 | -0.62817 | 87.1342 | 136.8 | 140.5845 | 136.2 | 140.2117 | -168.8 | -175.6571 | -180.2 | -187.0081 | -184.8 | -191.6551 | -184.7 | -191.6551 | 331.1306 | 331.3401
2020-07-26 12:00 | -37 | -37.0135 | 37.0864 | 37.769 | 60.5414 | 60.7891 | -36 | -36 | -165.0143 | 165.019 | -165.0143 | 165.019 | -22.3748 | 86.6464 | 137.4 | 141.3073 | 137.1 | 141.0156 | -170.1 | -176.9893 | -179.5 | -186.3069 | -184.2 | -191.1566 | -183.9 | -190.8943 | 306.7432 | 307.0171
2020-07-26 12:30 | -34 | -34.0588 | 33.2788 | 33.7497 | 54.7768 | 55.3943 | -34 | -34.0147 | -164.939 | 165.0503 | -164.939 | 165.0503 | -19.098 | 90.6375 | 139.8 | 143.9341 | 138 | 142.0315 | -171.8 | -179.0966 | -180.1 | -187.2637 | -184.9 | -192.2362 | -184.5 | -191.9065 | 304.7765 | 305.2163
2020-07-26 13:00 | -29 | -29.1548 | 32.7593 | 33.0413 | 48.8332 | 49.8709 | -29 | -29.1548 | -155.7084 | 155.9912 | -155.7084 | 155.9912 | -8.723 | 92.3655 | 138.9 | 143.4144 | 137.4 | 142.1142 | -171.4 | -179.5323 | -180.5 | -188.4332 | -185.2 | -193.3372 | -185.1 | -193.3757 | 302.0065 | 302.1887
2020-07-26 13:30 | -34 | -34.1321 | 32.0435 | 32.3391 | 53.9777 | 54.7454 | -33 | -33.1361 | -161.4104 | 161.721 | -161.4104 | 161.721 | 1.9105 | 111.7131 | 137.7 | 142.4043 | 139.5 | 144.2214 | -172.1 | -180.4931 | -181.3 | -189.1425 | -185.9 | -193.8938 | -185.8 | -193.798 | 301.6431 | 301.6583
2020-07-26 14:00 | -33 | -33.0606 | 28.1938 | 28.3317 | 53.8942 | 54.6451 | -34 | -34.0588 | -165.3558 | 165.6456 | -165.3558 | 165.6456 | 5.3842 | 105.7159 | 138.6 | 143.1239 | 140.7 | 145.0121 | -174.3 | -182.2381 | -181.4 | -188.8166 | -186 | -193.6245 | -185.9 | -193.4729 | 292.0707 | 292.3053
2020-07-26 14:30 | -27 | -27.074 | 36.9189 | 37.0614 | 47.9011 | 48.8331 | -26 | -26.0768 | -162.7406 | 163.0365 | -162.7406 | 163.0365 | -3.5545 | 99.6062 | 138.9 | 143.2663 | 138.9 | 143.4144 | -174.8 | -182.5426 | -181.3 | -188.5 | -185.6 | -192.9916 | -185.6 | -192.9916 | 277.3678 | 277.5505
2020-07-26 15:00 | -30 | -30 | 40.2612 | 40.4613 | 52.8503 | 53.3505 | -30 | -30 | -172.2909 | 172.4927 | -172.2909 | 172.4927 | 0.093916 | 96.1194 | 139.5 | 143.7751 | 139.2 | 143.4116 | -174.4 | -182.2174 | -180 | -187.2225 | -184.3 | -191.8931 | -184.4 | -191.9208 | 275.3243 | 275.6021
2020-07-26 15:30 | -25 | -25 | 47.1012 | 47.3022 | 48.6728 | 49.0704 | -25 | -25 | -168.2786 | 168.3554 | -168.2786 | 168.3554 | 2.1565 | 95.2146 | 141 | 145.0884 | 140.7 | 144.9397 | -175.6 | -183.0809 | -179.8 | -186.9478 | -184.6 | -192.0301 | -184.3 | -191.7418 | 272.0119 | 272.4844
2020-07-26 16:00 | -24 | -24 | 48.6325 | 48.7522 | 48.7595 | 49.0002 | -25 | -25 | -169.7467 | 169.7613 | -169.7467 | 169.7613 | -18.7981 | 94.017 | 140.4 | 144.1577 | 141.3 | 145.1023 | -175.5 | -182.6212 | -180.4 | -186.998 | -184.9 | -191.8312 | -184.8 | -191.6816 | 278.628 | 278.9923
2020-07-26 16:30 | -13 | -13 | 60.701 | 60.8092 | 39.8224 | 40.0439 | -13 | -13 | -164.2678 | 164.2949 | -164.2678 | 164.2949 | -26.8932 | 94.2197 | 139.5 | 142.8167 | 140.4 | 143.8249 | -173.9 | -179.9838 | -181.8 | -187.6054 | -186.8 | -192.8188 | -186.1 | -192.1906 | 359.641 | 359.8318
2020-07-26 17:00 | -11 | -11.1803 | 75.272 | 76.3979 | 40.9729 | 41.2149 | -12 | -12.0416 | -172.7186 | 172.8409 | -172.7186 | 172.8409 | -56.0669 | 118.0403 | 138.6 | 141.6839 | 138.3 | 141.4531 | -175.9 | -181.4416 | -183.7 | -188.9895 | -188.4 | -193.793 | -188 | -193.3807 | 383.8569 | 383.8734
2020-07-26 17:30 | -1 | -1 | 91.7729 | 92.7497 | 35.0897 | 35.3099 | -1 | -1 | -169.8119 | 170.4929 | -169.8119 | 170.4929 | -85.6718 | 124.1682 | 138.3 | 141.3904 | 138 | 141.0348 | -175.2 | -180.6163 | -184.6 | -190.5635 | -189.1 | -195.0988 | -188.9 | -195.002 | 400.5887 | 401.1423
2020-07-26 18:00 | 4 | 9.8489 | 104.7612 | 104.9486 | 30.4693 | 33.9518 | 4 | 9.8489 | -167.2553 | 170.7034 | -167.2553 | 170.7034 | -97.4124 | 109.5621 | 136.8 | 138.9415 | 136.2 | 138.5117 | -171 | -175.4885 | -183.3 | -191.3163 | -188 | -196.3353 | -187.4 | -195.5882 | 414.6555 | 419.9337
2020-07-26 18:30 | 7 | 12.2066 | 106.9253 | 107.1076 | 26.7158 | 31.1561 | 7 | 12.2066 | -159.9841 | 163.4348 | -159.9841 | 163.4348 | -93.3614 | 104.4621 | 137.7 | 139.9332 | 137.7 | 139.9869 | -171.7 | -176.1179 | -183.5 | -191.6228 | -187.6 | -196.0392 | -187.5 | -195.8855 | 404.5617 | 410.4559
2020-07-26 19:00 | 11 | 15.5563 | 107.9806 | 108.0093 | 22.6135 | 28.0768 | 10 | 14.8661 | -147.6859 | 150.8073 | -147.6859 | 150.8073 | -83.1385 | 105.8746 | 138.6 | 141.263 | 138 | 140.6744 | -171.8 | -176.8594 | -182.3 | -190.6487 | -186.3 | -194.9422 | -186.2 | -194.7291 | 383.8321 | 389.0567
2020-07-26 19:30 | 6 | 12.53 | 101.1289 | 101.1636 | 26.4364 | 31.4494 | 7 | 13.0384 | -148.2324 | 150.8868 | -148.2324 | 150.8868 | -78.2501 | 100.6203 | 139.5 | 142.0889 | 138 | 140.6744 | -172.4 | -177.4897 | -181.1 | -189.4428 | -185.2 | -193.8616 | -184.7 | -193.1998 | 354.8837 | 357.5002
2020-07-26 20:00 | 4 | 10.7703 | 97.3758 | 97.3889 | 27.5268 | 31.4287 | 4 | 10.7703 | -142.8165 | 145.0255 | -142.8165 | 145.0255 | -68.4016 | 92.959 | 138.9 | 142.6288 | 139.5 | 143.0786 | -173 | -179.8745 | -181.3 | -191.5435 | -184.6 | -195.1514 | -184.5 | -194.9596 | 331.1628 | 334.146
2020-07-26 20:30 | -10 | -13.4536 | 80.2342 | 80.2531 | 41.5745 | 43.4072 | -10 | -13.4536 | -162.4401 | 163.3841 | -162.4401 | 163.3841 | -35.576 | 109.8919 | 138.6 | 142.4052 | 138.6 | 142.4744 | -173.6 | -180.6294 | -181.8 | -188.8721 | -186.1 | -193.3093 | -185.8 | -193.0477 | 337.9149 | 337.918
2020-07-26 21:00 | -20 | -20.6155 | 69.1074 | 69.2872 | 50.181 | 50.9553 | -20 | -20.6155 | -165.6411 | 166.1393 | -165.6411 | 166.1393 | -37.1623 | 110.1468 | 141.9 | 146.1049 | 141.3 | 145.8882 | -175.4 | -183.3114 | -181.2 | -189.0182 | -185.5 | -193.5104 | -185.4 | -193.3757 | 314.0961 | 314.0989
2020-07-26 21:30 | -12 | -13.4164 | 74.1658 | 74.2592 | 40.3337 | 41.4316 | -11 | -12.53 | -153.3569 | 153.6959 | -153.3569 | 153.6959 | -13.0521 | 107.1838 | 141 | 145.5977 | 139.2 | 143.7798 | -173.6 | -181.7159 | -179 | -186.9679 | -183.1 | -191.2109 | -183 | -191.1152 | 296.0916 | 296.0921
2020-07-26 22:00 | -18 | -19.3132 | 63.9633 | 63.9641 | 45.5117 | 46.4142 | -16 | -17.4642 | -147.1065 | 147.293 | -147.1065 | 147.293 | 13.0737 | 104.8005 | 139.5 | 143.6311 | 139.5 | 143.7028 | -173.3 | -181.1941 | -178.2 | -185.801 | -182.6 | -190.3325 | -182.3 | -190.1297 | 290.9729 | 291.1025
2020-07-26 22:30 | 0 | 8 | 78.3543 | 78.3961 | 26.8984 | 28.5438 | 0 | 8 | -122.0703 | 122.2689 | -122.0703 | 122.2689 | 39.5749 | 112.844 | 141.6 | 146.2536 | 141.3 | 146.0387 | -173.8 | -182.1747 | -177.7 | -185.8111 | -182 | -190.4363 | -181.7 | -190.0751 | 277.194 | 277.1941
2020-07-26 23:00 | 13 | 13 | 85.41 | 85.4337 | 14.4397 | 15.2233 | 13 | 13 | -103.8723 | 104.006 | -103.8723 | 104.006 | 69.1588 | 123.1119 | 140.4 | 144.8677 | 138.9 | 143.4144 | -174.4 | -182.628 | -178 | -186.3331 | -182.3 | -190.7957 | -182 | -190.6276 | 272.5922 | 272.8816
2020-07-26 23:30 | 12 | 12 | 86.2012 | 86.2208 | 11.6307 | 13.1364 | 12 | 12 | -109.9628 | 110.0861 | -109.9628 | 110.0861 | 68.3545 | 122.9935 | 141.6 | 146.031 | 141 | 145.5232 | -174.5 | -182.5916 | -178.2 | -186.377 | -182.6 | -190.8772 | -182.5 | -191.0163 | 278.1851 | 278.7157
2020-07-27 | 8 | 8 | 76.6889 | 76.7021 | 15.8819 | 18.0175 | 7 | 7 | -106.67 | 107.3437 | -106.67 | 107.3437 | 72.1343 | 126.019 | 141 | 145.3759 | 141 | 145.5977 | -176.4 | -184.5683 | -178.6 | -186.9358 | -183.3 | -191.8987 | -182.3 | -190.9736 | 257.663 | 258.8918
2020-07-27 00:30 | 0 | 1 | 67.0271 | 67.0574 | 21.3498 | 24.1742 | 0 | 2 | -108.2376 | 109.7168 | -108.2376 | 109.7168 | 67.6091 | 126.9729 | 141 | 146.7843 | 141 | 146.7843 | -176.9 | -187.4172 | -178.1 | -188.452 | -182.4 | -192.854 | -181.9 | -192.6651 | 223.403 | 224.4442
2020-07-27 01:00 | -10 | -11.6619 | 52.7008 | 52.8615 | 32.5328 | 35.2926 | -11 | -12.53 | -114.6392 | 116.7042 | -114.6392 | 116.7042 | 84.0286 | 136.6027 | 142.2 | 147.2157 | 142.2 | 147.2157 | -174.7 | -184.3619 | -176.2 | -186.6905 | -180.4 | -191.1172 | -179.9 | -190.939 | 230.3096 | 231.2293
2020-07-27 01:30 | -15 | -16.5529 | 48.0965 | 48.3749 | 34.8669 | 37.8901 | -15 | -16.1555 | -120.1584 | 122.7586 | -120.1584 | 122.7586 | 94.5591 | 145.9128 | 139.5 | 144.6887 | 141 | 146.2145 | -174.6 | -184.1079 | -175.6 | -186.2633 | -179.9 | -190.778 | -179.5 | -190.6163 | 222.3273 | 224.2655
2020-07-27 02:00 | -15 | -16.1555 | 45.8615 | 46.0002 | 34.9135 | 37.78 | -15 | -16.1555 | -117.6276 | 120.2398 | -117.6276 | 120.2398 | 99.4712 | 150.0291 | 141.6 | 146.8726 | 140.7 | 145.7673 | -175.4 | -184.8671 | -176.1 | -186.7898 | -180.4 | -191.2164 | -180 | -191.0728 | 210.8712 | 213.9986
2020-07-27 02:30 | -13 | -13.6015 | 45.7231 | 45.763 | 33.8367 | 36.374 | -13 | -13.6015 | -114.9762 | 117.5537 | -114.9762 | 117.5537 | 106.0068 | 152.5502 | 143.7 | 148.214 | 141.9 | 146.6193 | -174.8 | -183.5512 | -174.5 | -184.4622 | -178.8 | -189.0487 | -178.2 | -188.6448 | 206.5805 | 213.1859
2020-07-27 03:00 | -21 | -22.4722 | 37.3783 | 37.7222 | 41.5662 | 44.4471 | -22 | -23.0868 | -123.0119 | 125.9717 | -123.0119 | 125.9717 | 115.8249 | 160.7955 | 142.2 | 147.611 | 139.8 | 145.5482 | -176.5 | -186.6135 | -176.6 | -187.9673 | -180.9 | -192.427 | -180.4 | -192.1629 | 207.8932 | 212.0666
2020-07-27 03:30 | -27 | -28.1603 | 35.5747 | 36.1797 | 42.9247 | 46.3562 | -27 | -28.1603 | -119.3676 | 122.9018 | -119.3676 | 122.9018 | 122.1918 | 165.3432 | 142.2 | 147.4511 | 144 | 149.4256 | -177.8 | -187.587 | -178 | -188.7319 | -182.2 | -193.3132 | -181.8 | -193.2734 | 212.3963 | 216.4111
2020-07-27 04:00 | -33 | -34.4819 | 26.5345 | 27.7595 | 53.3736 | 56.2055 | -34 | -35.4401 | -132.8934 | 136.0646 | -132.8934 | 136.0646 | 123.1662 | 163.3505 | 142.5 | 147.7405 | 141.9 | 147.1618 | -178.4 | -187.7467 | -179 | -189.4989 | -183.4 | -194.1147 | -183.2 | -194.1896 | 223.6052 | 227.3721
2020-07-27 04:30 | -33 | -34.2053 | 26.828 | 27.9265 | 53.4782 | 55.9451 | -33 | -34.2053 | -134.8864 | 137.6564 | -134.8864 | 137.6564 | 121.0582 | 161.2783 | 141.6 | 146.6362 | 142.2 | 147.1383 | -179.1 | -188.4415 | -179.2 | -189.8194 | -183.5 | -194.3121 | -183 | -194.2009 | 221.426 | 225.1912
2020-07-27 05:00 | -38 | -38.833 | 25.1316 | 26.1397 | 58.8735 | 60.7609 | -39 | -39.8121 | -141.9159 | 144.1138 | -141.9159 | 144.1138 | 113.0111 | 153.6374 | 139.8 | 144.7422 | 138.6 | 143.7413 | -175 | -183.7417 | -175.6 | -185.5677 | -179.9 | -190.2487 | -179.4 | -189.8768 | 236.9122 | 240.0969
2020-07-27 05:30 | -46 | -46.8722 | 24.6077 | 27.1757 | 65.8787 | 67.5833 | -45 | -45.5412 | -155.7083 | 157.7026 | -155.7083 | 157.7026 | 90.8656 | 139.1088 | 141.6 | 145.8855 | 141.9 | 146.9259 | -177.3 | -186.7645 | -178.2 | -188.9088 | -182.6 | -193.5904 | -182.1 | -193.3195 | 243.9207 | 244.8055
2020-07-27 06:00 | -50 | -50.8035 | 27.461 | 32.8518 | 72.9634 | 73.9478 | -49 | -49.8197 | -173.7286 | 174.9649 | -173.7286 | 174.9649 | 70.2369 | 123.6931 | 143.4 | 147.2157 | 141 | 145.1594 | -177.3 | -184.6281 | -177.9 | -186.3035 | -182 | -190.509 | -181.7 | -190.4308 | 256.1617 | 256.4393
2020-07-27 06:30 | -50 | -50.8035 | 38.2819 | 45.4135 | 76.7931 | 77.4011 | -49 | -49.8197 | -188.1253 | 188.6169 | -188.1253 | 188.6169 | 41.6276 | 79.5237 | 141.9 | 144.6849 | 140.7 | 143.5574 | -176.6 | -182.023 | -178.3 | -185.3682 | -182.6 | -189.8598 | -182.2 | -189.5577 | 276.5645 | 277.2387
2020-07-27 07:00 | -47 | -47.0956 | 43.1247 | 48.4232 | 80.5664 | 80.6839 | -47 | -47.0956 | -202.1293 | 202.1541 | -202.1293 | 202.1541 | 6.7762 | 61.1184 | 140.1 | 141.7553 | 141 | 142.6449 | -175.9 | -179.3874 | -179.4 | -184.228 | -183.6 | -188.4774 | -183.3 | -188.2533 | 323.8194 | 323.8731
2020-07-27 07:30 | -54 | -54.0833 | 44.9891 | 50.8727 | 84.2743 | 84.3823 | -54 | -54.1479 | -219.3131 | 219.3301 | -219.3131 | 219.3301 | -29.6604 | 68.7617 | 137.4 | 139.5322 | 139.8 | 141.8451 | -171.6 | -175.8005 | -177.1 | -182.1282 | -181.6 | -186.7606 | -181 | -186.0376 | 353.2962 | 353.3007
2020-07-27 08:00 | -49 | -49.6488 | 53.8771 | 56.1418 | 82.5985 | 83.3064 | -49 | -49.6488 | -224.1187 | 225.9579 | -224.1187 | 225.9579 | -44.062 | 78.7963 | 136.5 | 138.1519 | 137.1 | 138.8381 | -171.8 | -175.0357 | -181 | -184.905 | -185.4 | -189.3756 | -185.1 | -189.0615 | 414.0536 | 414.3993
2020-07-27 08:30 | -62 | -62.9682 | 46.1928 | 59.7181 | 96.5153 | 96.7245 | -62 | -62.8013 | -242.9851 | 242.9961 | -242.9851 | 242.9961 | -66.3169 | 102.737 | 135 | 137.013 | 136.2 | 138.2466 | -170.9 | -174.7543 | -182 | -186.0899 | -186.3 | -190.4207 | -186.2 | -190.2816 | 449.9848 | 451.0828
2020-07-27 09:00 | -69 | -69.7209 | 31.6348 | 47.9197 | 102.3653 | 102.6983 | -69 | -69.8713 | -248.2262 | 248.2407 | -248.2262 | 248.2407 | -69.1573 | 107.2914 | 136.2 | 138.046 | 136.8 | 138.7366 | -169.8 | -173.3697 | -181.3 | -185.0972 | -186.1 | -189.9801 | -185.8 | -189.6662 | 467.787 | 469.038
2020-07-27 09:30 | -82 | -83.1865 | 20.7524 | 42.8614 | 110.5361 | 110.8951 | -82 | -83.1865 | -251.3034 | 251.3797 | -251.3034 | 251.3797 | -85.0583 | 119.947 | 135.6 | 137.7601 | 136.2 | 138.5117 | -171 | -174.873 | -181.8 | -185.8319 | -186.3 | -190.3589 | -186.2 | -190.22 | 465.1938 | 466.8884
2020-07-27 10:00 | -83 | -84.0119 | 12.6032 | 37.07 | 111.789 | 112.2037 | -83 | -84.0119 | -245.3976 | 245.534 | -245.3976 | 245.534 | -77.8331 | 118.5036 | 137.1 | 139.3428 | 137.1 | 139.5065 | -171.4 | -175.5835 | -185.1 | -189.3938 | -190 | -194.2335 | -189.9 | -194.1707 | 474.6963 | 476.3855
2020-07-27 10:30 | -89 | -90.609 | 7.992 | 42.194 | 115.0482 | 116.3273 | -88 | -89.627 | -241.0354 | 242.2058 | -241.0354 | 242.2058 | -75.4848 | 122.0348 | 136.2 | 138.9683 | 135.9 | 138.7343 | -172 | -176.8423 | -185.1 | -189.9613 | -189.9 | -194.8409 | -189.5 | -194.3617 | 455.0935 | 456.9402
2020-07-27 11:00 | -88 | -90.0278 | 2.9199 | 42.7578 | 113.8976 | 115.5792 | -85 | -86.885 | -230.0918 | 231.5144 | -230.0918 | 231.5144 | -71.3223 | 119.729 | 136.5 | 139.2032 | 136.2 | 138.9683 | -170.6 | -175.001 | -183.6 | -188.729 | -188.1 | -193.1718 | -187.6 | -192.8056 | 440.7092 | 441.8735
2020-07-27 11:30 | -92 | -94.8314 | -7.5639 | 43.5232 | 115.3191 | 117.7623 | -92 | -94.8314 | -237.7748 | 239.5456 | -237.7748 | 239.5456 | -46.7295 | 101.1784 | 137.7 | 139.9332 | 136.2 | 138.5666 | -170.1 | -174.2277 | -181.4 | -186.473 | -185.8 | -191.078 | -185.4 | -190.6191 | 449.7647 | 450.8527
2020-07-27 12:00 | -104 | -107.7033 | -14.3982 | 51.7942 | 130.7528 | 133.2294 | -105 | -108.4159 | -258.0116 | 260.2457 | -258.0116 | 260.2457 | -56.477 | 100.146 | 137.4 | 139.8013 | 137.1 | 139.5623 | -172.4 | -176.8896 | -181.6 | -187.0444 | -186.1 | -191.6529 | -186.1 | -191.5815 | 438.9434 | 439.9989
2020-07-27 12:30 | -110 | -114.56 | -19.4327 | 56.0827 | 133.8029 | 136.9194 | -110 | -114.2847 | -265.3569 | 268.1722 | -265.3569 | 268.1722 | -59.2553 | 105.8029 | 135 | 137.4432 | 139.2 | 141.7375 | -170.9 | -175.4356 | -181.4 | -186.8983 | -186 | -191.5798 | -185.7 | -191.2406 | 440.662 | 441.6128
2020-07-27 13:00 | -114 | -118.4061 | -19.9358 | 53.6575 | 140.4982 | 142.6382 | -114 | -118.1397 | -277.3198 | 278.7259 | -277.3198 | 278.7259 | -56.6524 | 107.3164 | 139.2 | 141.8518 | 138 | 140.8518 | -171.8 | -176.8831 | -182.5 | -188.6814 | -187.2 | -193.4814 | -187 | -193.2626 | 447.1447 | 448.3778
2020-07-27 13:30 | -119 | -122.7233 | -21.6336 | 54.8124 | 144.0657 | 145.6335 | -118 | -121.7539 | -280.1024 | 281.2668 | -280.1024 | 281.2668 | -52.0823 | 107.2452 | 138.9 | 141.4999 | 137.7 | 140.3801 | -172.5 | -177.2135 | -183.6 | -189.4956 | -188.1 | -194.0785 | -187.8 | -193.7631 | 463.0789 | 464.3395
2020-07-27 14:00 | -117 | -121.0372 | -21.0574 | 56.3197 | 146.2756 | 148.0296 | -118 | -122.0041 | -284.9561 | 286.4444 | -284.9561 | 286.4444 | -56.8105 | 110.6258 | 137.1 | 140.1543 | 136.5 | 139.5052 | -172.7 | -178.1425 | -184.7 | -191.1664 | -189.4 | -196.0426 | -189.1 | -195.6755 | 467.6858 | 469.6708
2020-07-27 14:30 | -119 | -123.4909 | -24.6826 | 58.1034 | 145.9094 | 148.0826 | -119 | -123.4909 | -285.0386 | 286.5683 | -285.0386 | 286.5683 | -50.1901 | 106.0707 | 139.5 | 142.3218 | 138.3 | 141.1458 | -173 | -178.2157 | -184.8 | -191.1347 | -189.1 | -195.5221 | -188.7 | -195.1353 | 471.1672 | 472.9064
2020-07-27 15:00 | -119 | -124.0403 | -29.6532 | 58.453 | 143.8808 | 146.524 | -119 | -123.7619 | -281.4577 | 283.4366 | -281.4577 | 283.4366 | -51.6382 | 125.7842 | 139.5 | 142.1462 | 137.7 | 140.4388 | -171.9 | -177.0519 | -183.1 | -188.9864 | -187.5 | -193.4723 | -187.4 | -193.3754 | 468.5875 | 471.3848
2020-07-27 15:30 | -122 | -126.3843 | -24.5334 | 58.1192 | 148.791 | 150.8543 | -121 | -125.4193 | -284.2509 | 285.965 | -284.2509 | 285.965 | -53.0091 | 124.2342 | 140.7 | 143.2672 | 141 | 143.6759 | -176 | -181.0118 | -185.8 | -191.4819 | -190.1 | -195.848 | -190 | -195.775 | 459.5703 | 462.0703
2020-07-27 16:00 | -116 | -119.5701 | -15.1581 | 52.5855 | 146.2978 | 147.809 | -115 | -118.1271 | -282.5417 | 283.7567 | -282.5417 | 283.7567 | -61.4344 | 127.0404 | 138.3 | 141.1458 | 139.2 | 142.0876 | -173.3 | -178.4115 | -182.8 | -188.6216 | -187.6 | -193.4711 | -187.5 | -193.3986 | 463.6329 | 466.095
2020-07-27 16:30 | -116 | -119.5701 | -7.4421 | 53.9029 | 146.3654 | 147.5962 | -115 | -118.3596 | -292.5992 | 293.4261 | -292.5992 | 293.4261 | -78.554 | 140.8769 | 137.7 | 140.5579 | 139.5 | 142.4419 | -173.7 | -179.0156 | -183.1 | -188.9616 | -187.5 | -193.4231 | -187.3 | -193.1802 | 465.8212 | 467.9624
2020-07-27 17:00 | -111 | -114.2366 | -0.39092 | 52.3666 | 145.0615 | 145.9768 | -112 | -114.9783 | -305.8087 | 306.1864 | -305.8087 | 306.1864 | -93.8784 | 142.9685 | 138.9 | 141.6156 | 138.6 | 141.3802 | -173.5 | -178.5324 | -182.2 | -187.6509 | -186.6 | -192.1863 | -186.5 | -192.0652 | 456.3333 | 459.1942
2020-07-27 17:30 | -111 | -111.8794 | 8.3025 | 46.1216 | 146.7434 | 146.8265 | -111 | -111.7587 | -319.7231 | 319.8535 | -319.7231 | 319.8535 | -105.8378 | 141.0482 | 138.9 | 141.5574 | 138.9 | 141.7337 | -173.7 | -178.5655 | -184.1 | -189.7357 | -188.8 | -194.5864 | -188.1 | -193.8105 | 485.3287 | 487.989
2020-07-27 18:00 | -111 | -112.2943 | 14.6664 | 53.2032 | 143.6869 | 143.7929 | -110 | -111.1575 | -318.7377 | 318.9917 | -318.7377 | 318.9917 | -107.5914 | 143.1772 | 137.1 | 139.1848 | 136.5 | 138.4408 | -172.1 | -175.683 | -185 | -189.4241 | -189.5 | -194.0769 | -189.4 | -193.8506 | 499.2857 | 502.1944
2020-07-27 18:30 | -101 | -104.0481 | 21.4136 | 61.5059 | 136.5067 | 137.2094 | -101 | -103.8123 | -309.9561 | 309.9652 | -309.9561 | 309.9652 | -98.9872 | 136.7575 | 137.7 | 139.9869 | 137.4 | 139.638 | -172 | -176.1261 | -183.8 | -188.7402 | -188.1 | -193.087 | -188.2 | -193.1844 | 491.6179 | 493.9538
2020-07-27 19:00 | -105 | -107.0794 | 13.3681 | 53.5959 | 139.4969 | 139.9808 | -105 | -107.0794 | -312.9485 | 312.9548 | -312.9485 | 312.9548 | -81.348 | 114.8085 | 136.5 | 138.4408 | 138.3 | 140.367 | -172.6 | -176.4586 | -182.9 | -187.9096 | -187.3 | -192.4446 | -187.5 | -192.6393 | 469.9339 | 471.587
2020-07-27 19:30 | -98 | -103.7304 | 14.4499 | 64.0078 | 136.3459 | 138.3465 | -98 | -103.7304 | -302.1679 | 303.2625 | -302.1679 | 303.2625 | -71.7089 | 104.3149 | 137.1 | 139.1848 | 137.4 | 139.4803 | -173.4 | -177.5579 | -182.2 | -187.627 | -186.9 | -192.4537 | -186.5 | -191.97 | 439.0703 | 439.6696
2020-07-27 20:00 | -96 | -102.528 | 19.1444 | 64.5794 | 128.48 | 131.305 | -95 | -101.2423 | -284.4696 | 286.22 | -284.4696 | 286.22 | -64.1689 | 98.5352 | 136.8 | 139.2116 | 135.3 | 137.9093 | -170.2 | -174.7235 | -178 | -183.8979 | -182.5 | -188.5299 | -182.2 | -188.2144 | 416.7901 | 417.1591
2020-07-27 20:30 | -95 | -101.2423 | 17.2883 | 60.9737 | 126.7566 | 129.2761 | -96 | -101.843 | -276.3582 | 278.0787 | -276.3582 | 278.0787 | -53.9437 | 90.3151 | 135.6 | 138.0326 | 135.3 | 137.7379 | -169.9 | -174.4086 | -178.5 | -184.6606 | -183.2 | -189.5625 | -182.7 | -189.0279 | 394.397 | 394.6404
2020-07-27 21:00 | -83 | -84.0119 | 23.7814 | 43.1705 | 116.0285 | 116.3445 | -84 | -85 | -259.0217 | 259.1218 | -259.0217 | 259.1218 | -34.0306 | 92.7057 | 135.6 | 137.9217 | 136.8 | 139.1017 | -170.3 | -174.5099 | -178 | -183.3576 | -182.2 | -187.6748 | -182 | -187.4807 | 386.5456 | 386.8483
2020-07-27 21:30 | -76 | -76.6551 | 27.1729 | 40.3774 | 107.8881 | 108.145 | -77 | -77.5242 | -242.6802 | 242.7523 | -242.6802 | 242.7523 | -20.4075 | 96.1728 | 136.8 | 138.9415 | 136.5 | 138.7525 | -171.4 | -175.4329 | -177.9 | -182.8829 | -181.9 | -186.9826 | -181.5 | -186.5703 | 358.2836 | 358.6161
2020-07-27 22:00 | -73 | -73.8241 | 24.1663 | 37.2296 | 103.3834 | 103.9395 | -73 | -73.8241 | -225.6501 | 225.9414 | -225.6501 | 225.9414 | 0.58569 | 92.55 | 138 | 139.8708 | 137.4 | 139.3283 | -170.8 | -174.5796 | -176.7 | -181.1709 | -181.1 | -185.661 | -180.9 | -185.488 | 337.8928 | 339.0388
2020-07-27 22:30 | -67 | -68.2495 | 25.3359 | 37.811 | 96.1196 | 97.1134 | -66 | -67.2681 | -216.5762 | 217.2321 | -216.5762 | 217.2321 | 22.5393 | 99.5739 | 136.5 | 138.9169 | 138 | 140.391 | -170 | -174.6654 | -175 | -180.398 | -179.4 | -184.9334 | -179.1 | -184.7401 | 322.4857 | 323.0964
2020-07-27 23:00 | -63 | -64.3273 | 24.7371 | 35.3163 | 91.2749 | 92.3805 | -63 | -64.1327 | -203.0831 | 203.7552 | -203.0831 | 203.7552 | 44.0825 | 107.6615 | 138.9 | 141.7337 | 136.8 | 139.7372 | -173.2 | -178.5791 | -177.4 | -183.4439 | -181.8 | -188.1324 | -181.6 | -187.8877 | 302.4297 | 302.5297
2020-07-27 23:30 | -58 | -58.8558 | 27.7006 | 35.0394 | 83.6493 | 84.5197 | -58 | -58.8558 | -202.6843 | 202.9987 | -202.6843 | 202.9987 | 38.0922 | 101.4904 | 138.9 | 141.3866 | 138.9 | 141.4999 | -173.5 | -178.4409 | -176 | -181.8364 | -180.3 | -186.3 | -179.9 | -186.0142 | 298.6684 | 298.7071
2020-07-28 | -48 | -48.8365 | 31.7385 | 36.8077 | 73.0372 | 74.1323 | -48 | -48.8365 | -178.2645 | 178.7951 | -178.2645 | 178.7951 | 44.1206 | 106.9321 | 139.8 | 142.7965 | 138.6 | 141.6839 | -173.9 | -179.578 | -175.4 | -181.9287 | -180 | -186.762 | -179.5 | -186.3875 | 276.5838 | 276.5885
2020-07-28 00:30 | -53 | -53.9351 | 24.1146 | 29.7635 | 76.8061 | 78.0043 | -52 | -52.9528 | -177.3685 | 178.255 | -177.3685 | 178.255 | 47.9883 | 107.4215 | 140.1 | 143.0903 | 140.4 | 143.507 | -172.6 | -178.5989 | -173.8 | -180.6025 | -178 | -184.9705 | -177.7 | -184.8471 | 252.8633 | 253.3115
2020-07-28 01:00 | -45 | -45.8912 | 30.2375 | 33.0405 | 66.148 | 67.3738 | -44 | -44.911 | -155.9942 | 156.8976 | -155.9942 | 156.8976 | 58.4293 | 118.1251 | 139.2 | 142.7196 | 140.7 | 144.2189 | -172.6 | -179.07 | -173.5 | -180.9536 | -177.6 | -185.2256 | -177.4 | -185.234 | 243.2019 | 244.0709
2020-07-28 01:30 | -44 | -44.911 | 27.6446 | 30.2695 | 64.6817 | 66.0842 | -43 | -43.9318 | -154.7349 | 155.9046 | -154.7349 | 155.9046 | 70.8983 | 123.7796 | 138.3 | 141.8419 | 139.2 | 142.6537 | -174.9 | -181.3142 | -175.7 | -183.1485 | -179.9 | -187.4601 | -179.5 | -187.3032 | 231.1293 | 233.6841
2020-07-28 02:00 | -43 | -43.566 | 24.9045 | 26.7478 | 65.1257 | 66.2049 | -43 | -43.4166 | -154.9702 | 156.1294 | -154.9702 | 156.1294 | 83.9875 | 132.2253 | 139.8 | 143.9941 | 140.4 | 144.4346 | -175.2 | -182.5 | -175.3 | -183.6658 | -179.5 | -187.9435 | -179.2 | -187.896 | 231.0723 | 233.6042
2020-07-28 02:30 | -34 | -34.2345 | 31.9055 | 32.6199 | 55.5419 | 56.6116 | -34 | -34.2345 | -144.1114 | 145.3202 | -144.1114 | 145.3202 | 91.7433 | 139.6259 | 139.5 | 143.6311 | 140.1 | 144.43 | -174.2 | -181.9393 | -174.1 | -182.9799 | -178.6 | -187.6585 | -177.7 | -186.9569 | 226.7016 | 230.1478
2020-07-28 03:00 | -32 | -32.1403 | 34.597 | 34.9592 | 53.7758 | 54.4159 | -32 | -32.0624 | -138.2505 | 139.0312 | -138.2505 | 139.0312 | 94.8982 | 141.2549 | 140.4 | 144.5766 | 140.7 | 144.9397 | -175 | -182.6767 | -175.2 | -183.9626 | -179.5 | -188.4543 | -179.1 | -188.2881 | 214.3514 | 218.6646
2020-07-28 03:30 | -26 | -26.1725 | 36.224 | 36.5552 | 50.2191 | 51.0322 | -26 | -26.1725 | -129.1357 | 130.0058 | -129.1357 | 130.0058 | 89.0622 | 136.5246 | 139.8 | 143.9225 | 141.9 | 145.9632 | -174.8 | -182.7164 | -174 | -182.9433 | -178.2 | -187.4013 | -177.8 | -187.1766 | 191.2333 | 194.8902
2020-07-28 04:00 | -28 | -28.1603 | 36.8497 | 37.0471 | 49.4102 | 50.171 | -28 | -28.1603 | -129.4253 | 130.2763 | -129.4253 | 130.2763 | 85.827 | 135.1106 | 141 | 145.3032 | 143.1 | 147.4136 | -175.4 | -183.4949 | -173.8 | -182.8461 | -178.3 | -187.6516 | -177.8 | -187.4282 | 183.3584 | 187.81
2020-07-28 04:30 | -34 | -34.2345 | 30.3431 | 31.217 | 58.6755 | 59.4254 | -33 | -33.2415 | -146.688 | 147.6753 | -146.688 | 147.6753 | 89.4246 | 134.3949 | 139.2 | 143.0582 | 140.7 | 144.6563 | -176.3 | -183.2531 | -176 | -184.0685 | -180.2 | -188.4944 | -179.6 | -188.039 | 208.9119 | 213.1822
2020-07-28 05:00 | -35 | -35.1283 | 31.6152 | 32.3667 | 60.9862 | 61.567 | -37 | -37.054 | -156.2528 | 157.0431 | -156.2528 | 157.0431 | 77.8451 | 125.1687 | 141.6 | 145.1268 | 141.9 | 145.5519 | -175.2 | -181.8694 | -175.2 | -183.0701 | -179.2 | -187.2172 | -178.1 | -186.2229 | 209.0374 | 214.225
2020-07-28 05:30 | -42 | -42.5793 | 30.9091 | 32.9987 | 65.3979 | 66.2556 | -42 | -42.4264 | -161.6352 | 162.5529 | -161.6352 | 162.5529 | 71.2858 | 126.3243 | 138.3 | 142.5382 | 140.7 | 144.868 | -172.9 | -180.8116 | -172.4 | -181.3006 | -176.8 | -186.0394 | -176.5 | -185.9422 | 231.8603 | 232.2322
2020-07-28 06:00 | -45 | -45.5412 | 29.8768 | 34.0021 | 73.3159 | 73.7704 | -45 | -45.3982 | -171.1125 | 171.5799 | -171.1125 | 171.5799 | 47.7904 | 109.1011 | 140.4 | 144.4346 | 141.3 | 145.5223 | -175.5 | -183.2036 | -176.1 | -184.0184 | -179.9 | -187.9741 | -179.1 | -187.3842 | 238.9669 | 238.9953
2020-07-28 06:30 | -47 | -47.2652 | 35.9913 | 42.2834 | 79.1126 | 79.3866 | -51 | -51.3517 | -184.498 | 184.5809 | -184.498 | 184.5809 | 25.7268 | 67.1104 | 140.7 | 144.2488 | 139.2 | 142.9893 | -175.5 | -181.7891 | -177.6 | -184.5584 | -182 | -189.0647 | -181.6 | -188.7613 | 268.5299 | 268.7399
2020-07-28 07:00 | -64 | -64.195 | 29.9833 | 37.9539 | 93.8382 | 93.9676 | -63 | -63.1981 | -215.9205 | 215.9337 | -215.9205 | 215.9337 | 5.2545 | 68.9777 | 138 | 140.6744 | 138.9 | 141.4531 | -172.8 | -177.5513 | -176.7 | -182.2908 | -181.4 | -187.0925 | -180.7 | -186.3648 | 344.8678 | 344.8742
2020-07-28 07:30 | -39 | -46.8722 | 58.3186 | 73.7321 | 70.3359 | 73.7153 | -38 | -46.6154 | -199.74 | 201.0655 | -199.74 | 201.0655 | -4.4293 | 80.5049 | 137.1 | 139.3428 | 136.5 | 139.1447 | -171.5 | -175.9676 | -178.1 | -183.4068 | -182.8 | -188.2813 | -183 | -188.5716 | 410.1902 | 410.1921
2020-07-28 08:00 | -34 | -41.0488 | 66.6615 | 81.6191 | 69.5172 | 71.887 | -34 | -41.0488 | -205.8365 | 206.5141 | -205.8365 | 206.5141 | -34.7812 | 80.3968 | 137.1 | 139.1334 | 136.5 | 138.6461 | -172 | -175.6862 | -180 | -184.3909 | -184.5 | -188.8928 | -184.1 | -188.4379 | 431.8634 | 432.4344
2020-07-28 08:30 | -39 | -49.2037 | 72.1454 | 90.9944 | 69.3977 | 73.3733 | -39 | -48.6004 | -197.7051 | 199.1083 | -197.7051 | 199.1083 | -60.6367 | 161.8415 | 135.6 | 137.9217 | 136.8 | 139.2116 | -171.4 | -175.6488 | -179.3 | -184.2912 | -184.1 | -189.1235 | -183.9 | -188.9895 | 441.6097 | 442.4322
2020-07-28 09:00 | -43 | -51.8652 | 65.3824 | 86.2287 | 78.6042 | 81.6008 | -44 | -52.6973 | -210.9828 | 212.0743 | -210.9828 | 212.0743 | -69.029 | 165.7424 | 136.8 | 138.8378 | 138.6 | 140.6117 | -171.1 | -174.9499 | -179.8 | -184.4823 | -184.6 | -189.3621 | -183.8 | -188.5376 | 467.8439 | 469.2997
2020-07-28 09:30 | -46 | -51.4296 | 61.3758 | 80.0697 | 81.6836 | 83.6211 | -46 | -51.4296 | -208.2808 | 209.1061 | -208.2808 | 209.1061 | -63.6332 | 170.9772 | 135.9 | 138.1085 | 138.3 | 140.6312 | -170.8 | -175.0854 | -178.7 | -183.8711 | -183.6 | -188.9159 | -182.8 | -188.099 | 465.5135 | 468.0197
2020-07-28 10:00 | -67 | -72.6154 | 40.6511 | 68.6021 | 101.1503 | 102.9382 | -67 | -72.2357 | -225.6916 | 227.3857 | -225.6916 | 227.3857 | -63.8897 | 177.5025 | 135.6 | 138.0326 | 136.8 | 139.3241 | -170.5 | -174.9483 | -177.5 | -182.3554 | -182.6 | -187.6078 | -181.8 | -186.7244 | 437.8894 | 440.5606
2020-07-28 10:30 | -72 | -76.5506 | 35.2274 | 62.7884 | 104.2291 | 105.8788 | -72 | -76.5506 | -223.9831 | 225.7637 | -223.9831 | 225.7637 | -42.2258 | 167.5786 | 135.6 | 137.9217 | 137.1 | 139.2895 | -169 | -173.1322 | -177.6 | -182.6377 | -181.9 | -186.9191 | -181.9 | -186.9364 | 440.5109 | 443.1369
2020-07-28 11:00 | -64 | -69.4622 | 36.2672 | 61.5604 | 95.6385 | 98.0208 | -68 | -72.8011 | -209.6084 | 212.123 | -209.6084 | 212.123 | -38.5417 | 174.4768 | 136.8 | 139.2116 | 138.3 | 140.6859 | -171.1 | -175.6454 | -179.9 | -185.3943 | -184.7 | -190.2218 | -184.2 | -189.7364 | 436.7651 | 438.9662
2020-07-28 11:30 | -47 | -47.0956 | 39.362 | 45.1659 | 77.9188 | 78.0032 | -47 | -47.0956 | -181.1437 | 181.178 | -181.1437 | 181.178 | -32.5956 | 167.482 | 137.1 | 139.2895 | 139.2 | 141.4626 | -172.6 | -176.9955 | -181.8 | -187.3588 | -186.5 | -192.1612 | -186.1 | -191.7249 | 421.7533 | 422.9978
2020-07-28 12:00 | -31 | -31 | 52.5013 | 54.1457 | 57.8522 | 57.8638 | -31 | -31 | -155.9685 | 155.9969 | -155.9685 | 155.9969 | -18.6555 | 115.0354 | 138.3 | 140.1183 | 138.9 | 140.7588 | -172.5 | -176.2574 | -180.8 | -185.1719 | -185.6 | -190.0101 | -185.3 | -189.7386 | 404.3815 | 407.2301
2020-07-28 12:30 | -32 | -32 | 50.0537 | 51.883 | 59.0968 | 59.1242 | -33 | -33 | -166.4172 | 166.4575 | -166.4172 | 166.4575 | -12.9312 | 113.0951 | 138.3 | 140.7413 | 138.9 | 141.5708 | -173 | -177.769 | -180.2 | -185.3761 | -184.5 | -189.7439 | -184.6 | -189.9114 | 389.6883 | 391.6313
2020-07-28 13:00 | -30 | -30.0167 | 48.1476 | 50.031 | 55.4574 | 55.5491 | -29 | -29 | -162.5245 | 162.549 | -162.5245 | 162.549 | 2.1566 | 109.0859 | 138.3 | 141.0862 | 139.2 | 142.1481 | -174.2 | -179.5734 | -179.9 | -185.6879 | -184.5 | -190.4646 | -184.3 | -190.2729 | 364.979 | 366.2698
2020-07-28 13:30 | -23 | -23.0217 | 55.0709 | 57.105 | 50.0386 | 50.2054 | -24 | -24.0208 | -156.3057 | 156.3157 | -156.3057 | 156.3157 | 2.6942 | 114.6176 | 138.3 | 141.3283 | 138.6 | 141.8734 | -173.2 | -178.9002 | -179.6 | -185.6227 | -184.3 | -190.524 | -184.2 | -190.4272 | 352.6754 | 354.1298
2020-07-28 14:00 | -23 | -23.1948 | 56.8753 | 59.4088 | 50.4611 | 50.7203 | -24 | -24.1868 | -152.1836 | 152.1908 | -152.1836 | 152.1908 | -0.54145 | 109.6527 | 140.1 | 143.276 | 140.7 | 143.9256 | -174.8 | -180.905 | -179.9 | -186.1677 | -184.4 | -190.7736 | -184 | -190.2847 | 334.9054 | 336.6785
2020-07-28 14:30 | -14 | -14.3178 | 68.9118 | 71.4374 | 37.2229 | 37.9626 | -15 | -15.2971 | -134.3993 | 134.4602 | -134.3993 | 134.4602 | 5.4461 | 115.0172 | 142.8 | 146.233 | 141.3 | 144.9003 | -177.7 | -184.0687 | -182.2 | -188.7782 | -186.8 | -193.5058 | -186.6 | -193.3127 | 328.213 | 329.7929
2020-07-28 15:00 | -11 | -11.4018 | 68.6881 | 70.3586 | 32.4348 | 33.2853 | -11 | -11.4018 | -131.3541 | 131.4386 | -131.3541 | 131.4386 | -8.1556 | 109.1931 | 140.7 | 144.0531 | 141.3 | 144.7686 | -176.3 | -182.7175 | -180.4 | -186.6964 | -184.9 | -191.489 | -184.6 | -191.1474 | 300.5756 | 301.4894
2020-07-28 15:30 | -3 | -3.1623 | 79.627 | 80.9218 | 32.0522 | 32.2622 | -3 | -3 | -128.0407 | 128.0413 | -128.0407 | 128.0413 | -16.7012 | 99.9281 | 141.6 | 144.5592 | 141.6 | 144.6199 | -177.4 | -183.2418 | -180.4 | -186.2716 | -185 | -191.0505 | -184.7 | -190.735 | 305.8107 | 306.4545
2020-07-28 16:00 | -9 | -9.0554 | 68.4195 | 69.9446 | 42.2148 | 42.328 | -9 | -9.0554 | -154.0334 | 154.0482 | -154.0334 | 154.0482 | -33.4896 | 107.5654 | 141 | 143.8515 | 142.5 | 145.3221 | -178.3 | -183.7693 | -181.5 | -187.165 | -186.1 | -191.9678 | -185.9 | -191.676 | 319.8127 | 320.9021
2020-07-28 16:30 | -13 | -13.3417 | 81.9953 | 82.9604 | 46.2857 | 47.2393 | -13 | -13.3417 | -161.7451 | 162.4005 | -161.7451 | 162.4005 | -37.8057 | 94.4155 | 139.8 | 142.1066 | 141.3 | 143.6903 | -175.1 | -179.7227 | -182.4 | -187.1955 | -186.9 | -191.738 | -187.3 | -192.0835 | 362.3527 | 363.5574
2020-07-28 17:00 | -9 | -11.4018 | 92.351 | 93.2812 | 43.6983 | 45.5574 | -9 | -11.4018 | -162.1631 | 163.2966 | -162.1631 | 163.2966 | -67.2516 | 96.0003 | 139.8 | 141.8451 | 139.8 | 141.8451 | -173.9 | -177.9321 | -182.4 | -187.0172 | -186.9 | -191.5829 | -186.8 | -191.4854 | 384.2109 | 384.9017
2020-07-28 17:30 | -15 | -15 | 95.9294 | 98.4807 | 48.7166 | 49.4415 | -14 | -14 | -184.1734 | 185.4123 | -184.1734 | 185.4123 | -75.5697 | 106.7203 | 138 | 139.7742 | 139.5 | 141.4989 | -174.2 | -177.7605 | -184.6 | -188.8207 | -189.3 | -193.563 | -189.2 | -193.5422 | 423.2106 | 423.9482
2020-07-28 18:00 | 8 | 8.9443 | 123.0183 | 125.3037 | 28.3933 | 31.6071 | 8 | 8.9443 | -158.9542 | 161.9486 | -158.9542 | 161.9486 | -107.4311 | 130.4139 | 137.7 | 139.6741 | 138.3 | 140.2656 | -172.7 | -176.7884 | -183.2 | -188.0425 | -187.7 | -192.6747 | -187.7 | -192.4204 | 424.4626 | 424.7296
2020-07-28 18:30 | 17 | 20.8087 | 132.1766 | 133.1743 | 20.1964 | 29.9423 | 17 | 20.8087 | -143.4276 | 150.4777 | -143.4276 | 150.4777 | -108.8598 | 137.0299 | 138 | 140.391 | 138.3 | 140.6312 | -172.2 | -176.7396 | -184 | -189.2812 | -188.3 | -193.6958 | -188.3 | -193.6958 | 423.7925 | 424.2231
2020-07-28 19:00 | 21 | 25.2389 | 133.1674 | 133.8162 | 14.8278 | 27.4524 | 21 | 25.2389 | -124.8466 | 132.4181 | -124.8466 | 132.4181 | -93.1475 | 123.0574 | 139.8 | 142.4406 | 139.2 | 141.8518 | -172.3 | -177.3451 | -183.4 | -189.3018 | -188.1 | -194.1278 | -187.9 | -193.8354 | 403.578 | 403.7371
2020-07-28 19:30 | 1 | 10.0499 | 110.1714 | 111.0294 | 33.8644 | 38.3878 | 1 | 10.0499 | -150.6301 | 154.3159 | -150.6301 | 154.3159 | -73.8209 | 109.592 | 138.9 | 142.0398 | 139.8 | 143.1098 | -172.1 | -177.5862 | -182.2 | -188.4167 | -186.5 | -192.8296 | -186.4 | -192.7329 | 395.953 | 396.0543
2020-07-28 20:00 | -3 | -12.3693 | 102.5995 | 103.469 | 40.3901 | 45.0893 | -3 | -12.3693 | -157.3908 | 160.7896 | -157.3908 | 160.7896 | -64.6956 | 101.5273 | 139.2 | 142.2092 | 139.2 | 142.3961 | -174.9 | -180.6712 | -183 | -189.4207 | -187.6 | -194.1231 | -187.6 | -194.1231 | 364.9088 | 365.1151
2020-07-28 20:30 | -8 | -8.2462 | 95.2766 | 97.0316 | 42.7464 | 44.0168 | -8 | -8.2462 | -153.2693 | 154.2346 | -153.2693 | 154.2346 | -58.239 | 88.6422 | 140.7 | 143.9256 | 141.3 | 144.3876 | -174.4 | -180.3645 | -180.8 | -187.2962 | -185.5 | -192.0425 | -185.7 | -192.2876 | 339.2231 | 339.2286
2020-07-28 21:00 | -15 | -15.1327 | 88.1789 | 89.9416 | 47.8623 | 48.5932 | -14 | -14.1421 | -161.1076 | 161.6482 | -161.1076 | 161.6482 | -35.8809 | 97.6617 | 140.4 | 143.507 | 140.7 | 144.0531 | -175.9 | -182.0194 | -182 | -188.4223 | -187 | -193.595 | -186.3 | -192.7639 | 340.4332 | 340.6869
2020-07-28 21:30 | -8 | -9.434 | 91.4729 | 92.3314 | 40.9605 | 42.3275 | -8 | -9.434 | -153.3047 | 153.8762 | -153.3047 | 153.8762 | 3.5381 | 93.9815 | 140.4 | 143.2634 | 141.3 | 144.5754 | -174.9 | -180.6963 | -181.8 | -187.8273 | -186.2 | -192.3374 | -185.9 | -192.0973 | 361.2053 | 361.8353
2020-07-28 22:00 | -1 | -8.0623 | 91.0178 | 91.2243 | 33.1995 | 35.5763 | -2 | -8.2462 | -134.941 | 135.5334 | -134.941 | 135.5334 | 18.8833 | 95.3322 | 138.6 | 141.1483 | 140.1 | 142.7351 | -173.7 | -178.7056 | -179.2 | -184.3336 | -184.3 | -189.5728 | -183.5 | -188.7717 | 341.1242 | 342.5172
2020-07-28 22:30 | 5 | 8.6023 | 99.8868 | 100.1265 | 19.8092 | 22.5274 | 6 | 8.4853 | -115.9721 | 116.1494 | -115.9721 | 116.1494 | 37.0032 | 105.1885 | 139.8 | 142.4984 | 137.4 | 140.0859 | -173.5 | -178.5584 | -178.8 | -184.6224 | -183.4 | -189.3018 | -182.7 | -188.6486 | 315.2412 | 315.9292
2020-07-28 23:00 | 12 | 12.6491 | 97.3286 | 97.5438 | 18.303 | 20.3291 | 12 | 12.6491 | -111.6649 | 111.6908 | -111.6649 | 111.6908 | 54.3156 | 110.6744 | 139.2 | 142.3332 | 138.9 | 141.9774 | -174.6 | -179.9131 | -178.3 | -184.4673 | -182.6 | -188.8035 | -182.6 | -189.0085 | 291.9253 | 292.3022
2020-07-28 23:30 | 15 | 15.2971 | 98.7479 | 98.8927 | 11.5925 | 14.5758 | 15 | 15.5242 | -112.1432 | 112.3929 | -112.1432 | 112.3929 | 54.4656 | 105.3402 | 140.1 | 142.678 | 139.8 | 142.3834 | -175.6 | -180.5529 | -178.4 | -184.1852 | -182.7 | -188.6237 | -182.4 | -188.4583 | 300.2227 | 300.275
2020-07-29 | 14 | 14.3178 | 94.6672 | 94.6856 | 10.3384 | 13.1667 | 14 | 14.5602 | -102.4489 | 102.4658 | -102.4489 | 102.4658 | 65.0432 | 117.2865 | 139.2 | 142.5884 | 139.8 | 143.3049 | -174.6 | -180.7893 | -178.5 | -185.4789 | -182.7 | -189.7235 | -182.3 | -189.6263 | 287.7601 | 287.7964
2020-07-29 00:30 | 25 | 25.4951 | 100.4324 | 100.434 | 0.20571 | 7.9992 | 25 | 25.7099 | -80.824 | 80.83 | -80.824 | 80.83 | 71.8246 | 118.083 | 141.3 | 144.6392 | 144 | 147.3412 | -177.9 | -184.6047 | -179 | -186.484 | -183.1 | -190.6442 | -182.9 | -190.6767 | 257.4868 | 257.6465
2020-07-29 01:00 | 30 | 30.4138 | 102.0143 | 102.0183 | -4.6782 | 8.0822 | 30 | 30.2655 | -66.6265 | 66.6335 | -66.6265 | 66.6335 | 75.6785 | 126.438 | 143.7 | 147.5079 | 142.8 | 146.6997 | -178.7 | -186.3655 | -180 | -188.4803 | -184.4 | -193.0383 | -183.9 | -192.7395 | 247.0806 | 247.2404
2020-07-29 01:30 | 29 | 29.4279 | 97.1538 | 97.1932 | -4.0027 | 7.783 | 28 | 28.4429 | -65.6252 | 65.6454 | -65.6252 | 65.6454 | 87.4368 | 130.6159 | 142.2 | 146.3253 | 143.7 | 147.7048 | -177.2 | -185.0713 | -177.4 | -186.0591 | -181.7 | -190.4908 | -181.2 | -190.165 | 227.0845 | 227.5847
2020-07-29 02:00 | 25 | 25.4951 | 94.3618 | 94.4214 | -1.807 | 7.1836 | 25 | 25.4951 | -64.8292 | 65.0424 | -64.8292 | 65.0424 | 93.3911 | 136.5856 | 142.2 | 146.2549 | 141.9 | 146.1049 | -178.2 | -186.0578 | -178.3 | -187.0983 | -182.9 | -191.9366 | -182.6 | -191.9568 | 222.2162 | 224.027
2020-07-29 02:30 | 30 | 30.4138 | 95.5564 | 95.6482 | -6.2873 | 8.5859 | 29 | 29.4279 | -56.7693 | 57.1922 | -56.7693 | 57.1922 | 92.7335 | 141.461 | 142.5 | 147.5832 | 143.1 | 148.1627 | -177.3 | -187.3987 | -177 | -187.8715 | -181.3 | -192.3647 | -180.9 | -192.3441 | 209.0313 | 209.9916
2020-07-29 03:00 | 17 | 18.0278 | 82.8061 | 82.959 | 5.7906 | 8.5356 | 17 | 17.72 | -73.2882 | 73.6691 | -73.2882 | 73.6691 | 90.864 | 138.521 | 145.5 | 150.5588 | 143.1 | 148.4782 | -177 | -187.3144 | -176.6 | -187.7372 | -180.8 | -192.1631 | -180.3 | -191.8973 | 193.3709 | 194.4886
2020-07-29 03:30 | 18 | 18.6815 | 84.0374 | 84.226 | 3.3379 | 7.1191 | 18 | 18.6815 | -68.8912 | 69.2666 | -68.8912 | 69.2666 | 95.5652 | 141.7093 | 144.3 | 149.3994 | 144.9 | 150.2137 | -177.4 | -187.2399 | -176.1 | -186.6955 | -181 | -191.9485 | -180 | -191.2411 | 192.4351 | 193.5435
2020-07-29 04:00 | 19 | 19.9249 | 84.0178 | 84.194 | 3.4989 | 6.9019 | 18 | 18.9737 | -69.2603 | 69.67 | -69.2603 | 69.67 | 93.5661 | 143.6393 | 144.9 | 150.1349 | 144.6 | 149.9244 | -178.4 | -188.6676 | -177.2 | -188.2679 | -181.6 | -192.9836 | -181.1 | -192.7175 | 193.5007 | 194.9578
2020-07-29 04:30 | 10 | 11.1803 | 79.3691 | 79.4585 | 9.7289 | 11.1303 | 10 | 10.7703 | -75.5059 | 75.6788 | -75.5059 | 75.6788 | 84.8217 | 135.7701 | 144 | 149.506 | 142.8 | 148.3505 | -178.7 | -188.7922 | -177.2 | -188.1668 | -181.5 | -192.6536 | -181.2 | -192.6411 | 184.4282 | 185.3156
2020-07-29 05:00 | 16 | 16.7631 | 82.8374 | 82.9677 | 7.7585 | 9.754 | 15 | 15.8114 | -74.545 | 74.6481 | -74.545 | 74.6481 | 84.1128 | 134.0594 | 143.1 | 148.1627 | 143.7 | 148.8983 | -179.3 | -188.7265 | -178.2 | -188.5139 | -182.5 | -193.1333 | -182.2 | -192.8869 | 205.573 | 206.1487
2020-07-29 05:30 | 13 | 14.7648 | 85.3637 | 85.3966 | 11.5327 | 14.2652 | 13 | 14.7648 | -84.5313 | 84.5313 | -84.5313 | 84.5313 | 80.6857 | 128.7894 | 142.8 | 147.5659 | 143.7 | 148.6087 | -179.1 | -188.2881 | -178.7 | -188.8568 | -182.7 | -192.9977 | -183 | -193.5733 | 225.7398 | 225.7925
2020-07-29 06:00 | 6 | 8.4853 | 86.3721 | 86.3937 | 18.4796 | 21.1616 | 7 | 9.2195 | -101.6935 | 101.7164 | -101.6935 | 101.7164 | 70.1194 | 114.1829 | 142.8 | 147.1949 | 144 | 148.3593 | -178.3 | -186.4142 | -179 | -187.6151 | -183.5 | -192.2625 | -183.4 | -192.4131 | 255.6553 | 255.9416
2020-07-29 06:30 | 14 | 15.2315 | 101.1522 | 101.4512 | 16.5745 | 19.9836 | 14 | 15.2315 | -106.7641 | 107.0472 | -106.7641 | 107.0472 | 59.5788 | 94.0564 | 143.4 | 146.819 | 141.9 | 145.2254 | -177.5 | -183.5406 | -181.7 | -188.4805 | -186.5 | -193.4268 | -185.9 | -193.0089 | 323.8773 | 324.4314
2020-07-29 07:00 | 5 | 9.434 | 96.4239 | 96.8879 | 28.7291 | 31.7351 | 5 | 9.434 | -133.757 | 134.7421 | -133.757 | 134.7421 | 43.4271 | 82.6354 | 140.4 | 142.1443 | 138.9 | 140.6629 | -175.2 | -179.2949 | -181.2 | -186.0946 | -185.8 | -190.8242 | -185.5 | -190.6239 | 374.5499 | 374.5637
2020-07-29 07:30 | 13 | 19.105 | 107.8721 | 108.0423 | 24.111 | 32.3913 | 12 | 19.2094 | -137.6102 | 141.8662 | -137.6102 | 141.8662 | 8.1587 | 93.7178 | 140.1 | 141.9431 | 139.8 | 141.7947 | -173.9 | -177.6278 | -181.4 | -185.4406 | -186 | -190.0038 | -186 | -190.0859 | 418.6895 | 418.9187
2020-07-29 08:00 | 7 | 16.5529 | 107.6124 | 107.8889 | 27.7076 | 35.9339 | 8 | 17 | -144.4807 | 149.3875 | -144.4807 | 149.3875 | -27.5278 | 95.6347 | 138.3 | 140.0704 | 140.4 | 142.2392 | -173.6 | -177.2328 | -183.4 | -187.1946 | -187.8 | -191.4684 | -187.8 | -191.5074 | 450.9991 | 452.8553
2020-07-29 08:30 | 11 | 21.9545 | 114.0856 | 114.3055 | 22.1675 | 33.6025 | 10 | 20.5913 | -132.4957 | 138.2182 | -132.4957 | 138.2182 | -52.1093 | 102.6528 | 137.4 | 139.3783 | 138.3 | 140.367 | -172.5 | -176.1961 | -183.1 | -187.022 | -187.7 | -191.5677 | -187.4 | -191.2338 | 466.0871 | 466.9455
2020-07-29 09:00 | 5 | 13.9284 | 106.5123 | 107.1793 | 29.4096 | 35.6701 | 5 | 13.9284 | -135.3648 | 138.7391 | -135.3648 | 138.7391 | -60.0381 | 104.4781 | 135.6 | 137.6042 | 136.5 | 138.5938 | -170.4 | -174.182 | -182 | -185.8636 | -186.3 | -190.156 | -186.1 | -189.92 | 475.7319 | 477.963
2020-07-29 09:30 | -6 | -13.4164 | 98.7935 | 99.7413 | 38.6055 | 43.0473 | -5 | -13 | -141.5061 | 144.0378 | -141.5061 | 144.0378 | -55.8947 | 106.3182 | 135 | 137.4432 | 136.5 | 139.0295 | -169.7 | -173.9683 | -181.6 | -185.9531 | -186.1 | -190.4772 | -185.9 | -190.3032 | 479.4227 | 482.4478
2020-07-29 10:00 | -25 | -26.9258 | 79.6679 | 80.5288 | 56.7396 | 60.8123 | -24 | -27.7849 | -160.6839 | 163.0297 | -160.6839 | 163.0297 | -39.6669 | 90.5131 | 136.5 | 139.2624 | 135.9 | 138.498 | -170.1 | -174.7577 | -181.8 | -186.3001 | -187.3 | -191.9076 | -186.4 | -190.9639 | 474.5562 | 477.8821
2020-07-29 10:30 | -28 | -30.8707 | 77.5014 | 78.8292 | 60.8045 | 64.2629 | -28 | -30.8707 | -157.4446 | 159.5025 | -157.4446 | 159.5025 | -16.3067 | 86.2158 | 135.3 | 137.7944 | 135.3 | 137.7379 | -169 | -173.3299 | -182.1 | -187.0622 | -186.7 | -191.7234 | -186.6 | -191.6033 | 474.2009 | 477.0571
2020-07-29 11:00 | -30 | -37.2022 | 70.1899 | 70.19 | 60.8456 | 66.6625 | -30 | -37.2022 | -157.466 | 161.201 | -157.466 | 161.201 | -3.7404 | 45.6581 | 134.1 | 135.6883 | 135.3 | 137.0609 | -168.9 | -172.1726 | -181.2 | -185.0771 | -185.3 | -189.1563 | -185.4 | -189.4101 | 450.9333 | 453.2511
2020-07-29 11:30 | -22 | -31.1127 | 68.6154 | 68.755 | 51.162 | 56.9954 | -22 | -31.1127 | -143.7566 | 146.6707 | -143.7566 | 146.6707 | -3.9489 | 46.5379 | 134.7 | 136.5171 | 132.9 | 134.6923 | -168 | -171.3075 | -179.6 | -183.8069 | -183.7 | -187.8777 | -183.9 | -188.1153 | 441.1096 | 442.6582
2020-07-29 12:00 | -27 | -31.3847 | 53.4593 | 53.5033 | 52.4908 | 55.4014 | -27 | -30.8869 | -142.3405 | 143.9269 | -142.3405 | 143.9269 | 2.375 | 64.4792 | 135.9 | 138.2167 | 136.8 | 139.1017 | -168.5 | -172.6007 | -179.6 | -184.6991 | -184.1 | -189.2618 | -184 | -189.211 | 436.5036 | 437.7942
2020-07-29 12:30 | -32 | -32.3883 | 38.123 | 38.505 | 52.5126 | 52.8023 | -33 | -33.3766 | -142.3514 | 142.3705 | -142.3514 | 142.3705 | 5.4695 | 61.3703 | 136.8 | 139.1564 | 138 | 140.282 | -172.2 | -176.4296 | -179.9 | -185.6632 | -184.4 | -190.2708 | -184.2 | -190.1264 | 398.0985 | 399.1345
2020-07-29 13:00 | -31 | -31.0644 | 35.9916 | 36.5218 | 52.2349 | 52.2872 | -32 | -32.0624 | -138.602 | 138.6031 | -138.602 | 138.6031 | 17.3474 | 57.6889 | 136.2 | 138.4038 | 138.3 | 140.5771 | -169.5 | -173.5127 | -176.6 | -181.4795 | -180.9 | -185.8253 | -181 | -186.0145 | 361.7007 | 363.7364
2020-07-29 13:30 | -31 | -31.0644 | 34.7731 | 35.175 | 52.9179 | 53.0932 | -31 | -31.1448 | -138.012 | 138.0216 | -138.012 | 138.0216 | 34.315 | 65.4033 | 137.4 | 139.9133 | 139.5 | 141.9206 | -172.1 | -176.5302 | -178.5 | -183.7477 | -182.2 | -187.4611 | -182.9 | -188.2593 | 349.4276 | 351.4229
2020-07-29 14:00 | -24 | -24.1868 | 42.0754 | 42.4868 | 46.1996 | 46.3343 | -24 | -24.1868 | -123.6285 | 123.6291 | -123.6285 | 123.6291 | 34.7438 | 66.8894 | 136.2 | 138.735 | 136.5 | 139.2032 | -172 | -176.8656 | -178.9 | -184.5462 | -182.8 | -188.5478 | -182.7 | -188.4754 | 339.5616 | 341.0932
2020-07-29 14:30 | -26 | -26.0768 | 39.5191 | 39.9717 | 48.6339 | 48.7838 | -26 | -26.0768 | -128.8383 | 128.839 | -128.8383 | 128.839 | 43.5937 | 71.0763 | 138 | 140.7329 | 138.9 | 141.6743 | -174.1 | -179.001 | -179.9 | -185.5647 | -184.4 | -190.1971 | -184.5 | -190.3665 | 340.027 | 341.6323
2020-07-29 15:00 | -18 | -18.2483 | 49.4451 | 49.8647 | 41.5088 | 41.7638 | -19 | -19.2354 | -121.4222 | 121.4261 | -121.4222 | 121.4261 | 36.3744 | 68.5243 | 136.8 | 139.3812 | 136.5 | 139.0295 | -172.4 | -177.0248 | -179.2 | -185.1599 | -183.6 | -189.645 | -183.4 | -189.5268 | 343.8913 | 345.3633
2020-07-29 15:30 | -15 | -15.2971 | 55.7382 | 56.0483 | 39.0124 | 39.4434 | -16 | -16.2788 | -123.0237 | 123.0363 | -123.0237 | 123.0363 | 30.7896 | 62.9715 | 138.6 | 141.0919 | 140.1 | 142.4018 | -173.9 | -178.4715 | -179.9 | -185.5647 | -184.2 | -189.9542 | -184.2 | -189.9062 | 334.4981 | 335.6319
2020-07-29 16:00 | -25 | -25.0799 | 50.5356 | 51.3328 | 51.1491 | 51.2945 | -25 | -25.0799 | -142.1865 | 142.2071 | -142.1865 | 142.2071 | 17.1631 | 51.7548 | 140.1 | 142.0407 | 140.7 | 142.6326 | -173.5 | -177.7203 | -178.5 | -184.1585 | -182.7 | -188.4754 | -182.3 | -188.1124 | 335.1623 | 337.0507
2020-07-29 16:30 | -29 | -29 | 56.6751 | 57.8611 | 55.7363 | 55.7828 | -29 | -29 | -160.8761 | 160.9139 | -160.8761 | 160.9139 | 6.4785 | 51.0341 | 141.9 | 143.72 | 140.7 | 142.5836 | -176 | -179.9507 | -181.6 | -187.0224 | -186.3 | -191.7521 | -186.3 | -191.7284 | 361.7169 | 363.1962
2020-07-29 17:00 | -18 | -18.6815 | 75.6233 | 76.237 | 50.5589 | 51.2792 | -18 | -18.6815 | -166.1517 | 166.8786 | -166.1517 | 166.8786 | -16.4521 | 43.6436 | 141.3 | 142.9414 | 139.8 | 141.3242 | -176.3 | -179.5297 | -182.6 | -186.7603 | -187.6 | -191.8379 | -187.6 | -191.8798 | 376.9519 | 377.657
2020-07-29 17:30 | -20 | -21.1896 | 81.4262 | 82.3019 | 54.8687 | 56.1988 | -21 | -22.1359 | -182.7976 | 184.8084 | -182.7976 | 184.8084 | -26.0579 | 71.1325 | 139.5 | 141.2554 | 139.5 | 141.351 | -172.8 | -176.3687 | -183.1 | -187.3206 | -187.8 | -192.0407 | -187.7 | -192.1044 | 461.923 | 463.1465
2020-07-29 18:00 | -32 | -38.2753 | 77.8098 | 78.0361 | 67.9245 | 73.2708 | -33 | -39.1152 | -201.6732 | 209.0497 | -201.6732 | 209.0497 | -55.8896 | 82.3651 | 137.4 | 139.0412 | 137.7 | 139.3838 | -172.9 | -176.0023 | -184.9 | -189.114 | -190.1 | -194.3872 | -190 | -194.2335 | 478.5317 | 480.1238
2020-07-29 18:30 | -29 | -35.805 | 79.3489 | 79.54 | 66.1786 | 71.7004 | -29 | -35.2278 | -195.3074 | 203.1848 | -195.3074 | 203.1848 | -54.0509 | 85.9425 | 138.6 | 140.3667 | 138 | 139.8222 | -172.7 | -176.2308 | -185.5 | -190.0419 | -190.5 | -195.1181 | -190 | -194.5652 | 490.5149 | 492.3703
2020-07-29 19:00 | -20 | -22.3607 | 87.5508 | 88.8855 | 56.1599 | 58.5531 | -20 | -22.3607 | -177.7588 | 181.016 | -177.7588 | 181.016 | -40.3167 | 74.1892 | 136.8 | 138.638 | 139.8 | 141.647 | -170.7 | -174.4755 | -183 | -187.8027 | -187.9 | -192.7574 | -187.9 | -192.7351 | 468.8563 | 469.8517
2020-07-29 19:30 | -25 | -25.9615 | 82.2086 | 83.8899 | 59.8108 | 61.5199 | -24 | -25.2982 | -175.9147 | 178.5605 | -175.9147 | 178.5605 | -36.4642 | 69.8104 | 138 | 140.3362 | 139.2 | 141.4095 | -172.4 | -176.8098 | -183 | -188.192 | -187.7 | -192.9724 | -187.7 | -193.0422 | 442.4095 | 443.5619
2020-07-29 20:00 | -25 | -27.7308 | 81.2796 | 82.054 | 59.487 | 62.251 | -25 | -27.7308 | -170.4305 | 173.8395 | -170.4305 | 173.8395 | -28.0238 | 65.5584 | 139.2 | 141.8115 | 139.2 | 141.7375 | -173.1 | -178.0052 | -182.5 | -188.3062 | -186.9 | -192.6703 | -187.1 | -192.9618 | 417.1522 | 417.6888
2020-07-29 20:30 | -34 | -34.1321 | 69.1592 | 71.3393 | 67.2274 | 67.606 | -33 | -33.1361 | -177.0173 | 177.8231 | -177.0173 | 177.8231 | -15.5517 | 67.1673 | 141 | 143.3953 | 141.3 | 143.8005 | -175.1 | -179.9277 | -182.2 | -187.5319 | -187 | -192.4589 | -186.6 | -192.0435 | 396.4725 | 397.334
2020-07-29 21:00 | -42 | -42.0119 | 58.5763 | 61.1413 | 75.3483 | 75.4045 | -41 | -41.0122 | -185.0219 | 185.4894 | -185.0219 | 185.4894 | -12.313 | 59.3033 | 139.5 | 141.7579 | 139.2 | 141.6257 | -175.3 | -179.7613 | -180.8 | -186.1006 | -184.8 | -190.0123 | -185.4 | -190.7359 | 369.4276 | 370.4066
2020-07-29 21:30 | -33 | -33.0151 | 62.928 | 64.8859 | 64.9801 | 64.9804 | -33 | -33.0151 | -172.508 | 172.6587 | -172.508 | 172.6587 | -5.1845 | 61.8302 | 140.1 | 142.4558 | 140.4 | 142.7508 | -176 | -180.8326 | -181.3 | -187.3434 | -185.8 | -191.9502 | -185.8 | -192.0258 | 337.3472 | 338.2167
2020-07-29 22:00 | -32 | -32 | 60.725 | 62.2564 | 62.6813 | 62.682 | -32 | -32 | -159.1087 | 159.1571 | -159.1087 | 159.1571 | 6.9205 | 79.0902 | 141.3 | 143.5295 | 140.1 | 142.2955 | -175.1 | -179.4781 | -180 | -184.8578 | -184 | -188.7772 | -183.9 | -188.7696 | 304.4019 | 307.4927
2020-07-29 22:30 | -24 | -24 | 65.3014 | 66.7235 | 52.9916 | 53.0299 | -25 | -25 | -147.8921 | 147.8997 | -147.8921 | 147.8997 | 37.5412 | 92.2209 | 141.3 | 143.6903 | 141.6 | 144.04 | -175.7 | -180.4659 | -180 | -185.3474 | -184.3 | -189.738 | -184.1 | -189.5914 | 299.8304 | 301.9689
2020-07-29 23:00 | -14 | -14 | 74.3733 | 75.1845 | 40.1167 | 40.2134 | -14 | -14.0357 | -137.035 | 137.0412 | -137.035 | 137.0412 | 49.3781 | 99.7773 | 141.6 | 144.0953 | 140.4 | 142.9726 | -176.7 | -181.2819 | -179 | -184.3764 | -184.1 | -189.4704 | -183.6 | -189.2751 | 293.7165 | 294.4892
2020-07-29 23:30 | -8 | -8 | 74.5051 | 75.0372 | 35.2576 | 35.562 | -8 | -8.0623 | -138.3047 | 138.3286 | -138.3047 | 138.3286 | 47.4026 | 92.964 | 141 | 143.7338 | 140.4 | 143.1453 | -174.5 | -179.9374 | -176.8 | -183.0178 | -180.8 | -187.1146 | -180.8 | -187.244 | 280.77 | 281.3221
2020-07-30 | -12 | -12.0416 | 63.5225 | 63.8486 | 40.1984 | 40.4083 | -12 | -12.1655 | -141.3625 | 141.435 | -141.3625 | 141.435 | 58.7312 | 104.6886 | 138 | 140.7329 | 140.7 | 143.6173 | -173 | -178.6524 | -175.3 | -181.7793 | -178.8 | -185.4101 | -179.5 | -186.2435 | 283.2259 | 283.2327
2020-07-30 00:30 | 0 | 0 | 72.7852 | 72.9064 | 26.196 | 26.5585 | 0 | 0 | -113.157 | 113.3646 | -113.157 | 113.3646 | 54.6162 | 95.0125 | 140.1 | 142.4018 | 141.3 | 143.7451 | -175.5 | -180.317 | -176.1 | -181.7339 | -180.4 | -186.1709 | -180.2 | -185.9786 | 230.5889 | 231.0947
2020-07-30 01:00 | -7 | -7 | 64.357 | 64.4837 | 31.3571 | 31.9618 | -7 | -7 | -115.4689 | 115.9305 | -115.4689 | 115.9305 | 67.4428 | 110.1032 | 141.6 | 144.3808 | 141.6 | 144.4991 | -177.1 | -182.8266 | -176.8 | -183.2262 | -180.6 | -187.1293 | -180.7 | -187.4633 | 231.1346 | 231.6102
2020-07-30 01:30 | 0 | 0 | 68.1769 | 68.2201 | 25.2513 | 25.7971 | 0 | 0 | -105.739 | 106.173 | -105.739 | 106.173 | 82.2971 | 121.8545 | 144.3 | 147.7624 | 144 | 147.4695 | -179.6 | -186.3765 | -180.2 | -187.6083 | -184.1 | -191.6604 | -183.8 | -191.5684 | 221.3762 | 221.8095
2020-07-30 02:00 | 0 | 0 | 67.753 | 67.7713 | 23.2676 | 24.2216 | 0 | 0 | -96.9857 | 97.755 | -96.9857 | 97.755 | 83.231 | 123.4054 | 142.8 | 146.2979 | 141.9 | 145.4855 | -177.6 | -184.7776 | -176.6 | -184.6131 | -180.8 | -188.9805 | -180.4 | -188.8623 | 211.222 | 211.7972
2020-07-30 02:30 | 0 | 0 | 68.4142 | 68.4152 | 20.9541 | 21.7447 | 0 | 0 | -93.5213 | 94.2365 | -93.5213 | 94.2365 | 95.3624 | 131.7124 | 142.5 | 146.6169 | 142.2 | 146.6129 | -179.6 | -187.6001 | -179 | -187.7655 | -182.9 | -191.8458 | -182.7 | -191.8373 | 204.635 | 205.2995
2020-07-30 03:00 | 1 | 1.4142 | 68.9582 | 68.9598 | 19.807 | 20.5502 | 1 | 1 | -91.4022 | 92.0982 | -91.4022 | 92.0982 | 96.1729 | 132.7628 | 142.8 | 147.1224 | 144 | 148.3593 | -177.3 | -185.8135 | -176.4 | -185.63 | -180.1 | -189.4557 | -179.9 | -189.5471 | 194.9784 | 195.6457
2020-07-30 03:30 | 3 | 3 | 67.6663 | 67.6663 | 20.7818 | 21.5612 | 1 | 1 | -93.1256 | 93.8075 | -93.1256 | 93.8075 | 97.9012 | 135.3139 | 144 | 148.2161 | 143.7 | 148.1408 | -178.1 | -186.6666 | -176.8 | -186.1642 | -181.1 | -190.6551 | -180.8 | -190.5273 | 190.9418 | 191.6185
2020-07-30 04:00 | 0 | 0 | 65.0912 | 65.0912 | 24.2396 | 24.8123 | 0 | 0 | -97.6725 | 98.3672 | -97.6725 | 98.3672 | 95.5617 | 132.7064 | 143.4 | 147.5622 | 143.1 | 147.5588 | -178.9 | -187.3111 | -177 | -186.2295 | -181.4 | -190.7846 | -180.9 | -190.6222 | 187.802 | 188.4481
2020-07-30 04:30 | 3 | 3.1623 | 70.425 | 70.425 | 19.1486 | 19.7426 | 3 | 3.1623 | -88.8778 | 89.5762 | -88.8778 | 89.5762 | 91.1388 | 129.2985 | 144 | 148.2161 | 144 | 148.1453 | -178.3 | -186.6492 | -176.3 | -185.4709 | -180.7 | -190.0261 | -180.2 | -189.8004 | 189.8821 | 190.5592
2020-07-30 05:00 | 3 | 3.6056 | 73.0019 | 73.0107 | 20.0704 | 20.5205 | 4 | 4.4721 | -92.5974 | 92.867 | -92.5974 | 92.867 | 90.3872 | 125.4889 | 144.3 | 148.2285 | 144 | 148.0055 | -179.1 | -186.8058 | -177.4 | -185.7303 | -181.5 | -190.0611 | -182 | -190.8972 | 204.2259 | 204.762
2020-07-30 05:30 | 0 | 1 | 70.2766 | 70.2777 | 27.093 | 27.4163 | -1 | -1.4142 | -107.7625 | 107.9677 | -107.7625 | 107.9677 | 73.8633 | 114.5416 | 141.9 | 146.0338 | 143.4 | 147.6332 | -177.7 | -185.5312 | -176.9 | -185.4619 | -181.1 | -189.7387 | -180.7 | -189.5673 | 217.3592 | 217.3685
2020-07-30 06:00 | -6 | -6.7082 | 72.0841 | 72.338 | 34.4704 | 35.2212 | -6 | -6.7082 | -124.7244 | 124.7244 | -124.7244 | 124.7244 | 68.4896 | 106.5745 | 141.9 | 144.675 | 142.2 | 145.0279 | -177 | -182.8295 | -177.8 | -184.1653 | -182.6 | -189.1382 | -182.1 | -188.7604 | 247.5172 | 247.9655
2020-07-30 06:30 | 0 | 6 | 86.7034 | 86.9978 | 31.6814 | 33.6588 | 0 | 6 | -130.6751 | 130.9107 | -130.6751 | 130.9107 | 53.1361 | 74.1351 | 141 | 143.4502 | 141.6 | 144.04 | -177.3 | -182.3226 | -180.3 | -186.58 | -184.5 | -190.8959 | -184.3 | -190.9097 | 307.4135 | 307.4146
2020-07-30 07:00 | -9 | -11.4018 | 82.775 | 83.4228 | 42.722 | 44.8469 | -8 | -10.6301 | -155.4056 | 156.4404 | -155.4056 | 156.4404 | 33.7292 | 65.7722 | 141 | 142.5997 | 141.6 | 143.1487 | -175.3 | -178.3238 | -181.1 | -185.1888 | -185.9 | -190.1688 | -185.6 | -189.9037 | 372.4285 | 372.4672
2020-07-30 07:30 | 10 | 17.2047 | 106.1655 | 106.3651 | 24.6445 | 32.5874 | 8 | 16.1245 | -140.3472 | 144.6601 | -140.3472 | 144.6601 | -3.735 | 49.7611 | 138 | 140.1231 | 137.1 | 139.2895 | -173.6 | -177.7747 | -180.7 | -183.8524 | -185.1 | -188.233 | -185.1 | -188.2694 | 390.8816 | 391.4999
2020-07-30 08:00 | 5 | 13.9284 | 98.5815 | 99.5843 | 29.001 | 33.2548 | 6 | 14.3178 | -154.9571 | 158.0734 | -154.9571 | 158.0734 | -32.5927 | 88.3784 | 138.9 | 141.0096 | 138 | 139.92 | -170 | -173.8885 | -178.6 | -181.374 | -182.7 | -185.4468 | -182.8 | -185.4942 | 419.2928 | 421.7978
2020-07-30 08:30 | -9 | -11.4018 | 84.5736 | 86.0424 | 42.7632 | 45.0324 | -11 | -12.53 | -175.5925 | 177.9393 | -175.5925 | 177.9393 | -46.9708 | 102.1218 | 131.7 | 134.4392 | 134.4 | 137.1446 | -165.8 | -170.234 | -175.5 | -178.8589 | -180 | -183.3331 | -179.6 | -182.9404 | 455.818 | 458.2687
2020-07-30 09:00 | -9 | -11.4018 | 85.7519 | 87.6714 | 41.7485 | 44.318 | -8 | -10.6301 | -170.6064 | 173.0351 | -170.6064 | 173.0351 | -52.7856 | 103.7109 | 131.4 | 133.967 | 131.4 | 134.0258 | -163.3 | -167.7313 | -175.8 | -179.0767 | -180.5 | -183.7863 | -180.1 | -183.3746 | 457.6496 | 460.2203
2020-07-30 09:30 | -13 | -13.9284 | 75.1992 | 76.6601 | 41.7683 | 43.3883 | -13 | -13.6015 | -165.1735 | 166.7786 | -165.1735 | 166.7786 | -47.2568 | 99.1696 | 130.8 | 133.9331 | 130.8 | 133.998 | -162.4 | -167.0849 | -171.9 | -175.4269 | -176.4 | -179.8777 | -176.2 | -179.6816 | 431.7637 | 434.1662
2020-07-30 10:00 | -13 | -13.6015 | 70.4865 | 71.7801 | 41.1291 | 42.1931 | -12 | -12.6491 | -154.4582 | 155.1275 | -154.4582 | 155.1275 | -31.6132 | 92.2525 | 135.6 | 137.8672 | 137.1 | 139.2895 | -170.7 | -174.8785 | -179.3 | -183.8171 | -184.1 | -188.6757 | -183.7 | -188.2635 | 402.5318 | 404.9888
2020-07-30 10:30 | -12 | -12.3693 | 65.9881 | 67.0602 | 39.7966 | 40.8953 | -11 | -11.4018 | -150.0485 | 150.5688 | -150.0485 | 150.5688 | -19.8289 | 85.5191 | 135.9 | 138.6149 | 135.6 | 138.4405 | -168.4 | -173.3667 | -175.3 | -180.5685 | -179.7 | -185.0083 | -179.6 | -184.935 | 366.59 | 369.0391
2020-07-30 11:00 | -12 | -15 | 61.5797 | 61.8793 | 36.9904 | 39.4793 | -11 | -14.2127 | -137.0899 | 137.969 | -137.0899 | 137.969 | -7.4641 | 77.4452 | 135.3 | 138.0267 | 135.6 | 138.3208 | -168.8 | -173.2695 | -174.8 | -180.1555 | -179.6 | -184.7638 | -179 | -184.7151 | 352.3445 | 354.0464
2020-07-30 11:30 | -10 | -19.7231 | 61.6624 | 61.8314 | 32.9712 | 39.3042 | -10 | -19.7231 | -123.3708 | 125.6849 | -123.3708 | 125.6849 | 2.513 | 48.7895 | 136.5 | 138.342 | 136.8 | 138.687 | -169.4 | -172.8227 | -174.7 | -179.363 | -179.5 | -184.0701 | -179.1 | -184.2574 | 339.5066 | 341.3406
2020-07-30 12:00 | -7 | -12.2066 | 62.901 | 62.9027 | 29.5436 | 32.0376 | -6 | -11.6619 | -114.1993 | 114.5287 | -114.1993 | 114.5287 | 2.1935 | 40.4615 | 136.2 | 137.9494 | 137.1 | 138.9829 | -170.3 | -174.6416 | -176.5 | -181.1265 | -181 | -185.5318 | -180.1 | -185.6172 | 329.798 | 331.2692
2020-07-30 12:30 | 0 | 9 | 69.4383 | 69.4516 | 23.4611 | 26.143 | 0 | 9 | -108.6386 | 108.9634 | -108.6386 | 108.9634 | 5.8777 | 47.3269 | 137.1 | 139.0324 | 137.1 | 139.1334 | -172.6 | -176.228 | -178.3 | -182.7163 | -182.9 | -187.3441 | -182.6 | -187.4646 | 323.6067 | 325.0342
2020-07-30 13:00 | -4 | -8.9443 | 65.1903 | 65.1998 | 29.2367 | 31.4219 | -4 | -8.9443 | -115.4725 | 116.1395 | -115.4725 | 116.1395 | 26.1402 | 56.1587 | 137.1 | 139.2369 | 138 | 140.0714 | -170.8 | -174.3707 | -177.2 | -181.5682 | -181.4 | -186.0298 | -181.7 | -186.0035 | 325.6471 | 326.8834
2020-07-30 13:30 | -7 | -9.2195 | 59.3468 | 59.3634 | 29.8576 | 31.1228 | -7 | -9.2195 | -114.5731 | 114.9096 | -114.5731 | 114.9096 | 24.7096 | 53.7779 | 138.9 | 141.0096 | 138.9 | 141.0616 | -173.6 | -178.2845 | -178.2 | -183.044 | -182.7 | -188.0413 | -182.4 | -187.506 | 314.8151 | 316.3408
2020-07-30 14:00 | 0 | 5 | 64.3374 | 64.4101 | 23.3962 | 24.6644 | 0 | 3 | -108.0066 | 108.2304 | -108.0066 | 108.2304 | 25.9893 | 59.3525 | 140.1 | 142.5657 | 139.8 | 142.3268 | -174 | -178.8112 | -177.6 | -183.7547 | -182.1 | -188.5551 | -182.1 | -188.5339 | 302.8615 | 304.3634
2020-07-30 14:30 | -2 | -6.3246 | 67.4085 | 67.4664 | 26.4583 | 28.2757 | -3 | -6.7082 | -111.9709 | 112.3898 | -111.9709 | 112.3898 | 39.0378 | 63.2445 | 140.1 | 142.2955 | 140.1 | 142.4018 | -175 | -179.8139 | -179.9 | -186.0733 | -184.1 | -190.6815 | -184.2 | -190.5361 | 316.4788 | 317.2564
2020-07-30 15:00 | 5 | 8.6023 | 73.242 | 73.2489 | 18.5464 | 21.0273 | 5 | 8.6023 | -102.6347 | 103.0225 | -102.6347 | 103.0225 | 19.3711 | 51.2276 | 139.2 | 141.5708 | 139.5 | 141.9206 | -173.3 | -179.4757 | -178.1 | -184.6474 | -182.7 | -189.4708 | -182.5 | -189.3018 | 297.5507 | 298.8528
2020-07-30 15:30 | 16 | 17.8885 | 90.2109 | 90.2748 | 9.3394 | 14.4009 | 17 | 18.3848 | -88.7262 | 89.2931 | -88.7262 | 89.2931 | 8.0429 | 56.7834 | 139.5 | 142.0889 | 140.1 | 142.7351 | -174.2 | -179.7516 | -179.8 | -186.3466 | -184.6 | -191.0037 | -184.3 | -190.785 | 300.2254 | 300.8899
2020-07-30 16:00 | -8 | -8.9443 | 67.8984 | 68.1581 | 32.9936 | 33.8716 | -8 | -8.9443 | -131.8248 | 131.9827 | -131.8248 | 131.9827 | -13.252 | 58.5612 | 140.1 | 142.5657 | 140.1 | 142.5104 | -173.5 | -178.2098 | -178.8 | -184.2309 | -183.1 | -189.0112 | -183.3 | -188.7431 | 295.2559 | 295.2638
2020-07-30 16:30 | -3 | -5 | 81.6234 | 82.1988 | 35.6906 | 36.9032 | -3 | -5 | -137.9706 | 138.2844 | -137.9706 | 138.2844 | -30.5089 | 64.7708 | 138.6 | 140.7662 | 141 | 143.028 | -174.6 | -179.185 | -180.3 | -185.6717 | -184.9 | -190.3273 | -184.8 | -190.4246 | 321.2903 | 321.334
2020-07-30 17:00 | 7 | 9.8995 | 101.8849 | 102.4539 | 24.6047 | 28.5314 | 7 | 9.8995 | -129.3435 | 130.7021 | -129.3435 | 130.7021 | -50.6723 | 77.9363 | 138 | 139.8708 | 137.4 | 139.2789 | -175.7 | -178.8069 | -182.4 | -186.4387 | -186.8 | -190.9359 | -186.9 | -191.1756 | 348.8182 | 348.9876
2020-07-30 17:30 | 10 | 14.8661 | 107.4639 | 107.7832 | 30.1562 | 35.3345 | 10 | 15.6205 | -148.8835 | 152.34 | -148.8835 | 152.34 | -74.6264 | 98.8071 | 137.7 | 140.8665 | 140.1 | 143.1516 | -174 | -179.4065 | -182.8 | -186.3163 | -187.5 | -191.0402 | -187.4 | -191.1382 | 402.77 | 403.6504
2020-07-30 18:00 | 10 | 13.4536 | 119.1667 | 120.4294 | 27.7878 | 33.6612 | 10 | 13.4536 | -153.9031 | 158.2728 | -153.9031 | 158.2728 | -114.5417 | 141.4639 | 137.7 | 141.3242 | 137.4 | 141.0319 | -172.3 | -177.6744 | -183.3 | -187.6342 | -187.7 | -192.3523 | -187.6 | -192.3853 | 426.0198 | 426.5714
2020-07-30 18:30 | 7 | 12.2066 | 121.7645 | 122.835 | 26.4694 | 33.0843 | 6 | 11.6619 | -152.3332 | 157.7871 | -152.3332 | 157.7871 | -123.8423 | 147.1523 | 137.4 | 140.204 | 138.3 | 141.0271 | -175.1 | -180.2076 | -186.8 | -190.6226 | -191.1 | -195.0096 | -190.4 | -195.0252 | 415.7839 | 416.2044
2020-07-30 19:00 | 12 | 15.6205 | 120.162 | 121.2388 | 27.5528 | 34.1644 | 13 | 16.4012 | -150.0351 | 155.0889 | -150.0351 | 155.0889 | -111.6479 | 134.3762 | 139.8 | 142.7357 | 139.8 | 142.7357 | -174.6 | -180.1078 | -184.2 | -188.1662 | -188.6 | -193.1334 | -188.6 | -192.6569 | 395.9007 | 396.1857
2020-07-30 19:30 | -1 | -9.0554 | 110.396 | 111.7666 | 37.5038 | 41.7596 | -1 | -9.0554 | -160.78 | 164.4601 | -160.78 | 164.4601 | -99.0951 | 123.8017 | 137.4 | 140.5733 | 138.3 | 141.6448 | -172.1 | -177.5811 | -180.9 | -185.6216 | -185.5 | -190.0139 | -185.1 | -189.8718 | 396.071 | 396.3431
2020-07-30 20:00 | 0 | 5 | 110.8804 | 112.8545 | 36.5164 | 39.4058 | 0 | 5 | -158.1496 | 160.1521 | -158.1496 | 160.1521 | -86.4183 | 102.0059 | 138 | 140.7921 | 138 | 140.8518 | -172.2 | -176.7648 | -181.5 | -185.4218 | -186 | -189.6957 | -185.9 | -189.8271 | 378.2417 | 378.5381
2020-07-30 20:30 | 0 | 4 | 106.0421 | 107.9025 | 38.2103 | 40.4411 | -1 | -4.1231 | -159.3187 | 160.9404 | -159.3187 | 160.9404 | -71.5362 | 94.5723 | 138.6 | 141.6839 | 136.5 | 139.7578 | -172.2 | -178.5381 | -181.7 | -186.6499 | -186 | -191.2137 | -185.4 | -190.3287 | 383.2083 | 383.3274
2020-07-30 21:00 | -6 | -7.2111 | 99.125 | 100.7575 | 42.4534 | 44.1485 | -7 | -8.6023 | -164.1405 | 165.0383 | -164.1405 | 165.0383 | -45.1664 | 69.7009 | 138.9 | 141.7337 | 139.2 | 142.2709 | -170.5 | -175.8647 | -179.4 | -184.371 | -183.5 | -188.8896 | -183.4 | -188.8671 | 382.5713 | 382.6555
2020-07-30 21:30 | 9 | 13.4536 | 111.6419 | 112.2117 | 24.5305 | 29.0545 | 9 | 13.4536 | -136.6124 | 138.2585 | -136.6124 | 138.2585 | -34.6465 | 63.7311 | 138.6 | 140.3195 | 137.7 | 139.6741 | -172.2 | -175.3315 | -179.7 | -184.4989 | -184.1 | -188.6716 | -183.9 | -188.8187 | 346.9967 | 347.0015
2020-07-30 22:00 | 6 | 12.53 | 106.0679 | 106.3352 | 24.8887 | 29.3688 | 6 | 12.53 | -127.684 | 128.7004 | -127.684 | 128.7004 | -12.3604 | 56.6889 | 139.8 | 141.3685 | 139.8 | 141.4133 | -172 | -175.84 | -179.2 | -183.9367 | -183.7 | -188.8171 | -183.3 | -188.644 | 335.8991 | 335.9658
2020-07-30 22:30 | 4 | 8.9443 | 98.5949 | 98.8701 | 27.276 | 30.4381 | 3 | 9.4868 | -133.311 | 133.9689 | -133.311 | 133.9689 | 8.585 | 54.3288 | 138 | 140.0203 | 138.9 | 140.6159 | -173.8 | -177.4893 | -178.2 | -183.3381 | -182.8 | -187.679 | -182.4 | -188.3802 | 310.5059 | 310.5169
2020-07-30 23:00 | 13 | 14.7648 | 101.4806 | 101.6331 | 19.6939 | 22.6782 | 13 | 14.3178 | -119.0449 | 119.287 | -119.0449 | 119.287 | 23.5745 | 83.8401 | 140.1 | 142.5104 | 141 | 143.5057 | -175.4 | -179.4079 | -178.3 | -183.1799 | -182.8 | -187.4413 | -182.4 | -187.3907 | 275.0583 | 275.8286
2020-07-30 23:30 | 8 | 8.9443 | 96.1731 | 96.4251 | 19.816 | 21.7799 | 8 | 8.9443 | -129.5839 | 129.8338 | -129.5839 | 129.8338 | 17.4563 | 77.2531 | 141.9 | 144.0681 | 142.8 | 144.9547 | -179.3 | -182.9051 | -179.7 | -184.6114 | -184 | -188.8315 | -183.8 | -188.6598 | 272.9421 | 273.9462
2020-07-31 | 19 | 19.9249 | 98.1016 | 98.1403 | 12.1734 | 15.57 | 19 | 19.9249 | -110.0769 | 110.2065 | -110.0769 | 110.2065 | 10.9967 | 79.415 | 142.8 | 145.3019 | 142.8 | 145.2198 | -179 | -182.3096 | -178.6 | -183.1437 | -182.8 | -187.6765 | -182.9 | -187.2404 | 230.7905 | 231.0639
2020-07-31 00:30 | 21 | 22.4722 | 99.9294 | 99.9328 | 6.3181 | 12.5957 | 21 | 22.1359 | -94.0135 | 94.1198 | -94.0135 | 94.1198 | 21.2921 | 83.2079 | 142.2 | 144.7969 | 141.9 | 144.5022 | -179.1 | -183.509 | -179.5 | -184.4241 | -183.8 | -188.9595 | -183.9 | -188.7908 | 224.6231 | 224.8041
2020-07-31 01:00 | 13 | 13.6015 | 90.337 | 90.3589 | 12.9748 | 14.7973 | 13 | 13.6015 | -97.8248 | 97.887 | -97.8248 | 97.887 | 42.845 | 101.7002 | 144 | 147.5344 | 144.9 | 148.413 | -177.7 | -184.884 | -178.1 | -185.5751 | -182.2 | -189.7926 | -182.2 | -189.4204 | 226.6721 | 226.8307
2020-07-31 01:30 | 18 | 18.4391 | 92.5357 | 92.5367 | 6.6785 | 9.2401 | 18 | 18.4391 | -86.9233 | 87.0145 | -86.9233 | 87.0145 | 55.5795 | 113.2972 | 142.8 | 146.3634 | 143.7 | 147.2416 | -178.5 | -185.7699 | -177.7 | -185.478 | -181.9 | -190.0935 | -181.6 | -190.096 | 211.5775 | 212.3247
2020-07-31 02:00 | 13 | 13.9284 | 85.2635 | 85.274 | 11.2087 | 13.1815 | 12 | 13.4164 | -89.4797 | 89.5944 | -89.4797 | 89.5944 | 71.7848 | 121.6032 | 144 | 147.0918 | 143.7 | 146.9219 | -179.3 | -184.674 | -178.6 | -185.192 | -182.5 | -189.3803 | -182.5 | -188.8765 | 210.4023 | 212.9466
2020-07-31 02:30 | 18 | 18.6815 | 88.7898 | 88.8031 | 6.3709 | 8.9461 | 18 | 18.4391 | -79.9884 | 80.212 | -79.9884 | 80.212 | 73.0846 | 126.8423 | 143.4 | 146.9489 | 144 | 147.6 | -179.1 | -185.5606 | -178.3 | -185.599 | -182.4 | -190.0332 | -182.2 | -190.1707 | 203.4846 | 205.9677
2020-07-31 03:00 | 11 | 12.53 | 81.8853 | 81.9414 | 11.3093 | 13.2374 | 12 | 13.4164 | -85.7511 | 85.9493 | -85.7511 | 85.9493 | 78.1164 | 127.6825 | 144.6 | 148.3848 | 144.6 | 148.5206 | -179.9 | -186.206 | -178.6 | -185.599 | -182.7 | -190.3698 | -182.6 | -190.7367 | 198.7473 | 201.6969
2020-07-31 03:30 | 6 | 8.4853 | 78.2138 | 78.3053 | 14.3662 | 16.0095 | 6 | 8.4853 | -89.5643 | 89.7739 | -89.5643 | 89.7739 | 78.7579 | 128.7624 | 143.1 | 146.7886 | 142.5 | 146.2038 | -179.9 | -186.7969 | -178.4 | -186.2979 | -182.8 | -190.6277 | -182.3 | -190.5824 | 198.3757 | 202.1721
2020-07-31 04:00 | 6 | 8.4853 | 76.2495 | 76.2784 | 17.7663 | 19.0909 | 5 | 7.0711 | -93.5151 | 93.7284 | -93.5151 | 93.7284 | 82.3622 | 130.7345 | 145.2 | 148.8366 | 144.3 | 147.8927 | -179.2 | -186.6319 | -177.9 | -186.1535 | -182.3 | -190.9237 | -182.4 | -190.4946 | 202.1639 | 205.3149
2020-07-31 04:30 | 8 | 9.434 | 77.7313 | 77.7662 | 16.5693 | 17.6457 | 7 | 8.6023 | -93.708 | 93.9529 | -93.708 | 93.9529 | 73.6575 | 122.4115 | 142.5 | 145.9401 | 142.8 | 146.4962 | -179.4 | -186.5858 | -178.8 | -186.7885 | -183 | -191.1564 | -182.8 | -190.8861 | 202.1497 | 205.6997
2020-07-31 05:00 | 0 | 6 | 72.3711 | 72.4219 | 24.2316 | 25.289 | 0 | 6.0828 | -107.0718 | 107.1204 | -107.0718 | 107.1204 | 72.7114 | 121.5783 | 144.6 | 148.1854 | 144 | 147.6661 | -180.8 | -187.6086 | -180.3 | -188.1556 | -184.8 | -192.5806 | -184.6 | -192.1212 | 215.4053 | 217.4124
2020-07-31 05:30 | 0 | 6 | 78.0748 | 78.0862 | 23.0788 | 24.4303 | 0 | 6 | -109.2323 | 109.2345 | -109.2323 | 109.2345 | 63.3001 | 115.8771 | 142.5 | 145.5621 | 143.4 | 146.5045 | -177.9 | -183.8424 | -178.7 | -185.6703 | -182.8 | -189.6815 | -182.6 | -189.9441 | 254.0141 | 254.9389
2020-07-31 06:00 | -5 | -7.0711 | 77.4484 | 77.7244 | 33.4869 | 34.6546 | -5 | -7.0711 | -130.7213 | 130.82 | -130.7213 | 130.82 | 52.111 | 104.203 | 138.3 | 141.2669 | 137.7 | 140.498 | -171.7 | -177.4634 | -174.3 | -179.9863 | -178.6 | -184.5462 | -178.3 | -183.9666 | 291.6639 | 291.8599
2020-07-31 06:30 | -9 | -15 | 83.193 | 83.3156 | 40.3953 | 43.6997 | -9 | -15 | -151.4245 | 153.3563 | -151.4245 | 153.3563 | 31.3706 | 82.4519 | 142.5 | 145.5012 | 141.9 | 144.8531 | -177.6 | -183.5031 | -182 | -189.0762 | -186.6 | -193.6369 | -186.2 | -193.6728 | 328.6155 | 328.6707
2020-07-31 07:00 | 0 | 15 | 93.1329 | 93.4536 | 38.0664 | 44.2346 | -1 | -15.0333 | -154.1305 | 157.8852 | -154.1305 | 157.8852 | -21.3417 | 68.766 | 141.6 | 143.5205 | 141.6 | 143.5205 | -176.5 | -179.9815 | -182 | -186.1708 | -186.3 | -190.4346 | -186.2 | -190.7493 | 325.6666 | 325.7995
2020-07-31 07:30 | 10 | 17.2047 | 112.5178 | 113.3007 | 24.8525 | 33.2327 | 11 | 17.8045 | -145.3998 | 150.6915 | -145.3998 | 150.6915 | -58.5634 | 92.7879 | 139.2 | 140.8659 | 139.5 | 141.2554 | -174.5 | -178.9564 | -182 | -186.9586 | -186.4 | -191.8417 | -186.8 | -190.8802 | 367.9469 | 368.8965
2020-07-31 08:00 | 11 | 17.8045 | 118.4028 | 119.3431 | 24.9326 | 33.4989 | 11 | 17.8045 | -151.2636 | 157.7285 | -151.2636 | 157.7285 | -98.3317 | 120.1074 | 150.9 | 152.1166 | 151.5 | 152.7118 | -185.5 | -189.1937 | -169.9 | -173.6416 | -172.7 | -177.0931 | -172.8 | -176.6222 | 469.8066 | 470.1904
2020-07-31 08:30 | -7 | -24.0416 | 96.6334 | 96.8587 | 43.5789 | 52.0055 | -7 | -24.0416 | -181.1297 | 190.2653 | -181.1297 | 190.2653 | -114.0552 | 176.1314 | 149.7 | 151.2503 | 150.3 | 151.8871 | -186.4 | -190.1184 | -172.5 | -175.6284 | -176 | -179.2612 | -175.7 | -178.8615 | 502.922 | 503.436
2020-07-31 09:00 | -45 | -48.1041 | 59.3372 | 60.196 | 76.4037 | 79.8876 | -43 | -46.2385 | -223.6497 | 229.3034 | -223.6497 | 229.3034 | -112.8862 | 170.5828 | 150.9 | 152.7035 | 151.5 | 153.3892 | -185.8 | -190.53 | -170.5 | -174.44 | -174.5 | -178.3233 | -174.1 | -178.1839 | 506.6144 | 507.2208
2020-07-31 09:30 | -42 | -44.5982 | 53.6629 | 54.3646 | 73.219 | 75.8903 | -42 | -44.5982 | -210.4786 | 214.1642 | -210.4786 | 214.1642 | -89.0697 | 167.1079 | 149.7 | 152.333 | 150 | 152.8131 | -186.7 | -192.7431 | -172.4 | -177.881 | -176.3 | -181.5448 | -175.8 | -181.3036 | 498.1074 | 498.4575
2020-07-31 10:00 | -46 | -48.7032 | 41.9794 | 42.1869 | 75.2374 | 77.9305 | -46 | -48.7032 | -207.1445 | 210.272 | -207.1445 | 210.272 | -71.7169 | 114.8924 | 148.2 | 151.3871 | 148.2 | 151.3871 | -186.7 | -193.7426 | -172.4 | -178.2649 | -175.9 | -181.4209 | -175.9 | -181.1057 | 458.7017 | 460.1955
2020-07-31 10:30 | -43 | -43.0465 | 39.5464 | 42.1393 | 68.6927 | 68.7014 | -44 | -44.1022 | -190.2779 | 190.5269 | -190.2779 | 190.5269 | -40.8274 | 107.3424 | 149.4 | 153.3995 | 150.3 | 154.2762 | -184.2 | -192.2932 | -172.9 | -178.394 | -176.2 | -181.911 | -175.5 | -181.3761 | 455.4395 | 455.9614
2020-07-31 11:00 | -34 | -34.5254 | 38.8251 | 39.6252 | 61.1673 | 61.8557 | -34 | -34.5254 | -173.5196 | 174.0343 | -173.5196 | 174.0343 | -28.9878 | 94.4112 | 136.8 | 139.5564 | 137.1 | 139.9702 | -173.5 | -178.0698 | -183.5 | -188.5715 | -187.8 | -193.3494 | -187.5 | -192.6465 | 358.3811 | 360.1009
2020-07-31 11:30 | -41 | -41.4367 | 31.9675 | 32.5365 | 62.7817 | 63.1037 | -41 | -41.4367 | -171.6116 | 171.8485 | -171.6116 | 171.8485 | -18.8065 | 88.9582 | 137.4 | 140.5102 | 136.8 | 139.9869 | -171 | -176.6491 | -180.3 | -186.432 | -184.9 | -190.9669 | -184.5 | -190.5291 | 332.4171 | 333.4135
2020-07-31 12:00 | -44 | -44.0114 | 26.0791 | 29.9836 | 65.3235 | 65.5839 | -45 | -45.0111 | -172.3413 | 172.4718 | -172.3413 | 172.4718 | -14.1714 | 78.3048 | 136.5 | 139.1447 | 137.7 | 140.498 | -170 | -175.4266 | -177.8 | -184.3397 | -182.2 | -189.119 | -182.1 | -188.7322 | 310.5042 | 310.9357
2020-07-31 12:30 | -45 | -45 | 23.6563 | 25.9331 | 62.8711 | 63.01 | -45 | -45 | -165.8117 | 165.8344 | -165.8117 | 165.8344 | -1.9259 | 75.0035 | 136.2 | 138.9091 | 135.9 | 138.6149 | -168.2 | -173.1249 | -176.1 | -182.026 | -180.2 | -186.7613 | -179.8 | -186.8839 | 301.3339 | 301.4615
2020-07-31 13:00 | -44 | -44 | 19.6774 | 21.0264 | 62.4387 | 62.5325 | -43 | -43 | -163.6297 | 163.6322 | -163.6297 | 163.6322 | 3.4126 | 85.3861 | 135.9 | 138.6743 | 136.2 | 139.0282 | -168.4 | -173.0009 | -175.9 | -181.408 | -180.7 | -186.142 | -180.6 | -185.7752 | 287.4043 | 287.8663
2020-07-31 13:30 | -44 | -44 | 24.7724 | 26.2998 | 59.2286 | 59.3707 | -43 | -43 | -154.9834 | 155.0017 | -154.9834 | 155.0017 | 3.9183 | 86.7559 | 137.7 | 140.5579 | 138 | 140.8518 | -170.4 | -176.9357 | -177.9 | -184.6474 | -183.2 | -189.2327 | -182 | -189.3763 | 282.2053 | 282.6323
2020-07-31 14:00 | -35 | -35 | 27.0648 | 28.0368 | 56.7688 | 56.9224 | -36 | -36 | -157.3111 | 157.3308 | -157.3111 | 157.3308 | 5.606 | 82.4435 | 138.3 | 141.2669 | 136.8 | 139.4974 | -170.6 | -176.4206 | -176.2 | -183.5975 | -181 | -187.9649 | -180.9 | -187.7717 | 263.2437 | 263.4083
2020-07-31 14:30 | -31 | -31.0161 | 35.055 | 35.7682 | 52.5378 | 52.6242 | -32 | -32.0156 | -148.2565 | 148.2618 | -148.2565 | 148.2618 | 5.1926 | 80.9785 | 137.4 | 139.638 | 137.7 | 140.0412 | -173.2 | -177.8721 | -177.3 | -183.0061 | -181.6 | -187.6176 | -181.5 | -187.6688 | 257.3873 | 257.397
2020-07-31 15:00 | -34 | -34.0588 | 37.5341 | 38.1498 | 56.9211 | 56.9374 | -34 | -34.0147 | -158.1744 | 158.1746 | -158.1744 | 158.1746 | -4.9844 | 78.1318 | 137.7 | 139.9869 | 139.2 | 141.5164 | -170.8 | -176.5673 | -176.1 | -183.4327 | -180.9 | -187.8524 | -180.3 | -188.046 | 259.6552 | 259.6587
2020-07-31 15:30 | -28 | -28.0713 | 44.7476 | 45.1026 | 51.5804 | 51.6252 | -28 | -28.0713 | -155.3363 | 155.3365 | -155.3363 | 155.3365 | -13.3503 | 78.4008 | 139.2 | 141.6257 | 141.6 | 144.04 | -177.4 | -182.2711 | -181.3 | -187.9928 | -186 | -192.4561 | -186.1 | -192.6029 | 250.5762 | 250.5796
2020-07-31 16:00 | -32 | -32.1403 | 47.2279 | 47.8054 | 57.6468 | 57.6994 | -32 | -32.1403 | -168.8638 | 168.8715 | -168.8638 | 168.8715 | -25.3363 | 81.4926 | 140.4 | 142.6821 | 141.3 | 143.5295 | -175.5 | -180.2179 | -181.1 | -186.8262 | -185.8 | -190.9263 | -185.6 | -191.1201 | 265.7383 | 265.7736
2020-07-31 16:30 | -25 | -25.4951 | 65.1079 | 65.4135 | 49.2202 | 49.9094 | -27 | -27.4591 | -161.1992 | 161.4654 | -161.1992 | 161.4654 | -39.5977 | 88.2591 | 138.9 | 140.9074 | 139.2 | 141.2538 | -174.3 | -177.8207 | -181 | -185.3902 | -185.8 | -189.805 | -185.8 | -189.909 | 307.7086 | 307.7987
2020-07-31 17:00 | -14 | -15.2315 | 78.2011 | 78.4481 | 44.8975 | 46.1142 | -13 | -14.3178 | -162.2372 | 162.8768 | -162.2372 | 162.8768 | -75.4356 | 115.2186 | 141.3 | 143.4254 | 140.7 | 142.8343 | -175.4 | -180.0524 | -181.6 | -186.4614 | -186 | -190.8761 | -186.1 | -191.0483 | 305.028 | 305.116
2020-07-31 17:30 | -19 | -19.6469 | 82.7405 | 83.6047 | 52.371 | 53.4819 | -20 | -20.6155 | -183.5006 | 184.8547 | -183.5006 | 184.8547 | -90.6397 | 114.4092 | 139.2 | 141.2538 | 139.5 | 141.6524 | -173.9 | -178.0248 | -181.8 | -187.108 | -186.4 | -191.6488 | -186.1 | -191.1163 | 363.3573 | 363.7737
2020-07-31 18:00 | -19 | -20.2485 | 87.9651 | 89.4553 | 54.0182 | 55.5859 | -20 | -20.8806 | -195.3023 | 197.6002 | -195.3023 | 197.6002 | -120.2554 | 137.7284 | 138.9 | 140.8573 | 137.7 | 139.5261 | -172.9 | -176.5877 | -182.3 | -187.368 | -186.4 | -192.0975 | -186.7 | -191.8132 | 388.7867 | 388.9458
2020-07-31 18:30 | -29 | -29.8329 | 79.7744 | 86.4044 | 64.4751 | 64.6517 | -28 | -28.8617 | -210.9172 | 211.2185 | -210.9172 | 211.2185 | -107.3463 | 130.8141 | 139.5 | 141.6006 | 139.8 | 141.8962 | -173.4 | -177.5487 | -183.3 | -188.9468 | -187.8 | -193.3847 | -187.7 | -193.2692 | 397.6444 | 398.0184
2020-07-31 19:00 | -33 | -33.9559 | 76.4278 | 83.8655 | 67.3425 | 67.6203 | -32 | -32.9848 | -209.9045 | 210.0249 | -209.9045 | 210.0249 | -91.9342 | 120.9619 | 138.3 | 140.6312 | 138.6 | 140.9263 | -173.9 | -177.9989 | -182.4 | -188.3331 | -186.8 | -192.794 | -186.5 | -193.3032 | 393.7059 | 393.9668
2020-07-31 19:30 | -35 | -35.1283 | 71.4614 | 74.1475 | 69.4976 | 69.9115 | -35 | -35.1283 | -204.2217 | 205.5093 | -204.2217 | 205.5093 | -86.0851 | 112.7101 | 138.6 | 141.1483 | 138.6 | 141.0919 | -171.8 | -176.8317 | -180.7 | -186.5584 | -185.1 | -191.2151 | -184.5 | -191.0464 | 389.8005 | 389.8136
2020-07-31 20:00 | -48 | -48 | 57.5439 | 61.3435 | 82.1969 | 82.2564 | -48 | -48.0104 | -218.7401 | 219.4923 | -218.7401 | 219.4923 | -60.7234 | 96.387 | 138.9 | 141.2213 | 139.8 | 142.2155 | -173.1 | -177.2651 | -180.8 | -186.5871 | -185.6 | -191.0479 | -185.5 | -190.9758 | 391.5114 | 391.692
2020-07-31 20:30 | -53 | -53 | 49.5972 | 53.3874 | 87.0306 | 87.0429 | -56 | -56 | -222.3754 | 222.7878 | -222.3754 | 222.7878 | -49.3434 | 89.5723 | 138.3 | 140.5771 | 139.5 | 141.8115 | -174.1 | -179.1197 | -182.8 | -188.1149 | -186.9 | -192.9181 | -186.8 | -192.8946 | 382.2483 | 382.2989
2020-07-31 21:00 | -58 | -58.0086 | 46.231 | 50.5246 | 89.2765 | 89.2906 | -58 | -58.0086 | -215.8808 | 216.0472 | -215.8808 | 216.0472 | -38.4642 | 88.1616 | 139.5 | 142.2155 | 139.5 | 142.1462 | -172.7 | -178.4376 | -180.3 | -187.0493 | -184.9 | -192.0439 | -184.7 | -191.6565 | 374.4233 | 374.4363
2020-07-31 21:30 | -58 | -58.0086 | 40.9202 | 45.1562 | 89.4429 | 89.4485 | -58 | -58.0086 | -216.4459 | 216.6199 | -216.4459 | 216.6199 | -9.7883 | 70.7934 | 140.1 | 142.2955 | 139.8 | 142.7357 | -173.7 | -178.4111 | -180.2 | -187.053 | -185.7 | -191.2727 | -185.4 | -191.2265 | 358.9186 | 358.9266
2020-07-31 22:00 | -64 | -64.0078 | 37.615 | 41.5687 | 88.5606 | 88.6242 | -65 | -65.0308 | -206.4715 | 206.4888 | -206.4715 | 206.4888 | -5.604 | 90.4945 | 138.3 | 141.0862 | 137.1 | 139.9702 | -173.1 | -178.4095 | -178.8 | -185.4914 | -183.3 | -190.1168 | -183.7 | -190.0262 | 340.9691 | 341.1659
2020-07-31 22:30 | -59 | -59.0339 | 34.9805 | 39.1156 | 86.9543 | 87.0433 | -59 | -59.0339 | -201.9349 | 201.9525 | -201.9349 | 201.9525 | 15.9792 | 92.1479 | 138.9 | 142.9062 | 140.4 | 144.3645 | -173.5 | -180.536 | -178.4 | -186.4651 | -183.6 | -191.4646 | -182.8 | -192.3039 | 315.9309 | 316.0233
2020-07-31 23:00 | -52 | -52.0865 | 34.348 | 38.3981 | 81.068 | 81.2693 | -52 | -52.0384 | -189.6246 | 189.6391 | -189.6246 | 189.6391 | 33.7244 | 107.2503 | 139.5 | 144.2978 | 139.5 | 144.3748 | -173.7 | -181.2691 | -178.3 | -186.7679 | -182.8 | -191.3324 | -182.6 | -190.6276 | 296.8463 | 297.2097
2020-07-31 23:30 | -46 | -46.1736 | 38.5016 | 41.3921 | 73.1211 | 73.4926 | -47 | -47.0956 | -186.5428 | 186.5637 | -186.5428 | 186.5637 | 25.822 | 105.8074 | 141.9 | 146.1049 | 141.9 | 146.1767 | -176.2 | -184.3723 | -179.9 | -188.8327 | -184.5 | -193.3479 | -183.9 | -193.0202 | 292.8789 | 293.0785
2020-08-01 | -53 | -53.2353 | 26.739 | 29.9763 | 77.9159 | 78.3914 | -54 | -54.231 | -185.0532 | 185.2103 | -185.0532 | 185.2103 | 40.7496 | 110.0469 | 141.9 | 146.3954 | 143.4 | 147.9231 | -176.4 | -184.4802 | -179 | -187.7052 | -183.9 | -192.8295 | -183 | -192.0319 | 271.6 | 271.6081
2020-08-01 00:30 | -53 | -53.7587 | 23.0165 | 27.6021 | 77.6995 | 78.6807 | -53 | -53.6004 | -179.0062 | 179.6772 | -179.0062 | 179.6772 | 32.5359 | 100.8676 | 141 | 145.3032 | 142.5 | 146.977 | -177.4 | -184.2491 | -178.1 | -185.951 | -182.5 | -190.4795 | -182.2 | -190.4665 | 225.156 | 225.5469
2020-08-01 01:00 | -59 | -59.6825 | 16.0764 | 21.584 | 80.0201 | 81.1492 | -58 | -58.5491 | -176.3181 | 177.226 | -176.3181 | 177.226 | 41.3302 | 103.2186 | 144.9 | 148.8127 | 144.3 | 148.2285 | -178.4 | -186.4509 | -178.9 | -186.613 | -183.1 | -191.2961 | -182.3 | -191.5948 | 210.1647 | 210.8592
2020-08-01 01:30 | -59 | -59.8415 | 10.5935 | 17.2501 | 81.1977 | 82.5954 | -58 | -58.8558 | -176.7932 | 178.0569 | -176.7932 | 178.0569 | 53.6368 | 112.8025 | 142.8 | 148.0299 | 143.7 | 149.2171 | -178 | -186.2584 | -176.9 | -187.9935 | -180.2 | -190.8391 | -180 | -190.5619 | 198.6091 | 200.1036
2020-08-01 02:00 | -61 | -62.1691 | 1.4226 | 12.1176 | 85.9844 | 87.4859 | -61 | -62.1691 | -179.5154 | 180.8683 | -179.5154 | 180.8683 | 73.1312 | 128.8606 | 144.9 | 150.948 | 143.1 | 149.4786 | -178.5 | -190.1722 | -178 | -189.0845 | -182.2 | -193.5733 | -181.7 | -193.4249 | 200.5617 | 203.995
2020-08-01 02:30 | -69 | -70.0357 | -2.5664 | 13.8469 | 88.1173 | 89.9211 | -68 | -69.0507 | -181.3702 | 183.0752 | -181.3702 | 183.0752 | 81.4498 | 135.6652 | 143.7 | 150.6711 | 143.1 | 150.2811 | -179.8 | -192.1184 | -179.2 | -190.3603 | -183.8 | -194.8451 | -183.2 | -194.7114 | 204.7288 | 208.51
2020-08-01 03:00 | -65 | -66.2873 | 0.92804 | 14.2519 | 84.1884 | 86.4248 | -65 | -66.2873 | -173.6366 | 175.7585 | -173.6366 | 175.7585 | 81.5194 | 137.0727 | 145.2 | 152.2821 | 144.6 | 151.8012 | -178.5 | -191.901 | -177.8 | -189.7591 | -182.3 | -194.0899 | -181.3 | -193.7384 | 196.0118 | 200.107
2020-08-01 03:30 | -71 | -72.5672 | -4.0872 | 15.2805 | 87.9536 | 90.1323 | -70 | -71.5891 | -180.7772 | 183.0596 | -180.7772 | 183.0596 | 89.5208 | 141.1595 | 145.8 | 153.3114 | 145.2 | 152.4641 | -178 | -191.2733 | -176.7 | -189.2243 | -181.8 | -194.5136 | -181.8 | -194.4758 | 192.4257 | 196.615
2020-08-01 04:00 | -66 | -67.4685 | -0.84818 | 14.4909 | 84.7754 | 87.1796 | -66 | -67.4685 | -175.3437 | 177.8684 | -175.3437 | 177.8684 | 89.3785 | 140.5476 | 142.5 | 149.895 | 142.2 | 149.7033 | -179 | -192.5936 | -178.5 | -190.1726 | -182.9 | -194.82 | -182.2 | -194.406 | 199.1695 | 203.1077
2020-08-01 04:30 | -71 | -72.3671 | -4.6204 | 15.2267 | 88.4982 | 90.7209 | -71 | -72.3671 | -181.5608 | 183.8603 | -181.5608 | 183.8603 | 96.2819 | 138.542 | 142.8 | 149.904 | 143.4 | 150.5668 | -178.5 | -192.1646 | -177.9 | -190.8805 | -182.1 | -195.3748 | -181.6 | -195.1105 | 205.413 | 205.4814
2020-08-01 05:00 | -73 | -74.3303 | -5.4375 | 17.1893 | 90.778 | 93.0243 | -73 | -74.3303 | -186.819 | 189.1583 | -186.819 | 189.1583 | 96.0708 | 137.8392 | 143.7 | 151.7923 | 144.6 | 152.8379 | -176.9 | -192.1608 | -177.5 | -191.8645 | -181.1 | -196.3587 | -181.3 | -195.6681 | 215.7182 | 215.7407
2020-08-01 05:30 | -69 | -70.406 | -3.5496 | 15.9739 | 88.3116 | 90.5161 | -69 | -70.406 | -188.1765 | 190.5845 | -188.1765 | 190.5845 | 92.7254 | 133.5469 | 144 | 151.8845 | 144 | 151.7893 | -178.6 | -192.0833 | -178.6 | -191.0631 | -182.8 | -195.5718 | -182.4 | -195.4362 | 226.0966 | 226.1214
2020-08-01 06:00 | -71 | -72.3671 | -2.9156 | 17.6484 | 91.2647 | 93.0743 | -71 | -72.3671 | -196.0624 | 198.0431 | -196.0624 | 198.0431 | 88.9643 | 129.6288 | 145.2 | 151.236 | 144.6 | 150.9152 | -177.7 | -188.8049 | -177.6 | -188.4983 | -181.5 | -193.1467 | -181.7 | -193.0033 | 220.708 | 220.7101
2020-08-01 06:30 | -70 | -71.1969 | 2.8022 | 19.6994 | 91.3149 | 92.698 | -72 | -72.9931 | -204.9302 | 206.3717 | -204.9302 | 206.3717 | 75.5524 | 119.9644 | 144 | 149.3458 | 143.1 | 148.7207 | -180.8 | -190.3702 | -180.7 | -190.0742 | -184.7 | -194.1545 | -184.7 | -193.9555 | 226.9109 | 227.0392
2020-08-01 07:00 | -63 | -63.7887 | 16.6345 | 25.2973 | 82.748 | 83.911 | -63 | -63.6396 | -197.7382 | 198.9107 | -197.7382 | 198.9107 | 55.0895 | 108.7628 | 145.5 | 149.6738 | 146.1 | 150.1874 | -178.5 | -186.5182 | -179.5 | -186.8931 | -184 | -191.5771 | -183.6 | -191.6181 | 238.4049 | 238.5395
2020-08-01 07:30 | -68 | -68.7314 | 10.0095 | 23.1999 | 92.1794 | 93.0946 | -67 | -67.7422 | -219.7869 | 220.5151 | -219.7869 | 220.5151 | 40.7106 | 98.0381 | 143.1 | 146.9917 | 143.4 | 147.3525 | -177.9 | -185.3965 | -179.1 | -186.2268 | -183.1 | -190.5149 | -183.1 | -190.4936 | 256.9154 | 257.2263
2020-08-01 08:00 | -70 | -71.1969 | 11.0551 | 25.7271 | 93.1831 | 94.2184 | -69 | -70.214 | -224.9022 | 225.5409 | -224.9022 | 225.5409 | 23.6651 | 96.2735 | 140.4 | 144.6485 | 140.7 | 145.2325 | -175.8 | -184.0765 | -177.9 | -185.2743 | -181.8 | -189.3689 | -182.2 | -189.3114 | 266.8937 | 268.6988
2020-08-01 08:30 | -76 | -77.1038 | 4.2407 | 24.9403 | 98.9959 | 99.9791 | -76 | -77.1038 | -234.9218 | 235.4285 | -234.9218 | 235.4285 | 10.7895 | 93.1093 | 141.6 | 145.8136 | 141.3 | 145.5223 | -176.1 | -183.9894 | -179.1 | -185.788 | -183.4 | -190.1463 | -183.1 | -189.8667 | 273.3349 | 275.8458
2020-08-01 09:00 | -81 | -82.0366 | -0.55994 | 25.1036 | 106.353 | 107.2479 | -81 | -82.0366 | -244.2663 | 244.7013 | -244.2663 | 244.7013 | 7.5552 | 95.8262 | 141.6 | 146.031 | 142.8 | 147.3416 | -176.2 | -184.1231 | -180.3 | -187.2701 | -184.7 | -191.5856 | -184 | -191.5934 | 289.188 | 293.9668
2020-08-01 09:30 | -86 | -86.5794 | -2.1323 | 20.5059 | 107.074 | 107.6171 | -84 | -84.4808 | -242.5166 | 242.8345 | -242.5166 | 242.8345 | 1.8459 | 97.8632 | 138.9 | 143.6411 | 142.2 | 146.6862 | -174.8 | -182.7303 | -179.8 | -186.34 | -183.9 | -190.8215 | -184.1 | -190.7343 | 285.6278 | 290.7638
2020-08-01 10:00 | -76 | -76.3217 | -3.5615 | 17.6369 | 102.27 | 102.6418 | -76 | -76.4199 | -222.4466 | 222.7904 | -222.4466 | 222.7904 | 3.9623 | 95.7146 | 141.3 | 145.5223 | 141.9 | 146.249 | -174.3 | -182.5626 | -179.3 | -186.6764 | -183.5 | -191.0444 | -183.1 | -191.0291 | 278.6726 | 284.6634
2020-08-01 10:30 | -85 | -85.4751 | -7.3775 | 21.4481 | 107.075 | 107.6373 | -84 | -84.5931 | -212.3765 | 212.9444 | -212.3765 | 212.9444 | 20.5254 | 102.2198 | 141.9 | 146.9259 | 141.3 | 146.4249 | -174.6 | -183.2573 | -180.4 | -187.9255 | -185.3 | -192.868 | -184.3 | -192.4465 | 284.8995 | 291.2392
2020-08-01 11:00 | -79 | -79.6304 | -17.7696 | 22.2149 | 92.8146 | 93.8612 | -80 | -80.6226 | -184.8525 | 185.5272 | -184.8525 | 185.5272 | 45.6986 | 108.4248 | 141.6 | 146.2536 | 141.3 | 145.8882 | -175.6 | -183.1787 | -181.4 | -188.7399 | -186.1 | -193.366 | -185.4 | -192.9071 | 268.356 | 274.0152
2020-08-01 11:30 | -79 | -79.511 | -26.6063 | 28.2548 | 91.8628 | 92.9406 | -79 | -79.511 | -183.2005 | 183.9453 | -183.2005 | 183.9453 | 56.0601 | 109.8363 | 139.8 | 144.4359 | 139.5 | 143.9215 | -172.9 | -181.1921 | -178 | -186.3836 | -182.7 | -190.2648 | -182 | -190.6842 | 259.3117 | 262.0054
2020-08-01 12:00 | -73 | -73.6817 | -26.2197 | 27.7825 | 88.3712 | 89.8281 | -73 | -73.5527 | -175.1152 | 176.1356 | -175.1152 | 176.1356 | 71.6129 | 116.3284 | 141.3 | 145.6669 | 141.3 | 145.7401 | -175.8 | -182.6961 | -181.2 | -187.9255 | -185 | -192.389 | -184.8 | -192.4373 | 250.4903 | 252.76
2020-08-01 12:30 | -75 | -75.5381 | -30.3689 | 31.4871 | 89.6252 | 91.0591 | -74 | -74.5453 | -173.6917 | 174.7875 | -173.6917 | 174.7875 | 82.1538 | 122.7347 | 138 | 142.6184 | 139.5 | 144.1456 | -174.4 | -182.8275 | -178 | -186.8358 | -182.3 | -191.1676 | -182 | -191.1629 | 249.9426 | 250.6931
2020-08-01 13:00 | -78 | -78.6384 | -32.3306 | 33.2267 | 88.537 | 90.121 | -77 | -77.6466 | -170.6838 | 171.9246 | -170.6838 | 171.9246 | 82.9817 | 124.2271 | 141.3 | 146.1148 | 142.8 | 147.7182 | -176.1 | -185.0286 | -179 | -187.9991 | -183.3 | -192.9324 | -182.8 | -192.646 | 235.4314 | 236.4947
2020-08-01 13:30 | -75 | -75.6637 | -30.0605 | 30.8788 | 85.0013 | 86.7498 | -75 | -75.6637 | -162.6292 | 164.1047 | -162.6292 | 164.1047 | 95.4673 | 129.0787 | 141.6 | 145.5319 | 141.6 | 145.5943 | -176 | -183.4252 | -179.2 | -187.1306 | -183.5 | -191.9389 | -183.4 | -191.8922 | 247.9186 | 247.9622
2020-08-01 14:00 | -74 | -74.8131 | -27.2657 | 28.5692 | 83.7785 | 85.7524 | -73 | -73.6817 | -160.1937 | 161.9985 | -160.1937 | 161.9985 | 94.6151 | 128.7857 | 138.9 | 142.9062 | 138.6 | 142.4744 | -172.9 | -180.2083 | -176.8 | -185.0521 | -181.1 | -189.6305 | -181.1 | -189.3842 | 250.882 | 250.9884
2020-08-01 14:30 | -75 | -75.8024 | -28.1689 | 29.6344 | 88.0205 | 89.7927 | -75 | -75.6637 | -168.2181 | 169.8093 | -168.2181 | 169.8093 | 90.8731 | 128.2521 | 140.4 | 144.7941 | 140.1 | 144.5032 | -174.2 | -181.8848 | -177.1 | -185.2467 | -181.9 | -190.0908 | -181.3 | -190.1394 | 250.9193 | 251.0847
2020-08-01 15:00 | -68 | -68.7314 | -16.6823 | 18.6844 | 80.782 | 82.5991 | -68 | -68.7314 | -158.3174 | 159.8795 | -158.3174 | 159.8795 | 80.918 | 125.3577 | 139.5 | 144.1456 | 140.1 | 144.8018 | -172.6 | -181.9299 | -176.6 | -186.1194 | -180.7 | -190.8321 | -180.5 | -190.9192 | 251.4063 | 251.567
2020-08-01 15:30 | -63 | -63.6396 | -9.6731 | 12.5533 | 78.7038 | 80.3292 | -62 | -62.6498 | -158.6698 | 159.992 | -158.6698 | 159.992 | 56.8619 | 111.9465 | 141 | 145.9789 | 138.3 | 143.4521 | -176.2 | -184.1465 | -178.4 | -186.7047 | -182.5 | -191.4463 | -182.6 | -191.413 | 230.1003 | 230.4792
2020-08-01 16:00 | -58 | -58.6941 | -0.90053 | 10.2885 | 77.6532 | 79.3899 | -58 | -58.6941 | -163.3943 | 164.782 | -163.3943 | 164.782 | 29.9461 | 99.6645 | 140.4 | 145.716 | 140.7 | 146.3302 | -175.4 | -184.4559 | -177.7 | -186.8909 | -182.1 | -191.3181 | -181.9 | -191.1613 | 222.014 | 222.9296
2020-08-01 16:30 | -54 | -54.3323 | 11.7452 | 14.3596 | 74.917 | 75.8854 | -53 | -53.3385 | -165.6146 | 166.2538 | -165.6146 | 166.2538 | 15.8615 | 79.0139 | 141.9 | 146.1767 | 142.5 | 146.8312 | -175.6 | -184.0245 | -177.9 | -187.1827 | -182.3 | -191.6097 | -182.2 | -191.8593 | 240.9409 | 241.0967
2020-08-01 17:00 | -46 | -46 | 30.6311 | 31.4071 | 69.7804 | 69.9785 | -46 | -46 | -167.3353 | 167.3699 | -167.3353 | 167.3699 | 7.5812 | 75.961 | 141.3 | 144.7036 | 141 | 144.094 | -175.6 | -183.2185 | -179.5 | -187.9457 | -183.7 | -193.1659 | -183.6 | -192.6192 | 288.2039 | 288.274
2020-08-01 17:30 | -54 | -54.0093 | 30.6397 | 32.6036 | 82.6323 | 82.6844 | -54 | -54 | -197.4323 | 197.4637 | -197.4323 | 197.4637 | 5.3593 | 60 | 137.7 | 140.2079 | 137.7 | 140.3221 | -172.9 | -177.2082 | -180.9 | -186.1781 | -185.6 | -191.0755 | -185.6 | -191.0792 | 377.7575 | 377.76
2020-08-01 18:00 | -69 | -69 | 27.7338 | 31.3219 | 98.6102 | 98.6151 | -69 | -69 | -232.6539 | 233.0018 | -232.6539 | 233.0018 | -26.8886 | 67.1276 | 137.7 | 139.6241 | 137.7 | 139.6741 | -170.7 | -174.1565 | -180.1 | -184.176 | -184.6 | -189.0342 | -184.5 | -188.8611 | 424.1755 | 424.5356
2020-08-01 18:30 | -70 | -70.0643 | 29.4002 | 31.8503 | 98.9756 | 99.0541 | -69 | -69.0652 | -237.7316 | 238.8142 | -237.7316 | 238.8142 | -32.1349 | 42.4116 | 138.6 | 140.7141 | 140.4 | 142.5388 | -173.1 | -177.515 | -182.3 | -190.5597 | -187 | -195.2337 | -186.4 | -195.0998 | 421.6177 | 422.17
2020-08-01 19:00 | -67 | -67.1193 | 29.458 | 31.4443 | 97.8144 | 97.9491 | -67 | -67.1193 | -233.0856 | 234.2353 | -233.0856 | 234.2353 | -16.9063 | 49.6315 | 139.2 | 142.0876 | 139.2 | 142.0876 | -174.5 | -178.6353 | -183.7 | -190.7234 | -187.8 | -194.9577 | -187.7 | -195.0453 | 421.6857 | 421.9054
2020-08-01 19:30 | -69 | -69.0652 | 28.4932 | 30.5981 | 97.9936 | 98.0764 | -68 | -68.0661 | -227.78 | 228.6159 | -227.78 | 228.6159 | -16.9822 | 60.6803 | 138.9 | 142.0398 | 139.5 | 142.5028 | -174.9 | -180.528 | -182.8 | -191.0105 | -187.2 | -195.2447 | -187.2 | -195.3029 | 400.0661 | 400.0662
2020-08-01 20:00 | -67 | -67.2681 | 28.4306 | 29.683 | 95.1667 | 95.3522 | -67 | -67.1863 | -221.2673 | 222.2773 | -221.2673 | 222.2773 | -9.7489 | 93.9397 | 139.8 | 142.92 | 140.4 | 143.507 | -174 | -179.1735 | -181.9 | -186.5604 | -186.6 | -191.051 | -186.3 | -190.9511 | 389.7719 | 392.7865
2020-08-01 20:30 | -65 | -65.192 | 28.27 | 29.8455 | 93.3057 | 93.3773 | -64 | -64.1249 | -214.9553 | 215.608 | -214.9553 | 215.608 | -2.3371 | 97.2394 | 140.4 | 143.9562 | 140.1 | 143.8656 | -174.3 | -180.4672 | -182 | -187.3648 | -186.4 | -192.1385 | -186.2 | -191.9969 | 370.0041 | 372.9388
2020-08-01 21:00 | -65 | -65.192 | 27.6047 | 28.7398 | 92.1861 | 92.2804 | -64 | -64.195 | -209.6323 | 210.2677 | -209.6323 | 210.2677 | 5.7138 | 99.8849 | 139.2 | 143.2684 | 139.8 | 144.139 | -174 | -180.9928 | -180.8 | -187.2701 | -185.6 | -191.701 | -185.3 | -191.463 | 349.0262 | 351.7362
2020-08-01 21:30 | -54 | -54.1479 | 34.829 | 35.8206 | 81.6029 | 81.6539 | -54 | -54.1479 | -194.4259 | 194.794 | -194.4259 | 194.794 | 8.6592 | 94.5995 | 138.9 | 142.361 | 138.9 | 142.6288 | -173.5 | -180.1304 | -180.3 | -186.8764 | -184.9 | -191.4562 | -184.7 | -191.218 | 337.127 | 339.7231
2020-08-01 22:00 | -57 | -57.0789 | 28.8819 | 32.3486 | 83.8287 | 84.0286 | -57 | -57.0789 | -194.0787 | 194.1058 | -194.0787 | 194.1058 | 26.5267 | 98.8178 | 139.5 | 143.1456 | 140.1 | 143.7977 | -174.7 | -181.632 | -180.8 | -187.3775 | -185.6 | -191.9276 | -185 | -191.7455 | 325.6647 | 327.762
2020-08-01 22:30 | -51 | -51.1566 | 31.0178 | 33.9479 | 78.1222 | 78.5953 | -51 | -51.1566 | -187.8827 | 188.0003 | -187.8827 | 188.0003 | 38.0466 | 103.4118 | 139.5 | 144.7686 | 139.8 | 145.2189 | -174.5 | -184.0134 | -179.5 | -188.7303 | -184.3 | -193.6973 | -183.7 | -193.8188 | 302.595 | 304.6941
2020-08-01 23:00 | -50 | -50.3587 | 26.8647 | 30.2634 | 76.5168 | 77.2414 | -50 | -50.3587 | -184.6666 | 184.8938 | -184.6666 | 184.8938 | 38.4557 | 112.3386 | 141.3 | 146.7442 | 140.1 | 145.7534 | -176.3 | -186.7518 | -178.7 | -187.7844 | -183.2 | -192.4662 | -182.8 | -192.147 | 255.125 | 255.3753
2020-08-01 23:30 | -52 | -52.6118 | 26.8739 | 30.3703 | 75.0258 | 75.9545 | -53 | -53.6004 | -192.5739 | 192.8965 | -192.5739 | 192.8965 | 35.5389 | 109.727 | 140.4 | 146.0418 | 137.4 | 143.16 | -171 | -181.1139 | -173.6 | -182.5073 | -178 | -186.9685 | -177.5 | -186.6454 | 268.167 | 268.5135
2020-08-02 | -48 | -48.8365 | 23.8607 | 26.4474 | 70.883 | 72.3102 | -48 | -48.6621 | -176.142 | 176.7785 | -176.142 | 176.7785 | 38.9719 | 109.6627 | 139.2 | 145.0561 | 138.6 | 144.8239 | -170.5 | -180.1732 | -172.5 | -181.1078 | -176.8 | -185.6942 | -176.4 | -185.6905 | 238.8708 | 240.3037
2020-08-02 00:30 | -45 | -45.7056 | 23.324 | 25.2117 | 66.5373 | 68.1677 | -45 | -45.7056 | -162.7219 | 163.7239 | -162.7219 | 163.7239 | 55.3289 | 121.4185 | 141.6 | 148.3978 | 141.9 | 148.506 | -174.4 | -186.3529 | -176.2 | -186.0687 | -180.3 | -190.2347 | -179.6 | -190.5347 | 229.8137 | 232.4978
2020-08-02 01:00 | -38 | -38.6394 | 27.3158 | 28.1983 | 58.6986 | 60.4996 | -37 | -37.6563 | -144.9751 | 146.1914 | -144.9751 | 146.1914 | 56.5919 | 123.002 | 143.4 | 150.2949 | 142.5 | 149.6182 | -179.5 | -192.055 | -179.6 | -190.6088 | -184.1 | -195.1895 | -183.7 | -194.956 | 213.9226 | 216.9846
2020-08-02 01:30 | -29 | -29.6142 | 33.3067 | 33.6172 | 49.2377 | 51.3828 | -29 | -29.6142 | -129.5674 | 131.0185 | -129.5674 | 131.0185 | 65.6373 | 128.622 | 142.8 | 150.0876 | 140.7 | 148.0909 | -175.8 | -189.5412 | -175.6 | -187.8172 | -179.9 | -192.1135 | -179.4 | -191.9476 | 191.454 | 195.8325
2020-08-02 02:00 | -21 | -21.587 | 39.1446 | 39.1943 | 41.0949 | 43.216 | -22 | -22.561 | -112.0597 | 113.4815 | -112.0597 | 113.4815 | 80.606 | 134.7196 | 144 | 151.0475 | 144.9 | 151.9058 | -176.5 | -189.498 | -175.7 | -187.5406 | -180 | -192.1285 | -179.5 | -191.9606 | 185.1663 | 190.6933
2020-08-02 02:30 | -20 | -20.3961 | 38.3213 | 38.3486 | 39.994 | 42.2923 | -20 | -20.3961 | -108.8702 | 110.4811 | -108.8702 | 110.4811 | 89.4156 | 144.8196 | 142.5 | 149.9883 | 142.2 | 149.7974 | -176 | -189.9866 | -175.2 | -188.2775 | -179.6 | -192.9586 | -179.1 | -192.6868 | 177.3665 | 184.9083
2020-08-02 03:00 | -20 | -20.3961 | 38.2013 | 38.2188 | 39.2052 | 41.318 | -20 | -20.3961 | -105.4775 | 106.9499 | -105.4775 | 106.9499 | 95.5656 | 145.0176 | 144.6 | 152.4534 | 145.5 | 153.4021 | -177.4 | -191.4411 | -176.2 | -188.9744 | -180.7 | -193.6192 | -180.3 | -193.3139 | 177.7441 | 182.7538
2020-08-02 03:30 | -17 | -17.4642 | 39.2342 | 39.2749 | 37.0587 | 39.2719 | -17 | -17.2627 | -101.75 | 103.2202 | -101.75 | 103.2202 | 98.7105 | 146.7096 | 145.5 | 152.6587 | 143.4 | 150.7508 | -179.5 | -192.6928 | -178 | -189.8128 | -182.3 | -194.298 | -181.9 | -194.1384 | 176.642 | 183.3665
2020-08-02 04:00 | -17 | -17.2627 | 40.255 | 40.306 | 35.5316 | 37.942 | -18 | -18.2483 | -98.7891 | 100.409 | -98.7891 | 100.409 | 96.4968 | 146.2265 | 143.1 | 150.4655 | 144.9 | 152.2703 | -176.1 | -191.0085 | -174.9 | -187.7032 | -179.1 | -191.4587 | -178.4 | -191.1707 | 165.1399 | 172.7045
2020-08-02 04:30 | -15 | -15.5242 | 41.0698 | 41.1286 | 34.2346 | 36.5921 | -15 | -15.2971 | -96.5368 | 98.0154 | -96.5368 | 98.0154 | 99.748 | 147.2581 | 144.6 | 152.087 | 144.3 | 151.6995 | -178.6 | -192.0093 | -176.8 | -188.8576 | -181.2 | -193.3754 | -180.8 | -193.1544 | 160.6681 | 166.8817
2020-08-02 05:00 | -14 | -14.3178 | 42.7417 | 42.8662 | 32.5343 | 34.5522 | -14 | -14.1421 | -94.7426 | 95.909 | -94.7426 | 95.909 | 102.3026 | 148.1614 | 143.7 | 151.0309 | 143.4 | 150.937 | -180.3 | -193.8058 | -178.9 | -190.8642 | -183.6 | -195.7338 | -182.9 | -195.3782 | 167.4993 | 173.3731
2020-08-02 05:30 | -9 | -9.2195 | 47.1796 | 47.2812 | 29.6577 | 31.6696 | -10 | -10.198 | -91.382 | 92.4835 | -91.382 | 92.4835 | 98.7236 | 143.1769 | 144.3 | 151.2435 | 144.3 | 151.5154 | -179.7 | -192.3197 | -178.7 | -189.6419 | -182.8 | -194.392 | -182.5 | -194.1534 | 164.3866 | 170.411
2020-08-02 06:00 | -9 | -9.0554 | 50.1993 | 50.3187 | 28.5277 | 30.0639 | -9 | -9.0554 | -98.7951 | 99.7895 | -98.7951 | 99.7895 | 94.2968 | 141.0641 | 144.6 | 151.6197 | 144.6 | 151.5297 | -178.2 | -190.66 | -177.8 | -188.4983 | -182.2 | -193.2692 | -181.7 | -192.8756 | 163.2643 | 170.6489
2020-08-02 06:30 | -10 | -10.198 | 50.2268 | 50.2354 | 31.5799 | 33.1769 | -10 | -10.198 | -109.9106 | 110.8732 | -109.9106 | 110.8732 | 82.0982 | 130.9978 | 145.2 | 150.6621 | 145.2 | 150.5824 | -181.8 | -191.0682 | -180.7 | -188.1489 | -185.1 | -192.5163 | -184.6 | -192.3104 | 176.99 | 184.2293
2020-08-02 07:00 | -9 | -9.0554 | 51.0388 | 51.0441 | 32.165 | 33.5893 | -9 | -9.0554 | -114.4136 | 115.253 | -114.4136 | 115.253 | 73.6642 | 124.3426 | 144.3 | 148.5076 | 144.3 | 148.5788 | -180.5 | -188.9983 | -180.9 | -187.3406 | -185.3 | -192.3323 | -184.6 | -191.7162 | 194.4744 | 200.6485
2020-08-02 07:30 | -14 | -14.1421 | 48.6482 | 48.649 | 35.694 | 37.0846 | -13 | -13.1529 | -123.5441 | 124.2703 | -123.5441 | 124.2703 | 54.7577 | 113.2244 | 142.5 | 147.0508 | 142.2 | 146.7601 | -176.4 | -184.7457 | -176 | -183.7439 | -182.1 | -188.2254 | -181.1 | -187.8755 | 203.6326 | 206.8931
2020-08-02 08:00 | -12 | -12.0416 | 48.5511 | 48.5512 | 34.5588 | 35.7183 | -12 | -12.0416 | -121.9466 | 122.3214 | -121.9466 | 122.3214 | 42.9679 | 108.0835 | 141 | 145.3032 | 141 | 145.4493 | -177.1 | -184.19 | -178.8 | -184.7062 | -183.6 | -189.0936 | -183.4 | -189.0022 | 220.5197 | 223.6214
2020-08-02 08:30 | -19 | -19.0263 | 40.396 | 40.4094 | 39.1194 | 40.1902 | -19 | -19.0263 | -133.8264 | 134.2263 | -133.8264 | 134.2263 | 33.7323 | 105.9341 | 141.3 | 145.5223 | 141 | 145.3759 | -173 | -180.2919 | -176.9 | -182.375 | -181.4 | -186.8343 | -180.9 | -186.6709 | 232.2563 | 234.0485
2020-08-02 09:00 | -23 | -23.1948 | 33.3826 | 33.4383 | 42.1821 | 43.5004 | -23 | -23.0868 | -138.9931 | 139.5473 | -138.9931 | 139.5473 | 32.1029 | 108.8835 | 139.5 | 144.0703 | 139.2 | 143.7798 | -171.8 | -179.5178 | -176 | -181.866 | -180.4 | -186.3044 | -180 | -186.1874 | 238.4595 | 239.9105
2020-08-02 09:30 | -19 | -19.105 | 32.326 | 32.3684 | 37.992 | 39.4309 | -19 | -19.105 | -128.7728 | 129.5112 | -128.7728 | 129.5112 | 31.4324 | 108.8048 | 137.7 | 142.2525 | 137.7 | 142.4681 | -172.4 | -181.0112 | -176.8 | -183.4819 | -181.1 | -187.9649 | -180.9 | -187.998 | 230.6517 | 231.9813
2020-08-02 10:00 | -17 | -17 | 31.7101 | 31.9769 | 34.0319 | 35.3323 | -17 | -17 | -119.6236 | 120.3645 | -119.6236 | 120.3645 | 46.6499 | 111.3024 | 141.6 | 145.4629 | 138.9 | 142.9062 | -173 | -180.5482 | -177.7 | -183.9072 | -182.3 | -188.5389 | -181.7 | -188.4996 | 232.2943 | 233.6721
2020-08-02 10:30 | -19 | -19.0263 | 25.9668 | 26.4004 | 33.295 | 35.0829 | -19 | -19.0263 | -114.5037 | 115.6309 | -114.5037 | 115.6309 | 54.2781 | 118.7581 | 139.8 | 144.139 | 139.5 | 143.9215 | -175.2 | -182.4379 | -178.8 | -184.9205 | -183.3 | -189.6739 | -182.9 | -189.1762 | 219.4446 | 220.6198
2020-08-02 11:00 | -18 | -18.0278 | 22.1723 | 22.9202 | 31.7731 | 33.8333 | -18 | -18.0278 | -109.2653 | 110.63 | -109.2653 | 110.63 | 62.1987 | 122.9198 | 140.7 | 145.2325 | 140.4 | 145.0921 | -174.8 | -182.892 | -178 | -185.0396 | -182.6 | -189.9014 | -182.2 | -189.6127 | 207.3252 | 208.7882
2020-08-02 11:30 | -18 | -18.0278 | 20.4463 | 21.5083 | 30.6008 | 32.692 | -17 | -17.0294 | -104.4286 | 105.8205 | -104.4286 | 105.8205 | 80.0691 | 134.5355 | 142.2 | 146.6862 | 142.5 | 146.9853 | -175.3 | -183.2743 | -178.5 | -185.1071 | -183.1 | -189.9014 | -182.7 | -189.4892 | 206.0017 | 207.7924
2020-08-02 12:00 | -16 | -16 | 18.5444 | 19.9413 | 29.5717 | 31.8239 | -17 | -17 | -99.011 | 100.5779 | -99.011 | 100.5779 | 80.8473 | 135.0278 | 142.8 | 147.7953 | 142.5 | 147.5832 | -175.4 | -184.2371 | -178.2 | -185.962 | -182.9 | -190.7033 | -182.3 | -190.5118 | 194.8721 | 196.8171
2020-08-02 12:30 | -17 | -17.0294 | 22.1091 | 22.7362 | 24.2369 | 28.0907 | -16 | -16.0312 | -91.4913 | 93.9502 | -91.4913 | 93.9502 | 96.7349 | 145.311 | 141.3 | 147.156 | 141.6 | 147.278 | -178 | -187.3967 | -180.2 | -188.7668 | -184.9 | -193.575 | -184.6 | -193.181 | 198.7671 | 200.7412
2020-08-02 13:00 | -19 | -19.0263 | 18.1996 | 19.5081 | 30.6369 | 33.0199 | -20 | -20.025 | -99.8335 | 101.443 | -99.8335 | 101.443 | 85.3807 | 139.0898 | 141.6 | 147.3608 | 142.5 | 148.1435 | -178.3 | -187.8709 | -180.2 | -188.7902 | -184.7 | -193.4434 | -184.2 | -193.1156 | 202.1739 | 204.0178
2020-08-02 13:30 | -18 | -18.0278 | 21.8176 | 22.5337 | 25.3605 | 29.1623 | -18 | -18.0278 | -93.5727 | 95.9966 | -93.5727 | 95.9966 | 92.4773 | 143.5155 | 144.3 | 149.6351 | 144.6 | 149.8757 | -176.6 | -186.8626 | -178.5 | -187.5972 | -183.1 | -192.2146 | -182.7 | -191.8925 | 190.5431 | 192.614
2020-08-02 14:00 | -22 | -22.0227 | 14.5139 | 16.4611 | 34.4091 | 36.4138 | -22 | -22.0227 | -108.0256 | 109.5468 | -108.0256 | 109.5468 | 78.3237 | 132.0686 | 144 | 149.3458 | 140.1 | 145.7534 | -175 | -185.3162 | -177.5 | -186.7133 | -181.8 | -190.8545 | -181.4 | -190.7537 | 202.4512 | 205.5499
2020-08-02 14:30 | -21 | -21.0238 | 21.6923 | 22.261 | 28.684 | 32.0013 | -22 | -22.0227 | -100.4143 | 102.7726 | -100.4143 | 102.7726 | 84.2669 | 136.8938 | 142.2 | 147.6917 | 140.7 | 146.4962 | -176.5 | -187.0865 | -178.8 | -187.7571 | -183.4 | -192.1575 | -183.1 | -191.5483 | 201.9564 | 205.1167
2020-08-02 15:00 | -20 | -20.025 | 27.0236 | 27.732 | 38.111 | 39.5504 | -20 | -20.025 | -110.7052 | 112.0253 | -110.7052 | 112.0253 | 73.7312 | 121.7208 | 143.4 | 148.8475 | 141.3 | 146.8254 | -175.6 | -185.7247 | -177.1 | -185.4827 | -181.5 | -190.2258 | -181.2 | -189.9096 | 195.7726 | 197.1926
2020-08-02 15:30 | -22 | -22.0907 | 27.589 | 28.0379 | 38.8938 | 40.4415 | -22 | -22 | -118.0352 | 119.4187 | -118.0352 | 119.4187 | 61.3064 | 111.0975 | 142.8 | 147.7182 | 142.2 | 147.2936 | -177.4 | -186.1967 | -179.1 | -186.8145 | -183.5 | -191.5559 | -183.2 | -190.9815 | 202.7664 | 203.6833
2020-08-02 16:00 | -18 | -18 | 36.7809 | 36.927 | 32.6662 | 34.9383 | -18 | -18 | -117.8027 | 119.3944 | -117.8027 | 119.3944 | 51.8364 | 104.9844 | 141.9 | 146.9259 | 141.9 | 146.9259 | -177.6 | -186.3706 | -179.8 | -187.5123 | -184.3 | -192.2091 | -184 | -192.116 | 212.9337 | 214.0244
2020-08-02 16:30 | -16 | -16 | 48.4496 | 48.5062 | 30.9131 | 32.7581 | -16 | -16 | -121.6187 | 122.6263 | -121.6187 | 122.6263 | 37.6004 | 94.1339 | 142.2 | 146.5401 | 141.3 | 145.8139 | -175.3 | -183.5905 | -178.4 | -185.14 | -183 | -189.8237 | -182.8 | -189.6153 | 235.9407 | 236.7166
2020-08-02 17:00 | -3 | -3.1623 | 63.9982 | 64.088 | 28.9091 | 29.1259 | -3 | -3.6056 | -126.509 | 126.5339 | -126.509 | 126.5339 | 44.3044 | 91.6302 | 141.3 | 145.5223 | 140.4 | 144.721 | -174.2 | -181.9393 | -180.8 | -187.6086 | -185.6 | -192.254 | -185.3 | -192.0189 | 319.2926 | 320.06
2020-08-02 17:30 | -8 | -8.544 | 69.54 | 69.5424 | 35.5476 | 35.9108 | -9 | -9.4868 | -148.7573 | 148.8918 | -148.7573 | 148.8918 | 19.6408 | 60.5941 | 139.8 | 142.7357 | 139.5 | 142.5237 | -174.8 | -180.3032 | -182.6 | -187.3639 | -187.3 | -192.3382 | -187 | -192.2852 | 353.8315 | 355.001
2020-08-02 18:00 | -4 | -7.2111 | 82.9048 | 82.9231 | 34.7919 | 36.0528 | -4 | -7.2111 | -160.6995 | 161.7717 | -160.6995 | 161.7717 | -11.2133 | 56.5199 | 138.9 | 140.9809 | 138 | 140.1231 | -172.6 | -176.5213 | -183 | -186.526 | -187.7 | -191.1352 | -187.6 | -191.2525 | 402.6234 | 402.91
2020-08-02 18:30 | -4 | -4.4721 | 83.6428 | 85.008 | 35.8364 | 36.2348 | -3 | -3.1623 | -166.6524 | 166.817 | -166.6524 | 166.817 | -14.6238 | 80.9233 | 138.3 | 140.9109 | 139.2 | 141.9098 | -173.2 | -178.2196 | -184.3 | -189.1854 | -189.5 | -194.1962 | -189.2 | -193.9685 | 412.2184 | 412.2727
2020-08-02 19:00 | 0 | 0 | 87.0797 | 87.1648 | 29.98 | 35.5111 | 0 | 0 | -153.272 | 156.3399 | -153.272 | 156.3399 | -4.0336 | 64.3665 | 138.6 | 141.6839 | 138.6 | 141.6219 | -173.1 | -178.288 | -183.4 | -188.5297 | -188.2 | -193.4621 | -187.9 | -193.2143 | 396.1212 | 396.2547
2020-08-02 19:30 | 2 | 16.1245 | 89.148 | 89.2968 | 28.9031 | 34.7461 | 2 | 16.1245 | -147.4009 | 150.3796 | -147.4009 | 150.3796 | 4.5035 | 61.7285 | 139.5 | 142.0322 | 139.2 | 141.8518 | -174 | -179.0572 | -184.1 | -188.3189 | -188.8 | -193.3326 | -188.9 | -193.3408 | 386.938 | 387.1916
2020-08-02 20:00 | -6 | -15.2315 | 80.7671 | 80.9017 | 35.9587 | 39.7468 | -6 | -16.1555 | -154.9848 | 156.9294 | -154.9848 | 156.9294 | 8.7893 | 68.2706 | 139.5 | 142.5028 | 140.4 | 143.4452 | -174 | -179.3067 | -182.6 | -187.5261 | -187.5 | -192.3599 | -187.2 | -192.3304 | 382.624 | 383.0222
2020-08-02 20:30 | -1 | -16.1245 | 82.3969 | 82.7121 | 31.9289 | 36.6393 | -1 | -16.1245 | -143.9483 | 145.9565 | -143.9483 | 145.9565 | 11.2679 | 75.4459 | 140.7 | 143.7388 | 140.7 | 143.6778 | -173 | -179.2449 | -180.9 | -185.8561 | -185.3 | -190.3565 | -185.3 | -190.3463 | 356.194 | 356.1992
2020-08-02 21:00 | -3 | -16.2788 | 84.301 | 84.4409 | 26.2351 | 30.5035 | -3 | -16.2788 | -133.9909 | 135.3613 | -133.9909 | 135.3613 | 23.3785 | 79.3338 | 140.4 | 143.0871 | 139.2 | 141.7944 | -173.5 | -178.5112 | -181.4 | -186.2371 | -185.7 | -190.5415 | -185.8 | -190.9665 | 347.3573 | 347.3878
2020-08-02 21:30 | 0 | 15 | 79.4268 | 79.765 | 29.7924 | 34.3074 | -1 | -15.1327 | -137.6564 | 139.1787 | -137.6564 | 139.1787 | 36.5835 | 87.2647 | 140.4 | 143.4452 | 140.1 | 143.3391 | -174.6 | -180.3307 | -181.6 | -186.8309 | -186.1 | -191.541 | -186 | -191.5578 | 332.472 | 332.5719
2020-08-02 22:00 | 0 | 14 | 78.0869 | 78.6832 | 26.8361 | 31.3516 | 0 | 15 | -126.0339 | 127.0543 | -126.0339 | 127.0543 | 43.0211 | 94.4607 | 138.6 | 142.0683 | 137.7 | 141.257 | -169.9 | -176.2363 | -176 | -182.335 | -180.5 | -186.6833 | -180.2 | -186.9625 | 305.7332 | 305.9589
2020-08-02 22:30 | 2 | 6.3246 | 77.0843 | 77.1444 | 24.0558 | 24.9952 | 2 | 5.3852 | -123.108 | 123.1114 | -123.108 | 123.1114 | 48.4418 | 100.389 | 139.8 | 144.0662 | 138.9 | 143.34 | -171.3 | -179.1902 | -175.6 | -182.4047 | -180.1 | -187.0349 | -179.6 | -186.7844 | 269.4323 | 269.4324
2020-08-02 23:00 | 9 | 10.2956 | 79.3456 | 79.4291 | 18.1274 | 19.0545 | 9 | 10.2956 | -113.2269 | 113.2277 | -113.2269 | 113.2277 | 67.7951 | 112.2584 | 140.7 | 144.7969 | 140.7 | 144.9397 | -173.6 | -181.1921 | -176.5 | -183.4183 | -180.9 | -187.8704 | -180.5 | -187.4977 | 254.1746 | 254.3231
2020-08-02 23:30 | 17 | 17.72 | 87.8263 | 87.9371 | 6.921 | 9.4811 | 16 | 16.7631 | -103.7078 | 103.7452 | -103.7078 | 103.7452 | 65.4396 | 102.6756 | 142.2 | 145.3301 | 142.8 | 146.1049 | -175.9 | -182.5993 | -178.8 | -184.717 | -183.3 | -189.2755 | -182.8 | -188.9143 | 253.8627 | 255.921
2020-08-03 | 15 | 15.5242 | 81.5627 | 81.7312 | 8.5612 | 9.6173 | 14 | 14.5602 | -99.9263 | 99.9743 | -99.9263 | 99.9743 | 75.7742 | 115.8431 | 142.2 | 145.7781 | 143.1 | 146.6561 | -177.7 | -184.5463 | -179.1 | -185.6397 | -183.7 | -190.3418 | -183.3 | -190.0853 | 245.1066 | 247.6834
2020-08-03 00:30 | 16 | 16.2788 | 79.2874 | 79.4805 | 7.7813 | 8.8995 | 15 | 15.2971 | -92.0946 | 92.4107 | -92.0946 | 92.4107 | 78.4429 | 119.7224 | 143.1 | 147.2707 | 143.1 | 147.1301 | -176.7 | -184.3343 | -177.4 | -184.3932 | -181.4 | -188.6525 | -181.2 | -188.5274 | 226.9458 | 229.3297
2020-08-03 01:00 | 13 | 13.1529 | 75.975 | 76.2736 | 7.871 | 9.2211 | 12 | 12.1655 | -86.0343 | 86.3164 | -86.0343 | 86.3164 | 88.1166 | 128.6966 | 143.4 | 147.2838 | 144.3 | 148.3669 | -178.3 | -185.6485 | -178.4 | -185.3826 | -182.9 | -190.1356 | -182.7 | -190.3268 | 221.3139 | 225.7715
2020-08-03 01:30 | 18 | 18.1108 | 79.3783 | 79.7103 | 1.7922 | 5.4931 | 18 | 18.1108 | -74.1377 | 74.6078 | -74.1377 | 74.6078 | 92.7009 | 128.0622 | 143.1 | 146.9235 | 142.8 | 146.6997 | -179.5 | -186.8 | -178.6 | -185.2592 | -183.3 | -189.7656 | -182.8 | -189.4752 | 195.0733 | 200.7046
2020-08-03 02:00 | 20 | 20.2237 | 78.6315 | 79.0185 | 1.5049 | 5.1444 | 19 | 19.2354 | -68.469 | 69.0692 | -68.469 | 69.0692 | 99.3512 | 133.6764 | 144.3 | 147.9587 | 144.9 | 148.6772 | -179.9 | -187.0166 | -179 | -185.9013 | -183.1 | -190.4884 | -183 | -189.9581 | 188.5082 | 197.0461
2020-08-03 02:30 | 23 | 23.1948 | 81.0891 | 81.4737 | -1.9675 | 4.9292 | 22 | 22.2036 | -58.5846 | 59.2703 | -58.5846 | 59.2703 | 107.7107 | 139.3629 | 145.5 | 149.262 | 145.8 | 149.5544 | -181.9 | -189.188 | -181.2 | -187.8395 | -185.4 | -192.2249 | -184.8 | -192.1737 | 178.22 | 188.5392
2020-08-03 03:00 | 21 | 21.3776 | 79.6044 | 80.0284 | -0.83381 | 4.5732 | 21 | 21.2132 | -56.5162 | 57.1679 | -56.5162 | 57.1679 | 112.4271 | 145.9823 | 144.6 | 148.9418 | 144.6 | 149.014 | -180.1 | -188.1861 | -178.9 | -186.039 | -183.2 | -190.7228 | -182.8 | -190.8191 | 182.7795 | 191.7524
2020-08-03 03:30 | 18 | 18.2483 | 77.3876 | 77.722 | 0.84058 | 5.9475 | 18 | 18.2483 | -57.7477 | 58.7257 | -57.7477 | 58.7257 | 114.2694 | 148.7205 | 141.9 | 146.6193 | 143.1 | 147.781 | -180 | -189.0766 | -178.3 | -187.1215 | -182.9 | -191.0483 | -182.3 | -191.4352 | 180.2993 | 189.3025
2020-08-03 04:00 | 16 | 16.2788 | 75.9474 | 76.2676 | 4.5124 | 6.771 | 17 | 17.2627 | -61.689 | 62.4676 | -61.689 | 62.4676 | 115.9537 | 148.5466 | 143.1 | 147.7064 | 143.1 | 147.8562 | -178.2 | -186.7977 | -176.9 | -185.054 | -181.4 | -189.6127 | -180.9 | -189.34 | 187.2069 | 195.7873
2020-08-03 04:30 | 7 | 7.0711 | 67.4968 | 67.6608 | 14.1403 | 15.3546 | 7 | 7.2801 | -68.4204 | 68.9572 | -68.4204 | 68.9572 | 116.5501 | 148.2702 | 143.7 | 147.9246 | 144.3 | 148.6505 | -178.7 | -187.2669 | -177.8 | -185.8861 | -182.1 | -190.4849 | -181.7 | -190.5788 | 195.9394 | 202.4602
2020-08-03 05:00 | 0 | 0 | 63.0175 | 63.2084 | 22.4428 | 22.9096 | 0 | 0 | -82.9741 | 83.3179 | -82.9741 | 83.3179 | 115.4791 | 146.0034 | 143.7 | 147.6445 | 142.8 | 147.0505 | -179.1 | -186.7669 | -179.1 | -186.14 | -183.6 | -190.6164 | -183.2 | -190.4002 | 215.2427 | 220.9261
2020-08-03 05:30 | -8 | -8.2462 | 60.8536 | 60.8845 | 31.3283 | 31.5801 | -8 | -8.2462 | -102.0321 | 102.2264 | -102.0321 | 102.2264 | 99.2405 | 132.5961 | 142.5 | 146.6877 | 142.5 | 146.5466 | -177.4 | -185.2724 | -177.3 | -184.712 | -181.7 | -189.1201 | -181.3 | -188.933 | 226.4273 | 230.5332
2020-08-03 06:00 | -13 | -13.0384 | 61.0218 | 61.2043 | 40.1929 | 40.3004 | -14 | -14.1421 | -119.9559 | 119.991 | -119.9559 | 119.991 | 72.167 | 114.1298 | 142.8 | 146.233 | 142.2 | 145.6471 | -177.9 | -185.7417 | -178.5 | -185.5466 | -182.6 | -190.4097 | -182.7 | -189.929 | 242.032 | 242.944
2020-08-03 06:30 | -10 | -10.4403 | 74.2269 | 74.6975 | 38.954 | 39.3667 | -9 | -9.8489 | -123.5553 | 123.6613 | -123.5553 | 123.6613 | 59.5984 | 90.8753 | 143.1 | 145.9792 | 144 | 147.4051 | -177.2 | -184.3116 | -180.3 | -188.6535 | -184.6 | -193.1555 | -184.2 | -192.9449 | 306.7585 | 317.2472
2020-08-03 07:00 | -14 | -18.4391 | 75.5852 | 75.9689 | 47.0029 | 48.5595 | -14 | -19.105 | -139.1105 | 140.5141 | -139.1105 | 140.5141 | 21.0261 | 73.2132 | 141.3 | 144.0865 | 141 | 143.8515 | -175.9 | -181.2743 | -180.2 | -186.2871 | -184.3 | -190.4795 | -184.3 | -190.8838 | 334.3332 | 348.2153
2020-08-03 07:30 | -23 | -24.0416 | 72.0054 | 72.9059 | 55.336 | 56.4824 | -23 | -24.0416 | -162.2883 | 164.0711 | -162.2883 | 164.0711 | -0.9928 | 38.0733 | 139.5 | 142.5644 | 140.1 | 143.0903 | -173.7 | -180.2737 | -181.3 | -190.2834 | -185.3 | -194.8027 | -185.2 | -194.8027 | 391.4171 | 398.5129
2020-08-03 08:00 | -24 | -25.2982 | 75.6172 | 76.8385 | 57.1858 | 58.8408 | -24 | -25.2982 | -168.9143 | 171.505 | -168.9143 | 171.505 | -23.4047 | 24.1297 | 137.7 | 140.498 | 138.6 | 141.3802 | -173.1 | -178.1961 | -182.3 | -190.7368 | -186.4 | -195.1593 | -186.6 | -194.8736 | 426.6245 | 430.5746
2020-08-03 08:30 | -31 | -31.7805 | 67.6101 | 73.7025 | 61.9516 | 62.3675 | -32 | -32.9848 | -177.6516 | 177.6622 | -177.6516 | 177.6622 | -39.3477 | 43.8402 | 135 | 137.6735 | 135.9 | 138.5562 | -169.1 | -173.9759 | -180 | -188.6591 | -184.4 | -193.3364 | -184.4 | -193.3364 | 451.6039 | 459.0674
2020-08-03 09:00 | -25 | -26.2488 | 65.502 | 70.7685 | 55.2188 | 55.8648 | -25 | -26.2488 | -174.8487 | 174.8586 | -174.8487 | 174.8586 | -41.3703 | 62.457 | 135.3 | 137.9677 | 134.7 | 137.3794 | -167.6 | -172.6155 | -179.5 | -187.4582 | -183.5 | -191.6927 | -183.6 | -191.5095 | 465.4491 | 474.728
2020-08-03 09:30 | -21 | -22.4722 | 68.8786 | 74.1675 | 44.5081 | 45.9553 | -21 | -22.4722 | -146.7289 | 146.7404 | -146.7289 | 146.7404 | -31.84 | 90.7903 | 136.5 | 139.7578 | 134.7 | 138.2662 | -169.6 | -175.6874 | -179.6 | -186.1317 | -184.3 | -190.8101 | -184.2 | -190.7889 | 437.5663 | 459.5664
2020-08-03 10:00 | -20 | -20.6155 | 62.7269 | 66.151 | 47.7115 | 48.1178 | -20 | -20.6155 | -138.867 | 138.8942 | -138.867 | 138.8942 | -11.3125 | 93.2218 | 136.5 | 140.5746 | 136.2 | 140.2117 | -171.7 | -178.4456 | -182 | -189.2995 | -186.7 | -193.8922 | -186.6 | -193.5173 | 424.178 | 445.656
2020-08-03 10:30 | -26 | -26.6833 | 50.444 | 50.7307 | 48.8861 | 49.717 | -26 | -26.9258 | -135.0327 | 135.8318 | -135.0327 | 135.8318 | 21.9608 | 78.5947 | 138.6 | 141.8096 | 137.1 | 140.6053 | -171.1 | -176.5271 | -181 | -187.9719 | -185.6 | -192.6459 | -185.5 | -192.4628 | 417.8203 | 433.8792
2020-08-03 11:00 | -25 | -25.9615 | 44.1173 | 44.2445 | 48.2466 | 48.8462 | -25 | -25.9615 | -131.922 | 132.6386 | -131.922 | 132.6386 | 18.7973 | 71.1511 | 133.2 | 136.5366 | 133.2 | 136.6028 | -165.2 | -171.2894 | -174.7 | -181.7891 | -179.3 | -186.2002 | -179.1 | -186.3232 | 410.9725 | 427.8349
2020-08-03 11:30 | -24 | -24.5153 | 41.8389 | 42.1267 | 47.1477 | 47.5343 | -25 | -25.4951 | -129.4277 | 129.8292 | -129.4277 | 129.8292 | -6.4218 | 66.7949 | 114.3 | 117.9462 | 115.8 | 119.7748 | -145.2 | -150.3 | -156.4 | -162.5466 | -160.5 | -166.5726 | -160.5 | -166.5467 | 425.8121 | 441.4668
2020-08-03 12:00 | -26 | -26.3059 | 42.201 | 42.5769 | 48.815 | 49.1176 | -26 | -26.4764 | -133.7517 | 134.14 | -133.7517 | 134.14 | -21.1443 | 57.2254 | 90.9 | 95.0853 | 91.2 | 95.4604 | -116.3 | -118.6492 | -128.3 | -132.2698 | -132.1 | -135.5673 | -132.1 | -135.7336 | 431.7499 | 444.4992
2020-08-03 12:30 | -23 | -23.5372 | 45.3747 | 45.521 | 44.317 | 44.8246 | -22 | -22.561 | -135.4328 | 136.1144 | -135.4328 | 136.1144 | -14.3228 | 47.1832 | 89.4 | 92.9656 | 90.6 | 93.9594 | -113.4 | -115.8848 | -124.4 | -127.3612 | -127.6 | -130.8318 | -127.5 | -131.0269 | 417.471 | 432.887
2020-08-03 13:00 | -23 | -23.5372 | 41.7094 | 41.7587 | 44.5398 | 45.0879 | -23 | -23.7697 | -135.982 | 136.8077 | -135.982 | 136.8077 | -4.9881 | 47.8642 | 90.3 | 93.9134 | 90.9 | 94.4905 | -115.2 | -117.3929 | -125.9 | -128.882 | -129.3 | -132.2549 | -129.1 | -132.0376 | 424.679 | 438.9737
2020-08-03 13:30 | -26 | -26.3059 | 38.3915 | 38.5406 | 47.5084 | 47.7978 | -26 | -26.4764 | -142.8489 | 143.5626 | -142.8489 | 143.5626 | -2.9504 | 45.6123 | 92.4 | 95.466 | 93.9 | 96.9933 | -117.5 | -119.8862 | -126.6 | -130.0173 | -130 | -133.293 | -130.1 | -133.2712 | 420.8363 | 435.4025
2020-08-03 14:00 | -30 | -30.2655 | 40.001 | 40.3125 | 52.3049 | 52.5076 | -30 | -30.2655 | -142.7254 | 143.3427 | -142.7254 | 143.3427 | 5.5633 | 46.1396 | 93.3 | 96.3374 | 93.9 | 96.7787 | -117.5 | -120.3959 | -126.7 | -129.8039 | -130.1 | -133.0794 | -129.9 | -133.1855 | 426.9423 | 439.74
2020-08-03 14:30 | -28 | -28.6356 | 42.072 | 42.1457 | 50.6269 | 51.0872 | -28 | -28.6356 | -143.3678 | 144.2206 | -143.3678 | 144.2206 | -20.6036 | 43.4563 | 79.5 | 82.5414 | 80.1 | 83.2001 | -103.4 | -104.3627 | -114.5 | -116.1142 | -117.4 | -118.9567 | -117.4 | -118.9357 | 447.048 | 459.539
2020-08-03 15:00 | -28 | -28.6356 | 45.4926 | 45.4926 | 51.8888 | 52.6364 | -28 | -28.6356 | -141.6957 | 142.5102 | -141.6957 | 142.5102 | -27.8196 | 50.6681 | 82.5 | 85.4347 | 81 | 83.9871 | -104.1 | -105.3904 | -115.8 | -117.9672 | -118.8 | -120.9458 | -118.8 | -120.8478 | 458.5641 | 469.731
2020-08-03 15:30 | -23 | -24.0416 | 61.7576 | 61.7968 | 50.6107 | 51.6325 | -23 | -24.3516 | -139.9044 | 140.8266 | -139.9044 | 140.8266 | -36.6124 | 53.9656 | 84.6 | 87.3886 | 85.2 | 88.0448 | -108.3 | -110.4638 | -118.7 | -121.361 | -121.9 | -124.714 | -121.8 | -124.6713 | 448.8841 | 460.7384
2020-08-03 16:00 | -24 | -24.5153 | 62.7993 | 63.3606 | 55.1394 | 55.6237 | -25 | -25.4951 | -152.1021 | 152.8007 | -152.1021 | 152.8007 | -52.7556 | 73.5363 | 84 | 87.1184 | 85.5 | 88.5656 | -109 | -111.0425 | -119.9 | -122.772 | -123 | -125.8646 | -123.1 | -125.7668 | 458.7688 | 470.7659
2020-08-03 16:30 | -27 | -27.1662 | 68.0738 | 69.3051 | 58.4168 | 58.8452 | -28 | -28.2843 | -167.4723 | 168.4323 | -167.4723 | 168.4323 | -64.432 | 84.5873 | 87.3 | 89.9325 | 86.1 | 88.6955 | -111.2 | -112.5158 | -122.4 | -124.6734 | -125.6 | -128.2225 | -125.4 | -127.9864 | 492.6466 | 504.1232
2020-08-03 17:00 | -35 | -35.5106 | 67.2233 | 68.4325 | 68.3717 | 69.0533 | -35 | -35.5106 | -191.306 | 193.3901 | -191.306 | 193.3901 | -91.7463 | 108.8935 | 87.3 | 89.584 | 87.6 | 90.0125 | -111.3 | -112.7947 | -123.6 | -126.1049 | -127.1 | -129.6362 | -126.9 | -129.2434 | 511.1389 | 524.5148
2020-08-03 17:30 | -37 | -37.6563 | 70.7788 | 72.3565 | 72.3231 | 73.2545 | -36 | -36.6742 | -212.6321 | 215.4744 | -212.6321 | 215.4744 | -111.9257 | 124.7985 | 88.2 | 90.6655 | 87.3 | 89.9325 | -109.8 | -111.9393 | -124.3 | -125.9629 | -127.4 | -129.1683 | -127.9 | -129.1192 | 530.4805 | 546.529
2020-08-03 18:00 | -31 | -32.28 | 83.7464 | 85.3869 | 66.1115 | 68.154 | -31 | -32.28 | -208.6433 | 213.3213 | -208.6433 | 213.3213 | -145.1494 | 148.0418 | 86.7 | 88.7361 | 85.8 | 88.0862 | -108.5 | -108.7831 | -124 | -125.7035 | -127.5 | -128.7993 | -127.6 | -129.6741 | 535.1819 | 547.3188
2020-08-03 18:30 | -19 | -20.6155 | 92.1803 | 99.1374 | 58.6037 | 58.7033 | -19 | -20.2485 | -194.5948 | 195.5051 | -194.5948 | 195.5051 | -154.2963 | 158.7268 | 84.9 | 87.4586 | 86.4 | 88.9868 | -110.4 | -112.0743 | -125.1 | -127.9691 | -128.5 | -131.6362 | -128.4 | -131.4178 | 527.4371 | 541.672
2020-08-03 19:00 | -19 | -20.6155 | 93.3108 | 99.7756 | 55.2298 | 55.4582 | -19 | -20.6155 | -181.9692 | 182.4648 | -181.9692 | 182.4648 | -136.1913 | 140.7515 | 85.5 | 88.724 | 86.4 | 89.6714 | -108.4 | -110.4154 | -123.3 | -126.364 | -126.6 | -129.8124 | -126.4 | -129.7787 | 510.6181 | 523.928
2020-08-03 19:30 | -34 | -39.4462 | 75.7851 | 89.167 | 71.3553 | 72.9486 | -34 | -38.9487 | -199.9944 | 200.0982 | -199.9944 | 200.0982 | -115.399 | 119.9067 | 84.6 | 88.0207 | 84.6 | 88.3596 | -107.5 | -110.0252 | -121.2 | -124.7149 | -124.4 | -128.0869 | -124.4 | -127.8962 | 514.6085 | 526.9831
2020-08-03 20:00 | -58 | -58.0775 | 54.1864 | 61.2253 | 90.1916 | 90.1936 | -58 | -58.0775 | -224.0941 | 224.5545 | -224.0941 | 224.5545 | -78.1654 | 84.7219 | 86.1 | 89.5453 | 85.8 | 89.3401 | -107.7 | -109.2585 | -121.4 | -124.5287 | -124.7 | -127.9242 | -124.6 | -127.9077 | 531.2247 | 540.6101
2020-08-03 20:30 | -43 | -43.0116 | 64.3984 | 69.2817 | 77.2019 | 77.2037 | -43 | -43.0116 | -200.6153 | 201.1194 | -200.6153 | 201.1194 | -70.1593 | 84.5744 | 86.4 | 89.5916 | 86.7 | 90.041 | -110.2 | -112.1007 | -123.8 | -126.1669 | -127 | -129.769 | -127 | -129.769 | 508.4869 | 521.5721
2020-08-03 21:00 | -50 | -50 | 52.0721 | 56.7457 | 83.886 | 83.8865 | -50 | -50 | -207.4786 | 207.9443 | -207.4786 | 207.9443 | -51.2958 | 70.8595 | 88.2 | 91.5664 | 87.6 | 90.9886 | -110.3 | -112.4157 | -123.1 | -125.4605 | -126.3 | -128.8707 | -126.4 | -129.1242 | 493.2876 | 509.5928
2020-08-03 21:30 | -48 | -48.0416 | 52.5652 | 55.0546 | 78.1024 | 78.1282 | -47 | -47.0956 | -197.8865 | 198.4296 | -197.8865 | 198.4296 | -42.301 | 64.4041 | 86.1 | 88.916 | 86.4 | 89.3577 | -109.9 | -111.8884 | -121.3 | -125.1719 | -124.8 | -128.2078 | -124.7 | -128.1635 | 467.4406 | 482.2661
2020-08-03 22:00 | -48 | -48 | 44.8752 | 47.5322 | 79.3351 | 79.336 | -49 | -49.0408 | -191.0027 | 191.1887 | -191.0027 | 191.1887 | -27.0638 | 56.4267 | 86.1 | 89.1449 | 85.2 | 88.4349 | -110.1 | -111.9823 | -120.9 | -124.0191 | -124.1 | -126.9565 | -124 | -126.8363 | 437.1366 | 447.9909
2020-08-03 22:30 | -47 | -47.0106 | 44.139 | 46.7548 | 76.3404 | 76.4112 | -47 | -47.0106 | -185.6365 | 185.6708 | -185.6365 | 185.6708 | -7.8764 | 55.4695 | 84 | 89.2978 | 86.7 | 92.3479 | -109.1 | -113.9307 | -119.2 | -125.6042 | -122.4 | -128.6111 | -123.1 | -128.5156 | 421.8138 | 430.8327
2020-08-03 23:00 | -49 | -49.0918 | 38.859 | 42.0235 | 77.9511 | 78.1561 | -49 | -49.0408 | -186.1695 | 186.1705 | -186.1695 | 186.1705 | 16.2958 | 66.6085 | 89.4 | 94.5895 | 88.2 | 93.4561 | -110.8 | -115.5483 | -120 | -125.3006 | -123.1 | -128.5695 | -122.8 | -128.3088 | 409.7432 | 410.6125
2020-08-03 23:30 | -53 | -53.0377 | 36.4276 | 38.5341 | 76.1097 | 76.266 | -52 | -52.0096 | -192.9335 | 192.9512 | -192.9335 | 192.9512 | 14.2416 | 58.8255 | 89.1 | 93.6389 | 90.3 | 94.6908 | -113 | -116.7872 | -121 | -125.8843 | -124.2 | -129.1293 | -123.9 | -128.4276 | 406.3799 | 407.2868
2020-08-04 | -48 | -48.1664 | 33.1444 | 35.2825 | 73.3449 | 73.7337 | -48 | -48.0937 | -180.3458 | 180.4067 | -180.3458 | 180.4067 | 17.6101 | 61.3843 | 88.5 | 93.2556 | 89.4 | 94.0169 | -111.9 | -115.7232 | -119.6 | -124.0161 | -123.1 | -127.6295 | -122.8 | -127.4734 | 388.8306 | 389.0957
2020-08-04 00:30 | -52 | -52.1536 | 26.7837 | 29.6754 | 76.6586 | 77.1922 | -51 | -51.1566 | -180.2633 | 180.5084 | -180.2633 | 180.5084 | 28.097 | 69.6544 | 89.7 | 94.8731 | 90.9 | 95.9198 | -113.1 | -117.8597 | -121 | -126.016 | -124.1 | -129.368 | -123.6 | -128.8484 | 383.5659 | 383.7938
2020-08-04 01:00 | -57 | -57.3149 | 17.5693 | 21.7816 | 81.2633 | 81.8875 | -57 | -57.3149 | -181.8116 | 182.2318 | -181.8116 | 182.2318 | 34.2009 | 75.0724 | 91.2 | 97.1926 | 90 | 96.1728 | -112.8 | -118.5052 | -119.8 | -126.4668 | -122.9 | -129.7279 | -122.9 | -129.3433 | 375.1369 | 375.4223
2020-08-04 01:30 | -57 | -57.4282 | 19.0579 | 23.274 | 77.8166 | 78.7407 | -56 | -56.3205 | -174.1184 | 174.8748 | -174.1184 | 174.8748 | 42.2659 | 77.209 | 87.9 | 94.2105 | 89.7 | 95.5777 | -111.7 | -117.0021 | -118 | -124.1888 | -121.2 | -127.2896 | -121 | -127.0381 | 366.1851 | 366.1929
2020-08-04 02:00 | -64 | -64.4981 | 11.1395 | 17.2602 | 83.3001 | 84.098 | -64 | -64.4981 | -178.8412 | 179.5584 | -178.8412 | 179.5584 | 58.6654 | 85.6124 | 88.5 | 94.1417 | 90.6 | 95.9198 | -112.9 | -118.3587 | -119.2 | -125.2159 | -122.2 | -128.2882 | -121.9 | -128.0863 | 365.2368 | 365.2456
2020-08-04 02:30 | -58 | -58.3095 | 13.2706 | 17.5376 | 78.8674 | 79.6613 | -59 | -59.3043 | -172.1261 | 172.8597 | -172.1261 | 172.8597 | 65.2548 | 94.9273 | 89.7 | 97.3392 | 90.3 | 97.8924 | -113.5 | -121.1401 | -119 | -127.0482 | -122.6 | -131.484 | -122.2 | -130.7707 | 356.6577 | 356.7102
2020-08-04 03:00 | -52 | -52.2398 | 17.6157 | 20.0076 | 73.5167 | 74.3415 | -52 | -52.2398 | -160.0803 | 160.8078 | -160.0803 | 160.8078 | 68.2995 | 97.9788 | 92.1 | 99.329 | 91.5 | 99.164 | -113.9 | -121.501 | -120.3 | -128.16 | -123.6 | -131.4139 | -123.5 | -131.4381 | 353.808 | 353.8491
2020-08-04 03:30 | -63 | -63.3877 | 9.4327 | 14.7595 | 81.1737 | 82.0754 | -61 | -61.4003 | -173.3371 | 174.2423 | -173.3371 | 174.2423 | 70.0912 | 95.0475 | 91.2 | 98.8385 | 90.3 | 98.0087 | -114.3 | -121.713 | -120.6 | -128.2186 | -123.2 | -130.8056 | -122.8 | -131.2738 | 356.4784 | 356.5169
2020-08-04 04:00 | -57 | -57.4282 | 11.4225 | 15.3878 | 79.7568 | 80.498 | -57 | -57.3149 | -168.2364 | 168.9474 | -168.2364 | 168.9474 | 69.1409 | 95.8561 | 90 | 97.9678 | 89.7 | 97.9315 | -114.7 | -122.6945 | -120.4 | -129.2756 | -123.6 | -131.8251 | -123.6 | -132.4849 | 354.6738 | 354.9621
2020-08-04 04:30 | -57 | -57.3149 | 23.7749 | 26.8099 | 68.7045 | 69.8985 | -54 | -54.231 | -152.1826 | 153.2496 | -152.1826 | 153.2496 | 63.7904 | 93.2141 | 89.7 | 97.4561 | 90.3 | 98.0867 | -112.6 | -121.0217 | -118.9 | -127.9026 | -122 | -131.1806 | -121.5 | -131.0744 | 359.1019 | 359.232
2020-08-04 05:00 | -65 | -65.123 | 8.85 | 14.0902 | 86.7689 | 87.2636 | -64 | -64.1249 | -184.9038 | 185.4134 | -184.9038 | 185.4134 | 70.9142 | 97.7039 | 90 | 96.6023 | 91.8 | 98.389 | -115.1 | -120.7358 | -122.2 | -128.9652 | -125.4 | -132.2514 | -125.1 | -132.4472 | 400.7843 | 401.1076
2020-08-04 05:30 | -63 | -63.1269 | 16.4644 | 21.1647 | 85.0219 | 85.3919 | -63 | -63.1269 | -180.2959 | 180.5936 | -180.2959 | 180.5936 | 48.8961 | 85.1981 | 89.1 | 96.3243 | 90 | 96.933 | -114.3 | -120.8027 | -121.9 | -128.9405 | -125.5 | -132.2254 | -125.3 | -132.1074 | 395.5764 | 395.7649
2020-08-04 06:00 | -60 | -60.075 | 23.0626 | 28.1266 | 86.4707 | 86.636 | -60 | -60.075 | -196.2685 | 196.3472 | -196.2685 | 196.3472 | 29.9821 | 57.7087 | 90.3 | 95.4406 | 90.9 | 96.2032 | -114.5 | -118.957 | -122.4 | -127.6693 | -126 | -130.8014 | -125.6 | -130.1019 | 413.3448 | 413.4352
2020-08-04 06:30 | -73 | -73.171 | 21.1486 | 30.6983 | 100.3173 | 100.4413 | -73 | -73.171 | -219.0216 | 219.0224 | -219.0216 | 219.0224 | -0.35345 | 31.596 | 90.6 | 93.7249 | 90 | 93.0682 | -113.8 | -115.769 | -123.5 | -126.304 | -126.4 | -129.4141 | -126 | -129.8489 | 436.886 | 436.9049
2020-08-04 07:00 | -81 | -81.3941 | 17.888 | 34.2707 | 112.5024 | 112.6406 | -82 | -82.3893 | -241.9328 | 241.9415 | -241.9328 | 241.9415 | -39.6367 | 55.4705 | 89.1 | 91.6808 | 89.1 | 91.6106 | -113.2 | -114.7179 | -125 | -126.5912 | -128.4 | -129.9109 | -128.1 | -129.6968 | 483.3877 | 483.8813
2020-08-04 07:30 | -86 | -86.1452 | 19.7786 | 34.4021 | 117.1998 | 117.2048 | -86 | -86.1452 | -262.0231 | 262.3783 | -262.0231 | 262.3783 | -72.4345 | 79.0465 | 87 | 88.6072 | 86.1 | 87.8406 | -110.5 | -110.7773 | -124.8 | -125.093 | -128.2 | -128.516 | -128.3 | -128.4641 | 511.4065 | 512.5388
2020-08-04 08:00 | -95 | -97.5141 | 14.205 | 49.5419 | 126.1874 | 127.0069 | -95 | -97.5141 | -285.784 | 285.7977 | -285.784 | 285.7977 | -101.6246 | 103.8971 | 84.9 | 86.9136 | 84.6 | 86.6206 | -108.7 | -108.9654 | -125.1 | -125.9499 | -128.5 | -129.2043 | -128.5 | -129.5289 | 546.8422 | 549.7139
2020-08-04 08:30 | -94 | -95.0368 | 16.0097 | 42.1529 | 123.7051 | 123.8039 | -95 | -95.8853 | -283.658 | 284.0869 | -283.658 | 284.0869 | -112.9342 | 115.2107 | 82.8 | 84.6085 | 84 | 85.9069 | -108 | -107.9513 | -125.2 | -125.3559 | -128.6 | -128.4107 | -128.9 | -128.6793 | 559.7994 | 562.4749
2020-08-04 09:00 | -93 | -94.2019 | 17.2779 | 45.0403 | 123.8604 | 124.1848 | -93 | -94.0479 | -282.4803 | 282.6543 | -282.4803 | 282.6543 | -130.7374 | 132.543 | 84.3 | 87.0248 | 83.4 | 86.54 | -106.5 | -108.5121 | -126.5 | -128.5601 | -130 | -131.9937 | -129.9 | -131.8656 | 606.9308 | 608.7259
2020-08-04 09:30 | -104 | -105.2236 | -5.9281 | 40.2023 | 134.069 | 134.4384 | -104 | -105.0762 | -295.0288 | 295.0958 | -295.0288 | 295.0958 | -129.6923 | 132.8997 | 83.7 | 86.1502 | 82.5 | 85.1308 | -104.8 | -106.2842 | -125.5 | -127.5902 | -128.6 | -131.0068 | -128.6 | -130.8024 | 625.5347 | 626.4469
2020-08-04 10:00 | -105 | -106.5317 | -5.4948 | 38.8936 | 126.9127 | 127.6576 | -105 | -106.3673 | -296.1804 | 296.2376 | -296.1804 | 296.2376 | -108.6977 | 115.1498 | 83.4 | 86.7021 | 82.5 | 85.673 | -105.6 | -107.8252 | -121.5 | -123.9654 | -124.3 | -127.3971 | -124.1 | -127.2802 | 596.0502 | 596.7204
2020-08-04 10:30 | -97 | -99.4636 | -10.436 | 39.4022 | 124.8856 | 125.9573 | -97 | -99.2472 | -308.0444 | 308.2647 | -308.0444 | 308.2647 | -97.2269 | 100.8627 | 85.5 | 88.724 | 86.4 | 89.5916 | -108.7 | -111.1407 | -122.1 | -125.0077 | -125.5 | -128.2225 | -125.1 | -128.0248 | 555.8783 | 556.2551
2020-08-04 11:00 | -112 | -114.5426 | -23.1633 | 45.0522 | 135.4265 | 136.5001 | -112 | -114.3372 | -323.2899 | 323.468 | -323.2899 | 323.468 | -129.2355 | 130.6514 | 83.4 | 85.8587 | 84 | 86.5129 | -106 | -107.9787 | -121.6 | -123.6787 | -124.8 | -127.0157 | -124.8 | -126.4887 | 589.4348 | 590.4122
2020-08-04 11:30 | -115 | -117.4777 | -12.0175 | 48.3537 | 143.4771 | 144.3759 | -114 | -116.709 | -330.6393 | 330.8061 | -330.6393 | 330.8061 | -128.1726 | 130.4067 | 83.4 | 86.0033 | 84.3 | 87.0233 | -104.8 | -107.1883 | -122.2 | -124.3519 | -125.5 | -127.4421 | -125.2 | -127.3607 | 598.864 | 600.3804
2020-08-04 12:00 | -126 | -127.5774 | -20.5323 | 49.4773 | 155.3443 | 155.6366 | -126 | -127.4245 | -339.1815 | 339.4689 | -339.1815 | 339.4689 | -142.1795 | 143.3067 | 82.5 | 84.5053 | 83.1 | 85.0652 | -104 | -105.209 | -126.4 | -128.0469 | -129.9 | -131.4043 | -129.4 | -131.0055 | 647.1275 | 650.1109
2020-08-04 12:30 | -134 | -134.1827 | -10.09 | 42.8582 | 167.554 | 167.7167 | -134 | -134.1827 | -324.3099 | 325.3351 | -324.3099 | 325.3351 | -144.3631 | 147.0823 | 81 | 83.7537 | 81.6 | 84.4877 | -102.7 | -104.4798 | -128.7 | -130.4655 | -132.3 | -134.0701 | -132 | -133.7706 | 633.8037 | 637.8145
2020-08-04 13:00 | -122 | -122.1024 | -8.2433 | 41.1138 | 159.4324 | 159.5022 | -123 | -123.1016 | -305.1116 | 305.6768 | -305.1116 | 305.6768 | -112.1332 | 117.211 | 81.9 | 85.0954 | 81.9 | 85.2602 | -104.1 | -105.6683 | -127.3 | -129.3416 | -131.1 | -133.0883 | -130.6 | -132.5833 | 616.4506 | 618.5589
2020-08-04 13:30 | -125 | -125.7816 | -40.9227 | 52.361 | 150.9513 | 151.1618 | -125 | -125.7816 | -298.6152 | 298.63 | -298.6152 | 298.63 | -80.7936 | 91.138 | 86.4 | 89.5127 | 86.7 | 89.7246 | -108.6 | -110.3902 | -127.4 | -129.5354 | -131.3 | -133.2434 | -130.4 | -132.4802 | 582.9446 | 584.6791
2020-08-04 14:00 | -125 | -125.6742 | -37.6529 | 49.1933 | 147.1811 | 147.4182 | -126 | -126.6689 | -295.2253 | 295.2461 | -295.2253 | 295.2461 | -73.2186 | 82.4858 | 86.7 | 89.3502 | 87.9 | 90.515 | -110.1 | -111.7616 | -125.4 | -128.1031 | -128.9 | -131.6332 | -128.4 | -131.2613 | 573.7437 | 574.9741
2020-08-04 14:30 | -126 | -127.4245 | -36.2018 | 51.0838 | 149.2417 | 149.7793 | -127 | -128.2692 | -301.5641 | 301.5793 | -301.5641 | 301.5793 | -86.7322 | 95.639 | 84.3 | 87.4874 | 84.3 | 87.4874 | -108.7 | -110.5136 | -125.6 | -128.3445 | -128.9 | -131.718 | -128.7 | -131.8321 | 571.8895 | 573.2
2020-08-04 15:00 | -122 | -122.8007 | -30.8796 | 44.6477 | 144.7297 | 145.0256 | -123 | -123.7942 | -304.2589 | 304.2888 | -304.2589 | 304.2888 | -117.7752 | 123.3908 | 83.4 | 86.0033 | 85.2 | 87.8221 | -107.6 | -108.587 | -127.7 | -129.1531 | -131.4 | -133.3942 | -130.9 | -133.0152 | 597.5024 | 599.4994
2020-08-04 15:30 | -116 | -116.619 | -2.5899 | 36.6126 | 141.6937 | 141.7382 | -115 | -115.5249 | -301.6423 | 302.0014 | -301.6423 | 302.0014 | -138.4495 | 140.3969 | 89.4 | 91.8333 | 89.7 | 92.1942 | -112.6 | -114.8041 | -128.2 | -130.4851 | -131.6 | -134.3318 | -131.2 | -134.2483 | 533.6165 | 535.4576
2020-08-04 16:00 | -114 | -114.4378 | -5.1798 | 33.3305 | 142.1993 | 142.2276 | -111 | -111.4495 | -300.1877 | 300.531 | -300.1877 | 300.531 | -137.187 | 138.2337 | 88.5 | 90.6879 | 88.5 | 90.8208 | -112.4 | -113.4213 | -127.3 | -129.187 | -130.9 | -132.3748 | -130.8 | -132.2755 | 528.8179 | 530.1337
2020-08-04 16:30 | -113 | -113.1592 | 8.1985 | 38.5527 | 143.6564 | 143.6692 | -113 | -113.1592 | -303.9645 | 304.5986 | -303.9645 | 304.5986 | -141.9672 | 143.126 | 91.5 | 93.4927 | 90.3 | 91.9611 | -112.9 | -114.4382 | -127.3 | -129.7111 | -130.7 | -133.2788 | -130.4 | -133.005 | 559.1907 | 560.6768
2020-08-04 17:00 | -99 | -99.0202 | 22.0846 | 39.4584 | 131.3164 | 131.459 | -99 | -99.0202 | -295.2986 | 296.9445 | -295.2986 | 296.9445 | -153.8447 | 156.3689 | 89.1 | 91.4729 | 90 | 92.4175 | -114.1 | -116.1665 | -130.3 | -131.1751 | -133.3 | -135.2527 | -133.3 | -134.5277 | 580.6356 | 582.8771
2020-08-04 17:30 | -85 | -85 | 38.3241 | 52.0492 | 122.5715 | 122.8749 | -85 | -85 | -297.6328 | 300.7805 | -297.6328 | 300.7805 | -192.9623 | 193.807 | 88.2 | 90.8782 | 89.7 | 92.4896 | -113.6 | -115.2278 | -131.2 | -133.6031 | -134.5 | -137.1722 | -134.6 | -137.223 | 595.6887 | 596.4591
2020-08-04 18:00 | -84 | -84.0238 | 46.6545 | 64.2214 | 122.2853 | 122.475 | -83 | -83.0241 | -305.9094 | 309.3045 | -305.9094 | 309.3045 | -209.0702 | 209.568 | 87.3 | 89.2595 | 88.5 | 90.4956 | -113.1 | -113.4768 | -132.5 | -134.3466 | -136.1 | -137.7803 | -136.2 | -137.9476 | 628.4323 | 629.4087
2020-08-04 18:30 | -83 | -83 | 50.5687 | 67.1249 | 121.9808 | 122.3196 | -83 | -83 | -308.6336 | 312.3118 | -308.6336 | 312.3118 | -213.4645 | 213.6683 | 88.8 | 90.852 | 88.8 | 90.852 | -112.4 | -113.817 | -132 | -134.6974 | -135.4 | -137.7803 | -135.7 | -138.1085 | 603.9083 | 604.5482
2020-08-04 19:00 | -93 | -93.0215 | 36.6716 | 58.2023 | 132.2548 | 132.3947 | -92 | -92.0217 | -314.9817 | 317.5463 | -314.9817 | 317.5463 | -192.8353 | 192.911 | 87.6 | 90.296 | 87.6 | 90.2237 | -110 | -111.6459 | -129 | -131.7449 | -132.7 | -135.3907 | -132.8 | -135.3237 | 601.6995 | 602.4696
2020-08-04 19:30 | -96 | -96.1873 | 32.4301 | 56.1802 | 134.4112 | 134.4758 | -96 | -96.1301 | -310.074 | 311.8353 | -310.074 | 311.8353 | -164.4528 | 164.7359 | 88.8 | 90.9807 | 87.9 | 90.3737 | -111.2 | -113.419 | -129.9 | -132.7526 | -133.4 | -136.34 | -133.1 | -136.2692 | 593.7116 | 594.504
2020-08-04 20:00 | -96 | -96.2549 | 29.7487 | 52.4212 | 132.7812 | 132.8221 | -96 | -96.1301 | -303.8747 | 305.2898 | -303.8747 | 305.2898 | -148.3139 | 148.8381 | 88.5 | 91.6062 | 89.1 | 92.1215 | -112.4 | -114.9045 | -130.4 | -133.6402 | -133.9 | -137.0469 | -133.8 | -136.7247 | 582.8348 | 583.3202
2020-08-04 20:30 | -101 | -103.1601 | 21.574 | 60.5249 | 137.1799 | 137.6055 | -100 | -102.1812 | -303.278 | 303.2825 | -303.278 | 303.2825 | -122.4716 | 127.6246 | 88.8 | 91.6803 | 88.8 | 91.9861 | -112.1 | -113.8847 | -128.5 | -131.4306 | -132.2 | -134.9787 | -131.8 | -134.7772 | 576.3352 | 577.0852
2020-08-04 21:00 | -98 | -100.2247 | 22.8824 | 55.7338 | 132.9904 | 133.4702 | -99 | -101 | -293.0311 | 293.0316 | -293.0311 | 293.0316 | -112.9236 | 118.2471 | 88.5 | 91.7755 | 89.1 | 92.3542 | -112.1 | -114.3951 | -128.3 | -131.4927 | -131.7 | -135.2562 | -131.7 | -134.8551 | 552.968 | 553.6774
2020-08-04 21:30 | -84 | -85.3288 | 30.4299 | 52.5096 | 117.7459 | 118.1535 | -84 | -85.3288 | -268.3018 | 268.3022 | -268.3018 | 268.3022 | -92.0405 | 96.6706 | 86.1 | 88.4837 | 85.5 | 88.3351 | -107.7 | -109.7035 | -123.8 | -126.8718 | -127.3 | -130.4003 | -127.1 | -129.9481 | 536.7987 | 538.1448
2020-08-04 22:00 | -76 | -76 | 30.3437 | 39.1658 | 108.0764 | 108.1781 | -76 | -76 | -243.5878 | 244.0753 | -243.5878 | 244.0753 | -61.3674 | 64.4044 | 88.5 | 91.4651 | 87.6 | 90.5185 | -111.3 | -112.8953 | -126.1 | -129.3026 | -129.8 | -132.8488 | -129.5 | -132.5662 | 501.2676 | 501.6448
2020-08-04 22:30 | -74 | -74 | 28.9878 | 34.8848 | 104.4472 | 104.46 | -73 | -73 | -237.3111 | 237.6392 | -237.3111 | 237.6392 | -31.9178 | 42.1398 | 88.5 | 91.2419 | 90.6 | 93.2802 | -113.1 | -114.1946 | -125.7 | -128.176 | -129.3 | -131.6052 | -129 | -131.3888 | 481.9674 | 482.7946
2020-08-04 23:00 | -68 | -68 | 28.2664 | 33.7392 | 99.0947 | 99.0959 | -68 | -68 | -229.583 | 229.7156 | -229.583 | 229.7156 | -6.12 | 51.1654 | 90.9 | 93.7892 | 89.7 | 92.7019 | -114.4 | -116.4342 | -126.6 | -129.6378 | -130.2 | -132.6967 | -129.3 | -132.0464 | 458.3162 | 459.1975
2020-08-04 23:30 | -62 | -62.0322 | 33.4638 | 37.547 | 90.1677 | 90.1974 | -63 | -63.0317 | -224.4241 | 224.5315 | -224.4241 | 224.5315 | -14.5319 | 49.3491 | 90.9 | 93.7892 | 90.3 | 93.2826 | -115.8 | -117.8527 | -126.1 | -129.128 | -129.4 | -132.5229 | -129.2 | -132.2845 | 448.8608 | 449.6041
2020-08-05 | -64 | -64.0078 | 25.1474 | 27.4362 | 91.1971 | 91.2143 | -64 | -64.0312 | -213.4572 | 213.7134 | -213.4572 | 213.7134 | -3.9621 | 65.8798 | 91.8 | 95.117 | 90.9 | 94.3284 | -116 | -118.147 | -125.4 | -128.2928 | -128.5 | -131.3297 | -128.3 | -131.2538 | 421.6472 | 422.8113
2020-08-05 00:30 | -61 | -61.2944 | 25.5685 | 31.4285 | 86.7435 | 87.1136 | -65 | -65.192 | -200.0344 | 200.1749 | -200.0344 | 200.1749 | 12.5443 | 62.9633 | 93.3 | 96.4126 | 93.3 | 96.5655 | -116.4 | -119.9842 | -125.3 | -128.7707 | -128.2 | -131.8083 | -128.1 | -131.9487 | 413.3083 | 413.9545
2020-08-05 01:00 | -66 | -66.4831 | 18.0862 | 25.7349 | 90.4573 | 91.1012 | -66 | -66.4831 | -199.793 | 200.1711 | -199.793 | 200.1711 | 22.8636 | 66.3922 | 92.7 | 96.0642 | 92.4 | 95.6962 | -117 | -119.2604 | -125.6 | -128.6615 | -128.8 | -131.9371 | -128.7 | -131.9049 | 412.3028 | 412.6764
2020-08-05 01:30 | -70 | -70.5762 | 9.1245 | 19.4973 | 95.1837 | 95.897 | -70 | -70.5762 | -205.5535 | 206.106 | -205.5535 | 206.106 | 41.8871 | 74.2735 | 90.6 | 94.4524 | 90.6 | 94.368 | -114.9 | -117.83 | -123.6 | -127.3797 | -126.5 | -130.2908 | -126.5 | -129.9021 | 414.3165 | 414.5936
2020-08-05 02:00 | -77 | -77.7817 | 5.7625 | 18.8498 | 95.2532 | 96.3314 | -76 | -76.7919 | -200.1204 | 201.1037 | -200.1204 | 201.1037 | 51.9674 | 78.9879 | 92.1 | 96.6787 | 92.1 | 96.7703 | -116.2 | -120.3464 | -124.8 | -129.3539 | -128 | -132.53 | -127.5 | -132.5353 | 411.5618 | 411.8797
2020-08-05 02:30 | -74 | -74.9667 | 2.9757 | 19.0523 | 95.3051 | 96.3527 | -73 | -73.9797 | -197.6018 | 198.6731 | -197.6018 | 198.6731 | 62.2145 | 82.8863 | 91.8 | 96.861 | 93 | 97.9049 | -117.9 | -122.3154 | -126.2 | -130.9189 | -129.3 | -134.0498 | -129.1 | -134.0057 | 403.4925 | 403.7491
2020-08-05 03:00 | -73 | -73.5527 | 2.2953 | 16.6022 | 95.9194 | 96.6505 | -74 | -74.4312 | -202.1275 | 203.0394 | -202.1275 | 203.0394 | 70.5027 | 90.2784 | 93.3 | 97.5558 | 93.3 | 97.7328 | -116.9 | -121.171 | -125.3 | -129.9805 | -128.6 | -133.2788 | -128.3 | -133.1611 | 401.9131 | 402.1192
2020-08-05 03:30 | -75 | -75.5381 | 2.8233 | 17.2849 | 94.3571 | 95.3421 | -75 | -75.5381 | -193.6585 | 194.8164 | -193.6585 | 194.8164 | 66.7411 | 84.8296 | 94.5 | 98.2815 | 93.3 | 97.212 | -117.3 | -120.5684 | -124.5 | -129.1057 | -127.2 | -132.0169 | -127.3 | -131.8484 | 393.836 | 393.9596
2020-08-05 04:00 | -75 | -75.5381 | -0.12765 | 16.0508 | 96.6072 | 97.4583 | -76 | -76.6551 | -196.6563 | 197.5763 | -196.6563 | 197.5763 | 68.2369 | 86.9106 | 95.1 | 99.1081 | 94.5 | 98.7041 | -118.3 | -122.1675 | -125.4 | -130.0494 | -128 | -133.3255 | -128.2 | -132.6014 | 385.8821 | 386.0748
2020-08-05 04:30 | -75 | -75.6637 | 2.2276 | 17.9582 | 96.0819 | 96.7954 | -76 | -76.531 | -194.2357 | 195.0213 | -194.2357 | 195.0213 | 70.9626 | 91.3502 | 93.6 | 98.1087 | 93.3 | 97.7328 | -118.3 | -121.4862 | -125.5 | -129.9596 | -128.4 | -133.4054 | -128.5 | -133.4113 | 395.0523 | 395.1014
2020-08-05 05:00 | -70 | -70.4557 | 11.2088 | 19.8461 | 91.5386 | 91.9668 | -69 | -69.3542 | -192.4171 | 192.8868 | -192.4171 | 192.8868 | 67.4928 | 88.8921 | 93 | 97.1815 | 94.2 | 98.2448 | -118.2 | -120.9106 | -125.8 | -130.1204 | -128.9 | -133.4433 | -129.4 | -133.7129 | 409.2573 | 409.4235
2020-08-05 05:30 | -70 | -70.4557 | 9.3022 | 18.8061 | 95.7327 | 96.259 | -69 | -69.4622 | -202.4252 | 202.8993 | -202.4252 | 202.8993 | 48.8998 | 78.1716 | 91.5 | 95.6591 | 93 | 97.0948 | -118.8 | -121.9807 | -127.4 | -131.3818 | -130.6 | -134.6078 | -130.4 | -134.56 | 418.0143 | 418.3501
2020-08-05 06:00 | -72 | -72.1734 | 16.3152 | 23.8984 | 97.8587 | 98.0224 | -73 | -73.171 | -210.8942 | 210.9299 | -210.8942 | 210.9299 | 30.386 | 68.7856 | 93 | 98.094 | 93.6 | 98.6631 | -117.6 | -121.7716 | -126.5 | -130.0727 | -129.7 | -133.5893 | -129.7 | -133.274 | 427.3003 | 428.3375
2020-08-05 06:30 | -62 | -62.2013 | 28.6439 | 37.9775 | 97.4344 | 97.53 | -63 | -63.1269 | -227.822 | 227.8263 | -227.822 | 227.8263 | -4.1381 | 42.0108 | 93.9 | 98.7602 | 94.2 | 98.6631 | -119.4 | -122.7231 | -129.2 | -132.7512 | -132.4 | -135.983 | -132.6 | -135.7878 | 441.8345 | 443.6673
2020-08-05 07:00 | -77 | -77 | 24.963 | 34.698 | 108.888 | 108.9071 | -76 | -76 | -247.4207 | 247.7024 | -247.4207 | 247.7024 | -30.4573 | 60.4084 | 91.5 | 95.1497 | 92.1 | 95.7268 | -116.8 | -119.4247 | -129 | -132.0497 | -133 | -135.2681 | -132.4 | -135.0716 | 505.9952 | 509.8728
2020-08-05 07:30 | -108 | -109.1787 | 1.5228 | 8.1829 | 138.6069 | 140.6651 | -108 | -109.1787 | -308.2591 | 312.2922 | -308.2591 | 312.2922 | -59.2417 | 75.0125 | 89.4 | 92.8029 | 90.6 | 94.0394 | -114.3 | -117.2986 | -129.2 | -132.0061 | -132.8 | -135.2039 | -132.7 | -134.9504 | 533.8369 | 539.6613
2020-08-05 08:00 | -109 | -109.0413 | 1.3063 | 28.9443 | 143.4203 | 143.6923 | -109 | -109.0413 | -327.196 | 328.6317 | -327.196 | 328.6317 | -94.5447 | 109.1062 | 90 | 92.4862 | 89.7 | 92.3347 | -113.4 | -114.7844 | -131.3 | -132.795 | -134.7 | -136.4062 | -134.7 | -136.208 | 572.9446 | 582.2254
2020-08-05 08:30 | -120 | -120.0375 | -2.2773 | 31.9295 | 148.149 | 148.4008 | -120 | -120.0375 | -325.9578 | 327.797 | -325.9578 | 327.797 | -120.5026 | 134.3792 | 87 | 89.6413 | 88.5 | 91.0271 | -111.2 | -113.5669 | -131.6 | -133.6287 | -135.2 | -137.2849 | -135.1 | -137.346 | 597.7405 | 605.7929
2020-08-05 09:00 | -99 | -99 | 11.8136 | 30.1622 | 130.2941 | 130.7229 | -99 | -99 | -300.168 | 302.5643 | -300.168 | 302.5643 | -130.7739 | 143.667 | 87.9 | 90.734 | 87 | 89.938 | -110.3 | -111.5888 | -132 | -133.4758 | -135.7 | -137.2744 | -135.9 | -136.9664 | 589.8794 | 600.5569
2020-08-05 09:30 | -106 | -106 | 2.8029 | 25.8836 | 134.4905 | 134.8866 | -105 | -105 | -297.474 | 299.5278 | -297.474 | 299.5278 | -122.0725 | 135.2257 | 86.7 | 89.3502 | 86.4 | 89.1323 | -109.6 | -111.2347 | -131.5 | -132.7555 | -135 | -136.3426 | -134.9 | -136.1824 | 596.1375 | 605.1036
2020-08-05 10:00 | -103 | -103.0049 | -5.7281 | 25.1304 | 130.8508 | 130.969 | -100 | -100 | -291.8699 | 293.2848 | -291.8699 | 293.2848 | -110.9114 | 128.9803 | 85.5 | 88.724 | 86.1 | 89.2231 | -109.5 | -111.9432 | -129.9 | -131.6371 | -133.1 | -135.0556 | -133.3 | -134.6923 | 570.5018 | 581.3705
2020-08-05 10:30 | -112 | -112.0179 | -13.7417 | 29.1823 | 138.7727 | 138.8611 | -110 | -110.0409 | -308.3019 | 309.3264 | -308.3019 | 309.3264 | -79.2487 | 104.5648 | 85.5 | 88.9686 | 84.9 | 88.3921 | -108.5 | -110.8084 | -127 | -129.3039 | -130.9 | -132.6578 | -130.3 | -133.0321 | 560.2599 | 568.4858
2020-08-05 11:00 | -102 | -102.1763 | -12.4789 | 23.1839 | 128.4658 | 128.4754 | -102 | -102.1225 | -293.6486 | 294.2171 | -293.6486 | 294.2171 | -65.7152 | 89.3934 | 85.8 | 89.4242 | 85.5 | 89.3078 | -106.8 | -109.9624 | -126 | -129.0837 | -129.6 | -132.8891 | -129.3 | -132.439 | 545.1584 | 552.3139
2020-08-05 11:30 | -121 | -121.1487 | -16.5578 | 29.1465 | 149.0498 | 149.0841 | -121 | -121.1033 | -309.9431 | 310.5776 | -309.9431 | 310.5776 | -58.7524 | 79.7575 | 87 | 90.4931 | 86.7 | 90.041 | -109.7 | -112.024 | -128.7 | -131.4192 | -132.4 | -135.0676 | -131.9 | -134.5009 | 551.4321 | 558.7793
2020-08-05 12:00 | -126 | -126.2537 | -21.4913 | 34.3138 | 154.4932 | 154.4941 | -125 | -125.1958 | -313.3316 | 313.9085 | -313.3316 | 313.9085 | -50.1882 | 73.1825 | 85.8 | 89.3401 | 87 | 90.2497 | -108.9 | -111.7079 | -128.3 | -131.321 | -131.9 | -134.754 | -131.9 | -134.4448 | 576.1277 | 582.9718
2020-08-05 12:30 | -126 | -126.2537 | -16.3803 | 31.9229 | 150.7759 | 150.7811 | -126 | -126.2537 | -316.1425 | 316.5304 | -316.1425 | 316.5304 | -70.606 | 89.366 | 85.2 | 89.1964 | 86.4 | 90.1698 | -109.5 | -111.9933 | -130.9 | -133.6934 | -134.6 | -137.1674 | -134.6 | -137.0316 | 567.3661 | 574.3433
2020-08-05 13:00 | -127 | -127.0984 | -20.5013 | 35.4138 | 154.7704 | 154.8939 | -126 | -126.0635 | -308.8597 | 309.7562 | -308.8597 | 309.7562 | -72.2197 | 88.7351 | 85.8 | 89.5092 | 86.1 | 89.8824 | -108.9 | -111.0245 | -133.2 | -135.3108 | -136.9 | -139.0477 | -136.8 | -138.9766 | 584.0595 | 592.9165
2020-08-05 13:30 | -130 | -130.0961 | -16.7933 | 38.679 | 158.8654 | 158.9983 | -130 | -130.0615 | -311.8605 | 312.5935 | -311.8605 | 312.5935 | -50.4773 | 73.7728 | 86.7 | 90.4573 | 86.7 | 90.4573 | -110.4 | -113.3572 | -132 | -133.7709 | -135.8 | -137.6962 | -135.3 | -137.8134 | 563.1483 | 570.3636
2020-08-05 14:00 | -111 | -111.0045 | -13.4475 | 21.6757 | 139.1265 | 139.5473 | -111 | -111 | -279.6088 | 281.1072 | -279.6088 | 281.1072 | -56.314 | 68.794 | 88.2 | 92.0663 | 89.7 | 93.5043 | -113.3 | -115.814 | -131.3 | -133.4624 | -134.9 | -137.0739 | -135 | -137.1169 | 522.9677 | 530.2931
2020-08-05 14:30 | -113 | -113.0708 | -4.5129 | 22.4543 | 143.1029 | 143.8156 | -113 | -113.0708 | -286.2571 | 287.7775 | -286.2571 | 287.7775 | -58.6659 | 69.1464 | 88.5 | 91.9362 | 90 | 93.3014 | -113.2 | -115.318 | -130.8 | -133.2428 | -134.5 | -136.4563 | -134.5 | -136.4218 | 530.1253 | 537.5421
2020-08-05 15:00 | -119 | -119.0378 | -18.2844 | 24.7664 | 147.2876 | 147.867 | -120 | -120.0375 | -304.2279 | 305.4556 | -304.2279 | 305.4556 | -59.6525 | 67.7872 | 89.1 | 92.4336 | 87.9 | 91.197 | -111.6 | -113.6719 | -128.7 | -130.5508 | -132.7 | -134.2092 | -132.2 | -134.5755 | 510.3137 | 517.1398
2020-08-05 15:30 | -61 | -61.4003 | 29.6098 | 31.5714 | 89.3184 | 89.7778 | -61 | -61.4003 | -211.2784 | 213.1425 | -211.2784 | 213.1425 | -80.4197 | 87.1569 | 90 | 93.7081 | 89.7 | 93.42 | -114.7 | -116.5026 | -129.6 | -132.0843 | -133.2 | -135.791 | -133.4 | -135.6157 | 470.0159 | 476.7535
2020-08-05 16:00 | -63 | -63.1269 | 34.6015 | 38.8091 | 93.3749 | 93.4646 | -62 | -62.1289 | -232.0111 | 232.121 | -232.0111 | 232.121 | -100.6538 | 103.134 | 90.6 | 93.5731 | 90 | 92.9172 | -114 | -115.6728 | -127.4 | -129.4065 | -131 | -132.5462 | -130.8 | -132.7381 | 467.1599 | 472.9188
2020-08-05 16:30 | -47 | -47.0956 | 58.8272 | 58.8737 | 81.7073 | 82.1712 | -47 | -47.0956 | -215.9907 | 216.1886 | -215.9907 | 216.1886 | -107.1858 | 114.7922 | 90.6 | 93.3521 | 90.9 | 93.5716 | -114.2 | -116.3739 | -129.1 | -131.2574 | -132.6 | -134.7723 | -132.7 | -134.7822 | 519.0637 | 525.0146
2020-08-05 17:00 | -36 | -36 | 73.1404 | 73.2388 | 74.3657 | 74.4425 | -36 | -36 | -215.0364 | 215.9043 | -215.0364 | 215.9043 | -127.9505 | 130.0081 | 90.6 | 92.8028 | 91.5 | 93.4927 | -115.8 | -116.9422 | -130.8 | -132.6225 | -134.4 | -136.2049 | -134.4 | -136.1246 | 525.7394 | 529.3752
2020-08-05 17:30 | -24 | -28.3019 | 96.2858 | 97.7961 | 61.8047 | 64.8851 | -25 | -29.1548 | -205.4599 | 205.4745 | -205.4599 | 205.4745 | -168.944 | 174.3854 | 90.3 | 92.1357 | 89.4 | 91.376 | -113.8 | -114.9639 | -129.6 | -131.454 | -133.1 | -134.9717 | -133.4 | -134.9883 | 535.5317 | 540.628
2020-08-05 18:00 | -28 | -32.249 | 97.6866 | 100.4331 | 70.1985 | 72.2309 | -28 | -32.249 | -226.5872 | 226.783 | -226.5872 | 226.783 | -200.1143 | 223.5581 | 89.1 | 91.1452 | 87.9 | 89.9725 | -112.5 | -113.6604 | -131 | -133.1984 | -135 | -137.259 | -134.9 | -137.0008 | 563.0747 | 567.9587
2020-08-05 18:30 | -24 | -29.4109 | 99.981 | 102.9765 | 67.5374 | 70.0675 | -26 | -31.0644 | -222.0772 | 222.2336 | -222.0772 | 222.2336 | -187.9222 | 214.5604 | 87.9 | 90.3737 | 87.9 | 90.3737 | -111.2 | -113.2227 | -130.8 | -133.4773 | -134 | -137.1248 | -134.1 | -136.6547 | 574.1427 | 578.0615
2020-08-05 19:00 | -28 | -28.0713 | 94.8163 | 95.2817 | 69.4685 | 69.5777 | -27 | -27.074 | -221.4347 | 223.1636 | -221.4347 | 223.1636 | -171.2441 | 193.731 | 87 | 89.3597 | 84.9 | 87.3871 | -108.1 | -109.1167 | -127.1 | -129.0642 | -130.9 | -132.6736 | -130.8 | -132.6578 | 561.5621 | 564.8544
2020-08-05 19:30 | -33 | -33.1361 | 87.9979 | 88.4192 | 73.2914 | 73.481 | -32 | -32.1403 | -221.1749 | 222.386 | -221.1749 | 222.386 | -144.1241 | 174.3667 | 89.1 | 91.897 | 88.8 | 91.6106 | -112.6 | -114.505 | -129.7 | -132.4581 | -133.6 | -136.5973 | -133.6 | -136.0118 | 549.7446 | 554.0094
2020-08-05 20:00 | -36 | -36.3456 | 85.0751 | 85.3591 | 73.1674 | 73.5928 | -36 | -36.3456 | -216.1482 | 216.831 | -216.1482 | 216.831 | -132.4574 | 166.4669 | 87.9 | 91.039 | 87 | 90.3299 | -110.4 | -112.5707 | -127.7 | -129.8128 | -131.7 | -134.0272 | -131.5 | -133.4376 | 544.0333 | 547.9393
2020-08-05 20:30 | -39 | -39.4588 | 77.6368 | 77.8465 | 77.96 | 78.4413 | -39 | -39.4588 | -217.1073 | 217.5575 | -217.1073 | 217.5575 | -106.4492 | 145.336 | 91.2 | 94.4595 | 90.9 | 94.0149 | -113.6 | -115.3163 | -128 | -130.8167 | -132 | -134.5609 | -131.7 | -134.4392 | 529.5633 | 532.5993
2020-08-05 21:00 | -36 | -36.3456 | 77.2172 | 77.2696 | 73.9492 | 74.6338 | -36 | -36.2215 | -208.4787 | 208.6392 | -208.4787 | 208.6392 | -92.5625 | 153.5995 | 90.6 | 94.6237 | 90 | 93.9628 | -113.9 | -116.8076 | -127.9 | -131.1458 | -131.8 | -134.6507 | -131.5 | -134.6085 | 511.1961 | 514.8139
2020-08-05 21:30 | -33 | -33.1361 | 75.4149 | 75.4449 | 70.026 | 70.5805 | -33 | -33.0606 | -200.2845 | 200.4228 | -200.2845 | 200.4228 | -74.4 | 92.0711 | 90 | 93.2228 | 90.3 | 93.6702 | -114.9 | -117.1067 | -128.7 | -130.7589 | -132.2 | -134.3528 | -132.3 | -134.2984 | 485.3794 | 491.2919
2020-08-05 22:00 | -34 | -37.1618 | 0 | 0 | 0 | 0 | -34 | -37.1618 |  | 0 |  | 0 | 0 | 0 | 91.5 | 94.9868 | 91.5 | 94.9067 | -115.2 | -118.0492 | -127.7 | -129.7124 | -130.9 | -133.2415 | -131.2 | -133.1262 |  | 0
2020-08-05 22:30 | -31 | -33.6155 | 0 | 0 | 0 | 0 | -31 | -33.6155 |  | 0 |  | 0 | 0 | 0 | 91.5 | 94.6718 | 91.5 | 94.6718 | -114.9 | -117.003 | -125.4 | -127.907 | -128.6 | -131.1429 | -128.5 | -131.1625 |  | 0
2020-08-05 23:00 | -24 | -24.0832 | 0 | 0 | 0 | 0 | -24 | -24.1868 |  | 0 |  | 0 | 0 | 0 | 90.9 | 94.7402 | 90.9 | 94.8252 | -114.7 | -117.7296 | -125.7 | -129.2193 | -129.2 | -132.6147 | -128.7 | -132.4947 |  | 0
2020-08-05 23:30 | -16 | -16.4924 | 0 | 0 | 0 | 0 | -16 | -16.4924 |  | 0 |  | 0 | 0 | 0 | 91.8 | 94.3761 | 91.8 | 94.3761 | -116 | -118.2212 | -125 | -127.8962 | -128.3 | -130.8572 | -128.2 | -130.8572 |  | 0
2020-08-06 | -7 | -7.0711 | 0 | 0 | 0 | 0 | -7 | -7.0711 |  | 0 |  | 0 | 0 | 0 | 87 | 90.0145 | 87.3 | 90.5389 | -112.3 | -114.1397 | -120.6 | -123.1543 | -123.8 | -126.1924 | -123.7 | -126.1366 |  | 0
2020-08-06 00:30 | -13 | -13 | 0 | 0 | 0 | 0 | -13 | -13 |  | 0 |  | 0 | 0 | 0 | 91.2 | 95.7301 | 91.5 | 95.8358 | -115.1 | -118.2863 | -121.6 | -125.4453 | -124.7 | -128.6416 | -124.6 | -128.3313 |  | 0
2020-08-06 01:00 | -19 | -19 | 0 | 0 | 0 | 0 | -19 | -19 |  | 0 |  | 0 | 0 | 0 | 94.5 | 99.9 | 93.3 | 98.4741 | -119 | -123.2812 | -124.5 | -129.9942 | -127.2 | -132.9055 | -127.7 | -133.1858 |  | 0
2020-08-06 01:30 | -12 | -12 | 0 | 0 | 0 | 0 | -12 | -12 |  | 0 |  | 0 | 0 | 0 | 93.9 | 100.4575 | 92.1 | 98.9955 | -115.7 | -122.9049 | -121.1 | -129.4361 | -124.2 | -132.6193 | -123.6 | -132.4441 |  | 0
2020-08-06 02:00 | -11 | -11 | 0 | 0 | 0 | 0 | -11 | -11 |  | 0 |  | 0 | 0 | 0 | 90.9 | 98.1041 | 92.7 | 99.6637 | -118.2 | -124.473 | -122.7 | -130.5383 | -125.5 | -133.7337 | -125.6 | -133.5215 |  | 0
2020-08-06 02:30 | -16 | -16.0312 | 0 | 0 | 0 | 0 | -15 | -15.1327 |  | 0 |  | 0 | 0 | 0 | 94.8 | 101.0893 | 94.8 | 100.9855 | -119.5 | -125.6411 | -124.3 | -131.8245 | -127.4 | -134.7644 | -127.1 | -134.7095 |  | 0
2020-08-06 03:00 | -16 | -16.0312 | 0 | 0 | 0 | 0 | -17 | -17.0294 |  | 0 |  | 0 | 0 | 0 | 95.7 | 102.0375 | 94.8 | 101.5122 | -119.7 | -126.6809 | -124.3 | -132.0668 | -127.5 | -135.3222 | -127.4 | -135.2363 |  | 0
2020-08-06 03:30 | -12 | -12.1655 | 0 | 0 | 0 | 0 | -12 | -12.1655 |  | 0 |  | 0 | 0 | 0 | 94.2 | 101.0604 | 96.3 | 103.0206 | -120.5 | -127.2198 | -124.4 | -131.2987 | -127.5 | -134.5558 | -127.3 | -134.4626 |  | 0
2020-08-06 04:00 | -12 | -12.1655 | 0 | 0 | 0 | 0 | -12 | -12.1655 |  | 0 |  | 0 | 0 | 0 | 94.8 | 101.6199 | 97.2 | 103.6525 | -121.5 | -128.4837 | -125.7 | -132.8796 | -128.7 | -136.3268 | -128.6 | -136.0728 |  | 0
2020-08-06 04:30 | -13 | -13.3417 | 0 | 0 | 0 | 0 | -17 | -17.2627 |  | 0 |  | 0 | 0 | 0 | 93.9 | 100.6722 | 96.3 | 102.6004 | -119 | -125.8602 | -123.6 | -130.2234 | -126.5 | -133.4167 | -126.2 | -133.1961 |  | 0
2020-08-06 05:00 | -19 | -19.2354 | 0 | 0 | 0 | 0 | -19 | -19.2354 |  | 0 |  | 0 | 0 | 0 | 95.4 | 101.9338 | 96.3 | 102.7043 | -120.3 | -126.4595 | -124.8 | -131.2049 | -128 | -134.6523 | -128 | -134.3033 |  | 0
2020-08-06 05:30 | -14 | -14.3178 | 0 | 0 | 0 | 0 | -13 | -13.6015 |  | 0 |  | 0 | 0 | 0 | 95.1 | 101.3707 | 96.6 | 102.4754 | -121.2 | -126.8215 | -125.4 | -131.8556 | -128.6 | -135.2082 | -128.5 | -134.9821 |  | 0
2020-08-06 06:00 | -14 | -14.3178 | 0 | 0 | 0 | 0 | -15 | -15.5242 |  | 0 |  | 0 | 0 | 0 | 94.8 | 99.3435 | 96 | 100.8451 | -120.7 | -124.9155 | -126.8 | -131.0238 | -130 | -134.6344 | -130 | -134.297 |  | 0
2020-08-06 06:30 | -10 | -10.7703 | 0 | 0 | 0 | 0 | -10 | -10.7703 |  | 0 |  | 0 | 0 | 0 | 94.2 | 97.8294 | 95.7 | 99.0391 | -120.6 | -123.5036 | -128.4 | -131.6118 | -131.8 | -134.8126 | -131.3 | -134.9387 |  | 0
2020-08-06 07:00 | -3 | -3 | 0 | 0 | 0 | 0 | -3 | -3 |  | 0 |  | 0 | 0 | 0 | 91.5 | 94.0149 | 92.7 | 95.0489 | -116.8 | -118.5169 | -127.6 | -129.2624 | -131 | -132.7145 | -131 | -132.5784 |  | 0
2020-08-06 07:30 | -12 | -15 | 0 | 0 | 0 | 0 | -11 | -14.2127 |  | 0 |  | 0 | 0 | 0 | 91.2 | 95.1984 | 90.9 | 94.7107 | -114.7 | -118.442 | -129.2 | -131.0429 | -132.7 | -134.5774 | -132.4 | -134.8073 |  | 0
2020-08-06 08:00 | -9 | -12.7279 | 0 | 0 | 0 | 0 | -8 | -12.0416 |  | 0 |  | 0 | 0 | 0 | 90.3 | 93.9963 | 90 | 93.9628 | -113.8 | -116.3648 | -130.2 | -131.6836 | -134.3 | -135.7778 | -134.1 | -135.4176 |  | 0
2020-08-06 08:30 | -7 | -12.2066 | 0 | 0 | 0 | 0 | -8 | -12.8062 |  | 0 |  | 0 | 0 | 0 | 88.5 | 91.7755 | 89.4 | 92.6437 | -112.9 | -114.8071 | -131.8 | -133.1821 | -135.6 | -136.8988 | -135.5 | -137.346 |  | 0
2020-08-06 09:00 | -16 | -28.0179 | 0 | 0 | 0 | 0 | -17 | -28.6007 |  | 0 |  | 0 | 0 | 0 | 88.8 | 91.9861 | 88.2 | 91.6474 | -111.6 | -113.9657 | -130.6 | -133.9138 | -133.8 | -137.4761 | -133.8 | -137.2468 |  | 0
2020-08-06 09:30 | -18 | -30 | 0 | 0 | 0 | 0 | -19 | -30.6105 |  | 0 |  | 0 | 0 | 0 | 87.9 | 91.6931 | 88.2 | 91.6474 | -111.7 | -114.1453 | -128.8 | -131.6537 | -132.3 | -135.105 | -132 | -134.7907 |  | 0
2020-08-06 10:00 | -17 | -29.4109 | 0 | 0 | 0 | 0 | -18 | -30 |  | 0 |  | 0 | 0 | 0 | 87.6 | 91.4055 | 87.9 | 91.4055 | -111.4 | -113.4965 | -131.5 | -134.1409 | -135.2 | -137.8842 | -134.8 | -137.4093 |  | 0
2020-08-06 10:30 | -30 | -41.0366 | 0 | 0 | 0 | 0 | -29 | -40.3113 |  | 0 |  | 0 | 0 | 0 | 87.6 | 91.3203 | 86.4 | 90.4315 | -108.8 | -111.3514 | -128.6 | -131.7636 | -132.2 | -135.4514 | -131.7 | -134.8551 |  | 0
2020-08-06 11:00 | -34 | -43.4166 | 0 | 0 | 0 | 0 | -36 | -45 |  | 0 |  | 0 | 0 | 0 | 88.5 | 92.615 | 88.8 | 92.9017 | -111.2 | -114.2062 | -131.4 | -132.8537 | -135.1 | -136.5432 | -134.7 | -136.0615 |  | 0
2020-08-06 11:30 | -37 | -39.5601 | 0 | 0 | 0 | 0 | -37 | -39.5601 |  | 0 |  | 0 | 0 | 0 | 87.9 | 91.6081 | 89.1 | 92.8441 | -112.7 | -115.483 | -132 | -133.418 | -136 | -137.4757 | -135.7 | -137.0092 |  | 0
2020-08-06 12:00 | -40 | -41.4849 | 0 | 0 | 0 | 0 | -40 | -41.4849 |  | 0 |  | 0 | 0 | 0 | 87.3 | 91.6499 | 87.6 | 92.0418 | -110.9 | -114.1869 | -127.6 | -129.2363 | -131.5 | -133.1349 | -131 | -132.5635 |  | 0
2020-08-06 12:30 | -34 | -36.4006 | 0 | 0 | 0 | 0 | -34 | -36.4006 |  | 0 |  | 0 | 0 | 0 | 86.7 | 88.9994 | 85.8 | 88.2617 | -108.8 | -110.2304 | -125.7 | -127.4257 | -129.5 | -131.289 | -128.9 | -130.5834 |  | 0
2020-08-06 13:00 | -46 | -47.5395 | 0 | 0 | 0 | 0 | -46 | -47.8017 |  | 0 |  | 0 | 0 | 0 | 88.2 | 91.0993 | 87 | 90.0145 | -110.5 | -112.576 | -126.2 | -128.1725 | -130.4 | -132.4302 | -130.1 | -131.9805 |  | 0
2020-08-06 13:30 | -46 | -47.2969 | 0 | 0 | 0 | 0 | -45 | -46.5725 |  | 0 |  | 0 | 0 | 0 | 88.5 | 91.5413 | 87.3 | 90.3817 | -111.6 | -113.5958 | -128.6 | -130.5363 | -132.4 | -134.3488 | -132.1 | -134.0025 |  | 0
2020-08-06 14:00 | -49 | -50.448 | 0 | 0 | 0 | 0 | -48 | -49.4773 |  | 0 |  | 0 | 0 | 0 | 88.2 | 91.2513 | 87 | 90.0145 | -111.1 | -113.0673 | -127.8 | -129.7482 | -131.6 | -133.5948 | -131.4 | -133.2621 |  | 0
2020-08-06 14:30 | -47 | -48.0521 | 0 | 0 | 0 | 0 | -47 | -48.0521 |  | 0 |  | 0 | 0 | 0 | 89.7 | 92.8552 | 90.6 | 93.7249 | -113.8 | -116.1208 | -129.5 | -131.7052 | -133.6 | -135.8823 | -133.4 | -135.5952 |  | 0
2020-08-06 15:00 | -49 | -49.6488 | 0 | 0 | 0 | 0 | -51 | -51.788 |  | 0 |  | 0 | 0 | 0 | 88.8 | 92.1445 | 87.9 | 91.1176 | -111.8 | -114.2226 | -127 | -129.131 | -130.5 | -132.7615 | -130.4 | -132.6265 |  | 0
2020-08-06 15:30 | -46 | -46.8722 | 0 | 0 | 0 | 0 | -45 | -45.8912 |  | 0 |  | 0 | 0 | 0 | 91.5 | 94.7492 | 91.2 | 94.3818 | -116.1 | -118.5345 | -129.9 | -132.265 | -133.8 | -136.2458 | -133.4 | -135.7593 |  | 0
2020-08-06 16:00 | -29 | -30.6757 | 0 | 0 | 0 | 0 | -29 | -30.6757 |  | 0 |  | 0 | 0 | 0 | 91.5 | 94.6718 | 92.1 | 95.1757 | -115.7 | -117.8106 | -127.6 | -129.8932 | -131.3 | -133.7446 | -131.2 | -133.4679 |  | 0
2020-08-06 16:30 | -28 | -30.0832 | 0 | 0 | 0 | 0 | -28 | -30.0832 |  | 0 |  | 0 | 0 | 0 | 87.9 | 90.8847 | 90 | 93.0682 | -113.4 | -115.4016 | -127.8 | -129.9608 | -131.4 | -133.538 | -131.2 | -133.2072 |  | 0
2020-08-06 17:00 | -48 | -48.6621 | 0 | 0 | 0 | 0 | -49 | -49.6488 |  | 0 |  | 0 | 0 | 0 | 90.9 | 95.2631 | 91.5 | 95.747 | -114.1 | -117.4142 | -129.8 | -131.9384 | -133.5 | -135.6579 | -133.1 | -135.2643 |  | 0
2020-08-06 17:30 | -37 | -38.3275 | 0 | 0 | 0 | 0 | -37 | -38.0789 |  | 0 |  | 0 | 0 | 0 | 88.2 | 91.7294 | 88.8 | 92.5562 | -111.5 | -114.16 | -128.3 | -129.8649 | -132 | -133.5671 | -131.9 | -133.363 |  | 0
2020-08-06 18:00 | -50 | -50.8035 | 0 | 0 | 0 | 0 | -50 | -50.9902 |  | 0 |  | 0 | 0 | 0 | 85.8 | 88.3326 | 87 | 89.4287 | -110.2 | -111.5809 | -129.4 | -132.6537 | -133 | -136.3415 | -132.5 | -135.8098 |  | 0
2020-08-06 18:30 | -38 | -38.3275 | 0 | 0 | 0 | 0 | -37 | -37.6563 |  | 0 |  | 0 | 0 | 0 | 85.8 | 88.7777 | 87 | 89.8624 | -110.6 | -112.376 | -129.8 | -133.267 | -133.3 | -136.9483 | -133.1 | -136.5947 |  | 0
2020-08-06 19:00 | -43 | -43.1856 | 0 | 0 | 0 | 0 | -43 | -43.1856 |  | 0 |  | 0 | 0 | 0 | 81.6 | 85.1413 | 82.5 | 85.92 | -104.7 | -106.805 | -124 | -127.9385 | -127.3 | -131.3093 | -127.1 | -130.9935 |  | 0
2020-08-06 19:30 | -45 | -45.2769 | 0 | 0 | 0 | 0 | -44 | -44.2832 |  | 0 |  | 0 | 0 | 0 | 79.5 | 83.5816 | 79.5 | 83.3984 | -100.9 | -103.3565 | -119.2 | -121.0997 | -123 | -124.7151 | -122.3 | -124.0562 |  | 0
2020-08-06 20:00 | -48 | -48.1664 | 0 | 0 | 0 | 0 | -48 | -48.2597 |  | 0 |  | 0 | 0 | 0 | 86.1 | 90.1449 | 87 | 91.0934 | -109.6 | -112.5957 | -126.4 | -128.8485 | -130.1 | -132.6726 | -129.7 | -132.1445 |  | 0
2020-08-06 20:30 | -60 | -60 | 0 | 0 | 0 | 0 | -60 | -60.0083 |  | 0 |  | 0 | 0 | 0 | 87.9 | 92.0418 | 87.6 | 91.5787 | -110.9 | -113.8914 | -127.2 | -129.3164 | -130.9 | -132.8241 | -130.8 | -132.8068 |  | 0
2020-08-06 21:00 | -69 | -69 | 0 | 0 | 0 | 0 | -68 | -68.0074 |  | 0 |  | 0 | 0 | 0 | 87 | 89.3597 | 87.6 | 90.082 | -111.5 | -112.9918 | -126.9 | -129.1682 | -130.8 | -133.1117 | -130.6 | -132.8598 |  | 0
2020-08-06 21:30 | -73 | -73 | 0 | 0 | 0 | 0 | -72 | -72.0069 |  | 0 |  | 0 | 0 | 0 | 87.9 | 90.2362 | 87.6 | 90.082 | -111 | -112.5311 | -126 | -128.5347 | -129.2 | -131.7712 | -129.3 | -131.8489 |  | 0
2020-08-06 22:00 | -77 | -77 | 0 | 0 | 0 | 0 | -76 | -76 |  | 0 |  | 0 | 0 | 0 | 87.3 | 90.5389 | 87.6 | 90.7494 | -110.6 | -113.0218 | -123.7 | -127.0767 | -127.5 | -130.9135 | -127.1 | -130.576 |  | 0
2020-08-06 22:30 | -70 | -70.2567 | 0 | 0 | 0 | 0 | -70 | -70.2567 |  | 0 |  | 0 | 0 | 0 | 90.6 | 93.7249 | 90 | 93.381 | -113.6 | -115.9448 | -124.9 | -127.8062 | -128.8 | -131.766 | -128.3 | -131.1932 |  | 0
2020-08-06 23:00 | -63 | -63.3877 | 0 | 0 | 0 | 0 | -63 | -63.3877 |  | 0 |  | 0 | 0 | 0 | 88.2 | 91.3287 | 89.4 | 92.7228 | -113 | -115.2575 | -122.3 | -125.1593 | -126 | -128.9448 | -125.6 | -128.5115 |  | 0
2020-08-06 23:30 | -50 | -50.4876 | 0 | 0 | 0 | 0 | -49 | -49.4975 |  | 0 |  | 0 | 0 | 0 | 88.8 | 91.7554 | 90.6 | 93.5731 | -114.8 | -116.9268 | -122.5 | -125.3124 | -125.8 | -128.623 | -125.7 | -128.5461 |  | 0
2020-08-07 | -52 | -52.6118 | 0 | 0 | 0 | 0 | -54 | -54.5894 |  | 0 |  | 0 | 0 | 0 | 89.7 | 92.9332 | 89.1 | 92.4336 | -113.8 | -116.2826 | -121 | -124.0857 | -124.2 | -127.3391 | -124.4 | -127.5784 |  | 0
2020-08-07 00:30 | -54 | -54.4518 | 0 | 0 | 0 | 0 | -54 | -54.3323 |  | 0 |  | 0 | 0 | 0 | 91.8 | 96.3019 | 92.1 | 96.5879 | -116.8 | -120.5912 | -122.9 | -127.4897 | -126 | -130.559 | -125.8 | -130.5086 |  | 0
2020-08-07 01:00 | -57 | -57.5587 | 0 | 0 | 0 | 0 | -57 | -57.5587 |  | 0 |  | 0 | 0 | 0 | 91.5 | 98.5485 | 91.8 | 98.6065 | -116.5 | -123.2734 | -122.5 | -130.0277 | -125.6 | -133.3171 | -125.4 | -133.1623 |  | 0
2020-08-07 01:30 | -65 | -66.2873 | 0 | 0 | 0 | 0 | -65 | -66.0984 |  | 0 |  | 0 | 0 | 0 | 90 | 96.933 | 92.4 | 99.0568 | -116.4 | -122.7598 | -122.2 | -129.3141 | -125.3 | -132.6361 | -124.9 | -132.4062 |  | 0
2020-08-07 02:00 | -75 | -76.4853 | 0 | 0 | 0 | 0 | -76 | -77.4661 |  | 0 |  | 0 | 0 | 0 | 91.5 | 98.1092 | 90.6 | 97.4903 | -114.5 | -120.7676 | -119.6 | -126.7934 | -123 | -130.3775 | -122.5 | -130.0613 |  | 0
2020-08-07 02:30 | -71 | -72.3671 | 0 | 0 | 0 | 0 | -74 | -75.3127 |  | 0 |  | 0 | 0 | 0 | 91.8 | 98.2815 | 91.8 | 98.389 | -115.6 | -122.0335 | -120.9 | -128.42 | -123.8 | -131.5211 | -123.6 | -131.4006 |  | 0
2020-08-07 03:00 | -75 | -76.4853 | 0 | 0 | 0 | 0 | -77 | -78.2624 |  | 0 |  | 0 | 0 | 0 | 93.6 | 100.3925 | 93.9 | 100.6722 | -118.2 | -124.5937 | -123.8 | -131.088 | -126.8 | -134.3819 | -126.4 | -134.1044 |  | 0
2020-08-07 03:30 | -75 | -76.2955 | 0 | 0 | 0 | 0 | -75 | -76.2955 |  | 0 |  | 0 | 0 | 0 | 93.9 | 100.6722 | 93.9 | 100.6722 | -118.6 | -124.784 | -124.5 | -132.1074 | -127.2 | -134.7264 | -127 | -134.6369 |  | 0
2020-08-07 04:00 | -69 | -70.214 | 0 | 0 | 0 | 0 | -69 | -70.0357 |  | 0 |  | 0 | 0 | 0 | 93.6 | 100.1128 | 93.9 | 100.7808 | -119.2 | -125.7962 | -124.1 | -131.7363 | -127.3 | -135.0864 | -127.2 | -135.1266 |  | 0
2020-08-07 04:30 | -68 | -68.884 | 0 | 0 | 0 | 0 | -68 | -68.7314 |  | 0 |  | 0 | 0 | 0 | 94.8 | 101.0893 | 94.2 | 100.632 | -118.7 | -124.6616 | -124.6 | -131.7417 | -127.8 | -135.0649 | -127.5 | -134.9057 |  | 0
2020-08-07 05:00 | -69 | -69.7209 | 0 | 0 | 0 | 0 | -69 | -69.5845 |  | 0 |  | 0 | 0 | 0 | 95.1 | 100.9615 | 93.9 | 100.0373 | -118.6 | -124.3828 | -124.5 | -131.5865 | -127.4 | -134.5572 | -126.9 | -134.1487 |  | 0
2020-08-07 05:30 | -72 | -72.8354 | 0 | 0 | 0 | 0 | -71 | -71.7008 |  | 0 |  | 0 | 0 | 0 | 93.9 | 99.9342 | 92.7 | 99.1226 | -118 | -124.0292 | -123.9 | -130.8251 | -127 | -134.1142 | -126.4 | -133.5461 |  | 0
2020-08-07 06:00 | -76 | -76.7919 | 0 | 0 | 0 | 0 | -77 | -77.7817 |  | 0 |  | 0 | 0 | 0 | 93 | 97.0948 | 93.9 | 97.9572 | -118.6 | -122.0941 | -126 | -130.1992 | -128.6 | -132.8164 | -129.1 | -133.3546 |  | 0
2020-08-07 06:30 | -75 | -75.6637 | 0 | 0 | 0 | 0 | -75 | -75.6637 |  | 0 |  | 0 | 0 | 0 | 94.2 | 96.991 | 93.9 | 96.5581 | -118.8 | -120.7836 | -126.8 | -128.7983 | -130.1 | -132.17 | -130.1 | -132.1876 |  | 0
2020-08-07 07:00 | -81 | -81.615 | 0 | 0 | 0 | 0 | -81 | -81.4985 |  | 0 |  | 0 | 0 | 0 | 94.5 | 98.448 | 93.9 | 97.8722 | -118.2 | -121.3117 | -129.3 | -130.6885 | -132.9 | -134.1101 | -132.6 | -134.0533 |  | 0
2020-08-07 07:30 | -116 | -117.3882 | 0 | 0 | 0 | 0 | -114 | -115.7411 |  | 0 |  | 0 | 0 | 0 | 91.8 | 95.3722 | 91.5 | 95.316 | -114.7 | -117.3083 | -129.5 | -130.5724 | -132.9 | -133.9451 | -132.8 | -133.7845 |  | 0
2020-08-07 08:00 | -122 | -122.4091 | 0 | 0 | 0 | 0 | -122 | -122.4949 |  | 0 |  | 0 | 0 | 0 | 89.4 | 92.4881 | 90 | 92.9923 | -113.7 | -115.7149 | -130 | -132.1787 | -133.7 | -135.9709 | -133.3 | -135.4433 |  | 0
2020-08-07 08:30 | -121 | -122.1884 | 0 | 0 | 0 | 0 | -121 | -122.1884 |  | 0 |  | 0 | 0 | 0 | 88.2 | 91.0993 | 87.6 | 90.5945 | -111.2 | -113.0198 | -131.4 | -133.9282 | -135.1 | -137.6745 | -134.9 | -137.4207 |  | 0
2020-08-07 09:00 | -126 | -127.2792 | 0 | 0 | 0 | 0 | -125 | -126.1507 |  | 0 |  | 0 | 0 | 0 | 86.7 | 89.9605 | 87.3 | 90.6189 | -110.5 | -112.5531 | -132.8 | -135.1327 | -136.6 | -138.9597 | -136.2 | -138.4754 |  | 0
2020-08-07 09:30 | -146 | -147.2311 | 0 | 0 | 0 | 0 | -146 | -147.2311 |  | 0 |  | 0 | 0 | 0 | 85.2 | 88.198 | 86.4 | 89.4347 | -109.3 | -111.0708 | -132.8 | -135.4575 | -136.4 | -139.1248 | -135.8 | -138.4192 |  | 0
2020-08-07 10:00 | -140 | -141.2834 | 0 | 0 | 0 | 0 | -139 | -140.2926 |  | 0 |  | 0 | 0 | 0 | 86.4 | 89.9165 | 86.1 | 89.5453 | -109.3 | -111.4528 | -134 | -136.5952 | -137.7 | -140.3221 | -137.7 | -140.3221 |  | 0
2020-08-07 10:30 | -145 | -146.5128 | 0 | 0 | 0 | 0 | -145 | -146.5128 |  | 0 |  | 0 | 0 | 0 | 84.9 | 88.4761 | 84.9 | 88.3921 | -107.7 | -109.9822 | -133.6 | -135.7741 | -137.5 | -139.7641 | -137.2 | -139.3179 |  | 0
2020-08-07 11:00 | -145 | -146.3728 | 0 | 0 | 0 | 0 | -145 | -146.3728 |  | 0 |  | 0 | 0 | 0 | 84.6 | 87.9384 | 84.6 | 87.9384 | -107.1 | -109.1394 | -132.6 | -134.6663 | -136.3 | -138.4492 | -136.3 | -138.3796 |  | 0
2020-08-07 11:30 | -147 | -148.0979 | 0 | 0 | 0 | 0 | -147 | -147.8682 |  | 0 |  | 0 | 0 | 0 | 84.9 | 88.561 | 84.3 | 88.0724 | -107.2 | -109.6187 | -130.5 | -132.9873 | -134.3 | -136.8127 | -134.3 | -136.7936 |  | 0
2020-08-07 12:00 | -141 | -142.1443 | 0 | 0 | 0 | 0 | -141 | -142.1443 |  | 0 |  | 0 | 0 | 0 | 86.4 | 89.6714 | 85.8 | 89.2569 | -107.9 | -109.9246 | -131.2 | -133.8297 | -135.1 | -137.752 | -134.5 | -137.1051 |  | 0
2020-08-07 12:30 | -142 | -143.2655 | 0 | 0 | 0 | 0 | -139 | -140.2926 |  | 0 |  | 0 | 0 | 0 | 87 | 90.3299 | 86.7 | 90.1224 | -109.5 | -111.649 | -131.5 | -134.2032 | -135.2 | -137.9884 | -135 | -137.7327 |  | 0
2020-08-07 13:00 | -134 | -136.3121 | 0 | 0 | 0 | 0 | -133 | -135.3292 |  | 0 |  | 0 | 0 | 0 | 85.8 | 89.2569 | 86.1 | 89.3824 | -109.8 | -112.2036 | -131.1 | -134.511 | -135.1 | -138.5887 | -134.5 | -137.8395 |  | 0
2020-08-07 13:30 | -141 | -143.1992 | 0 | 0 | 0 | 0 | -141 | -142.8636 |  | 0 |  | 0 | 0 | 0 | 86.1 | 89.712 | 88.8 | 92.1445 | -113.1 | -115.3951 | -134 | -136.9765 | -137.3 | -140.288 | -137.2 | -140.1492 |  | 0
2020-08-07 14:00 | -135 | -136.7809 | 0 | 0 | 0 | 0 | -134 | -135.794 |  | 0 |  | 0 | 0 | 0 | 85.2 | 88.8486 | 84.6 | 88.3596 | -106.8 | -109.0829 | -128.1 | -131.1244 | -131.4 | -134.413 | -131.3 | -134.1964 |  | 0
2020-08-07 14:30 | -136 | -137.6118 | 0 | 0 | 0 | 0 | -136 | -137.7679 |  | 0 |  | 0 | 0 | 0 | 78.6 | 82.2706 | 81 | 84.6532 | -100.9 | -103.0216 | -121.4 | -124.2161 | -124.7 | -127.5684 | -124.5 | -127.3518 |  | 0
2020-08-07 15:00 | -97 | -98.4784 | 0 | 0 | 0 | 0 | -97 | -98.4784 |  | 0 |  | 0 | 0 | 0 | 84 | 87.3613 | 83.4 | 87.0378 | -108 | -110.0611 | -127.9 | -130.0773 | -131.5 | -133.6902 | -131.4 | -133.5202 |  | 0
2020-08-07 15:30 | -105 | -106.5317 | 0 | 0 | 0 | 0 | -106 | -107.5174 |  | 0 |  | 0 | 0 | 0 | 85.8 | 89.0131 | 85.8 | 89.2569 | -107.6 | -109.7282 | -127.8 | -129.9972 | -131.3 | -133.5048 | -131.2 | -133.3951 |  | 0
2020-08-07 16:00 | -104 | -105.5462 | 0 | 0 | 0 | 0 | -103 | -104.3935 |  | 0 |  | 0 | 0 | 0 | 85.5 | 88.8861 | 85.2 | 88.5158 | -109.8 | -111.809 | -129.2 | -131.392 | -132.6 | -134.8263 | -132.5 | -134.6739 |  | 0
2020-08-07 16:30 | -104 | -105.3803 | 0 | 0 | 0 | 0 | -104 | -105.3803 |  | 0 |  | 0 | 0 | 0 | 86.7 | 89.8338 | 87.3 | 90.5389 | -110.5 | -112.5913 | -128.5 | -130.7961 | -132.1 | -134.4635 | -132.2 | -134.4693 |  | 0
2020-08-07 17:00 | -113 | -114.5862 | 0 | 0 | 0 | 0 | -112 | -113.4372 |  | 0 |  | 0 | 0 | 0 | 87.9 | 90.8089 | 88.2 | 91.2513 | -111.1 | -113.0303 | -128.9 | -131.0068 | -132.4 | -134.5398 | -132.7 | -134.7998 |  | 0
2020-08-07 17:30 | -108 | -109.3298 | 0 | 0 | 0 | 0 | -108 | -109.3298 |  | 0 |  | 0 | 0 | 0 | 86.7 | 89.1369 | 88.8 | 91.2493 | -110.5 | -111.9726 | -130.4 | -132.1281 | -133.8 | -135.5323 | -133.6 | -135.256 |  | 0
2020-08-07 18:00 | -116 | -118.0678 | 0 | 0 | 0 | 0 | -116 | -118.0678 |  | 0 |  | 0 | 0 | 0 | 88.2 | 90.8782 | 88.5 | 91.0978 | -111.2 | -112.8624 | -130.3 | -133.191 | -133.7 | -136.5923 | -133.6 | -136.5645 |  | 0
2020-08-07 18:30 | -112 | -114.5426 | 0 | 0 | 0 | 0 | -114 | -116.297 |  | 0 |  | 0 | 0 | 0 | 89.4 | 92.5654 | 88.8 | 92.3064 | -113.9 | -116.1205 | -132.3 | -135.5056 | -135.9 | -139.1289 | -135.9 | -139.0649 |  | 0
2020-08-07 19:00 | -114 | -117.6308 | 0 | 0 | 0 | 0 | -113 | -116.6619 |  | 0 |  | 0 | 0 | 0 | 89.1 | 93.2768 | 90.6 | 94.5376 | -113.9 | -116.9648 | -131.1 | -134.9965 | -134.7 | -138.7072 | -134.5 | -138.4417 |  | 0
2020-08-07 19:30 | -121 | -124.6635 | 0 | 0 | 0 | 0 | -121 | -124.6635 |  | 0 |  | 0 | 0 | 0 | 88.5 | 90.9574 | 89.4 | 91.9724 | -113.7 | -115.1451 | -131.2 | -135.6095 | -135.1 | -139.7117 | -134.8 | -139.3201 |  | 0
2020-08-07 20:00 | -122 | -124.7397 | 0 | 0 | 0 | 0 | -121 | -123.5557 |  | 0 |  | 0 | 0 | 0 | 90.3 | 93.2826 | 90.3 | 93.2078 | -114.5 | -116.4827 | -130 | -131.7334 | -134.1 | -135.9745 | -134.2 | -135.9591 |  | 0
2020-08-07 20:30 | -123 | -126.1467 | 0 | 0 | 0 | 0 | -123 | -125.9286 |  | 0 |  | 0 | 0 | 0 | 91.2 | 94.6175 | 90 | 93.7921 | -114.7 | -117.3505 | -130.1 | -132.3868 | -133.8 | -136.0789 | -133.4 | -135.6311 |  | 0
2020-08-07 21:00 | -119 | -121.396 | 0 | 0 | 0 | 0 | -120 | -122.1843 |  | 0 |  | 0 | 0 | 0 | 92.4 | 94.8233 | 90.9 | 93.5009 | -116.1 | -117.7595 | -130.4 | -132.0801 | -133.7 | -135.2249 | -133.7 | -135.2625 |  | 0
2020-08-07 21:30 | -105 | -109.4806 | 0 | 0 | 0 | 0 | -106 | -110.1635 |  | 0 |  | 0 | 0 | 0 | 89.7 | 92.9332 | 90.9 | 94.092 | -114.1 | -116.4748 | -127.5 | -129.6115 | -131.1 | -133.2607 | -130.8 | -132.9693 |  | 0
2020-08-07 22:00 | -103 | -103.8171 | 0 | 0 | 0 | 0 | -103 | -103.8171 |  | 0 |  | 0 | 0 | 0 | 89.1 | 91.6808 | 89.7 | 92.264 | -113 | -114.9165 | -125.1 | -126.8836 | -128.1 | -129.8917 | -128.3 | -130.0725 |  | 0
2020-08-07 22:30 | -96 | -97.6729 | 0 | 0 | 0 | 0 | -95 | -96.5091 |  | 0 |  | 0 | 0 | 0 | 90 | 93.4614 | 90.3 | 93.6702 | -114 | -116.6664 | -125.1 | -127.6716 | -128.6 | -131.2605 | -128.6 | -131.1429 |  | 0
2020-08-07 23:00 | -95 | -96.8814 | 0 | 0 | 0 | 0 | -95 | -96.8814 |  | 0 |  | 0 | 0 | 0 | 91.5 | 95.572 | 92.1 | 96.2332 | -114.8 | -117.7964 | -124.9 | -127.2419 | -127.9 | -130.2443 | -127.6 | -129.9497 |  | 0
2020-08-07 23:30 | -85 | -87.0976 | 0 | 0 | 0 | 0 | -86 | -88.0738 |  | 0 |  | 0 | 0 | 0 | 93.6 | 97.1708 | 92.1 | 95.6454 | -118.4 | -121.1571 | -127.3 | -129.5612 | -130.5 | -132.7799 | -130.2 | -132.485 |  | 0
2020-08-08 | -89 | -91.2195 | 0 | 0 | 0 | 0 | -88 | -90.2441 |  | 0 |  | 0 | 0 | 0 | 93 | 97.0091 | 94.8 | 98.736 | -117.1 | -120.4477 | -125.4 | -128.1624 | -128.9 | -131.4763 | -128.1 | -130.7921 |  | 0
2020-08-08 00:30 | -79 | -81.2527 | 0 | 0 | 0 | 0 | -78 | -80.2808 |  | 0 |  | 0 | 0 | 0 | 95.1 | 98.4882 | 94.5 | 97.9586 | -119.3 | -122.2513 | -125.9 | -128.9112 | -129.1 | -132.1654 | -128.8 | -131.9915 |  | 0
2020-08-08 01:00 | -78 | -80.5233 | 0 | 0 | 0 | 0 | -78 | -80.2808 |  | 0 |  | 0 | 0 | 0 | 95.4 | 99.1472 | 95.4 | 99.0659 | -119.2 | -122.2863 | -126 | -129.0954 | -129 | -132.1324 | -129 | -132.2952 |  | 0
2020-08-08 01:30 | -76 | -78.1025 | 0 | 0 | 0 | 0 | -75 | -77.1298 |  | 0 |  | 0 | 0 | 0 | 94.2 | 97.9108 | 97.5 | 100.9329 | -121.7 | -124.4883 | -127.2 | -130.1387 | -130.2 | -133.2189 | -130.1 | -133.1851 |  | 0
2020-08-08 02:00 | -75 | -76.9025 | 0 | 0 | 0 | 0 | -75 | -77.1298 |  | 0 |  | 0 | 0 | 0 | 96.6 | 100.7165 | 94.5 | 98.5325 | -119.5 | -123.3556 | -124.7 | -129.3313 | -127.8 | -132.506 | -127.6 | -132.4463 |  | 0
2020-08-08 02:30 | -77 | -79.0759 | 0 | 0 | 0 | 0 | -77 | -79.0759 |  | 0 |  | 0 | 0 | 0 | 95.1 | 99.2787 | 95.4 | 99.4807 | -121.1 | -124.5707 | -126.8 | -131.0238 | -129.9 | -134.2254 | -129.4 | -133.7012 |  | 0
2020-08-08 03:00 | -77 | -79.0759 | 0 | 0 | 0 | 0 | -78 | -80.05 |  | 0 |  | 0 | 0 | 0 | 95.4 | 99.396 | 95.7 | 99.684 | -120.8 | -124.3736 | -125.9 | -130.1784 | -128.7 | -133.1153 | -128.7 | -133.3147 |  | 0
2020-08-08 03:30 | -76 | -77.666 | 0 | 0 | 0 | 0 | -75 | -76.9025 |  | 0 |  | 0 | 0 | 0 | 96 | 99.8063 | 96 | 99.8887 | -120.1 | -123.9123 | -124.9 | -129.4977 | -127.9 | -132.5498 | -127.8 | -132.6122 |  | 0
2020-08-08 04:00 | -75 | -77.1298 | 0 | 0 | 0 | 0 | -75 | -76.9025 |  | 0 |  | 0 | 0 | 0 | 95.4 | 99.396 | 95.7 | 99.6004 | -121.8 | -125.2513 | -125.6 | -129.8375 | -128.8 | -133.2038 | -128.3 | -132.7031 |  | 0
2020-08-08 04:30 | -66 | -67.9117 | 0 | 0 | 0 | 0 | -66 | -67.9117 |  | 0 |  | 0 | 0 | 0 | 95.1 | 99.193 | 94.8 | 98.736 | -122.3 | -125.4967 | -126 | -130.149 | -129.4 | -133.6161 | -129.1 | -133.4008 |  | 0
2020-08-08 05:00 | -70 | -71.8053 | 0 | 0 | 0 | 0 | -70 | -71.5891 |  | 0 |  | 0 | 0 | 0 | 96.3 | 100.0949 | 96 | 99.8063 | -120.1 | -123.766 | -124.7 | -129.2258 | -127.9 | -132.5761 | -127.7 | -132.5158 |  | 0
2020-08-08 05:30 | -67 | -68.884 | 0 | 0 | 0 | 0 | -67 | -68.6586 |  | 0 |  | 0 | 0 | 0 | 95.1 | 99.193 | 95.7 | 99.8536 | -121.4 | -124.8831 | -125.1 | -129.4819 | -128.1 | -132.6126 | -128.2 | -132.7166 |  | 0
2020-08-08 06:00 | -61 | -62.5859 | 0 | 0 | 0 | 0 | -60 | -61.8466 |  | 0 |  | 0 | 0 | 0 | 96.6 | 100.3023 | 96 | 99.7246 | -121.6 | -124.7597 | -125.9 | -129.8051 | -128.9 | -132.934 | -128.9 | -133.0077 |  | 0
2020-08-08 06:30 | -64 | -65.5134 | 0 | 0 | 0 | 0 | -64 | -65.5134 |  | 0 |  | 0 | 0 | 0 | 96 | 99.8887 | 97.5 | 101.3312 | -121.1 | -124.3401 | -126.2 | -129.1402 | -129 | -131.9615 | -128.8 | -131.8083 |  | 0
2020-08-08 07:00 | -63 | -64.5368 | 0 | 0 | 0 | 0 | -63 | -64.5368 |  | 0 |  | 0 | 0 | 0 | 96.6 | 99.3938 | 97.8 | 100.7017 | -120.3 | -122.7099 | -125.5 | -127.5722 | -128.9 | -130.9889 | -128.9 | -131.0426 |  | 0
2020-08-08 07:30 | -58 | -59.6657 | 0 | 0 | 0 | 0 | -57 | -58.4637 |  | 0 |  | 0 | 0 | 0 | 94.5 | 97.6494 | 94.2 | 97.5125 | -120.6 | -123.0436 | -126.4 | -128.4399 | -129.3 | -131.3472 | -129.2 | -131.2488 |  | 0
2020-08-08 08:00 | -64 | -64.9384 | 0 | 0 | 0 | 0 | -64 | -65.1153 |  | 0 |  | 0 | 0 | 0 | 94.8 | 97.2296 | 95.1 | 97.7254 | -121 | -122.691 | -128.1 | -129.4919 | -131.3 | -132.7953 | -131.3 | -132.7109 |  | 0
2020-08-08 08:30 | -69 | -69.8713 | 0 | 0 | 0 | 0 | -68 | -68.884 |  | 0 |  | 0 | 0 | 0 | 94.2 | 96.7122 | 94.8 | 97.2967 | -119.4 | -121.3203 | -127.2 | -129.1227 | -130.5 | -132.5071 | -130.2 | -132.1985 |  | 0
2020-08-08 09:00 | -69 | -70.214 | 0 | 0 | 0 | 0 | -69 | -70.0357 |  | 0 |  | 0 | 0 | 0 | 93.3 | 95.9048 | 93 | 95.7541 | -118.6 | -120.4101 | -127.5 | -129.2669 | -130.6 | -132.3742 | -131.4 | -133.2125 |  | 0
2020-08-08 09:30 | -75 | -75.9539 | 0 | 0 | 0 | 0 | -75 | -75.9539 |  | 0 |  | 0 | 0 | 0 | 93.6 | 95.7973 | 94.5 | 96.7406 | -118.5 | -120.1593 | -127.4 | -129.505 | -131 | -133.0038 | -130.5 | -132.5287 |  | 0
2020-08-08 10:00 | -81 | -81.8841 | 0 | 0 | 0 | 0 | -81 | -81.7435 |  | 0 |  | 0 | 0 | 0 | 93 | 95.5438 | 93 | 95.613 | -115.5 | -117.3757 | -125.5 | -127.3435 | -128.6 | -130.4014 | -128.5 | -130.2862 |  | 0
2020-08-08 10:30 | -75 | -75.9539 | 0 | 0 | 0 | 0 | -75 | -75.8024 |  | 0 |  | 0 | 0 | 0 | 90 | 93.0682 | 90 | 92.9923 | -113.8 | -116.0419 | -124.9 | -126.9017 | -128.3 | -130.4344 | -128 | -130.0591 |  | 0
2020-08-08 11:00 | -82 | -82.7345 | 0 | 0 | 0 | 0 | -83 | -83.7257 |  | 0 |  | 0 | 0 | 0 | 91.8 | 94.5171 | 91.5 | 94.2258 | -117.1 | -119.0394 | -126.3 | -128.2362 | -130.1 | -132.0655 | -129.9 | -131.8342 |  | 0
2020-08-08 11:30 | -84 | -84.8528 | 0 | 0 | 0 | 0 | -84 | -84.8528 |  | 0 |  | 0 | 0 | 0 | 91.5 | 94.2979 | 90.3 | 93.2078 | -114.9 | -116.9312 | -125.3 | -127.3041 | -128.9 | -130.8662 | -128.6 | -130.5708 |  | 0
2020-08-08 12:00 | -69 | -70.0357 | 0 | 0 | 0 | 0 | -70 | -70.859 |  | 0 |  | 0 | 0 | 0 | 89.7 | 92.5523 | 89.7 | 92.4789 | -111.6 | -113.4603 | -123.9 | -125.8556 | -127.3 | -129.2731 | -127.1 | -129.0415 |  | 0
2020-08-08 12:30 | -65 | -65.9242 | 0 | 0 | 0 | 0 | -66 | -66.9104 |  | 0 |  | 0 | 0 | 0 | 89.7 | 92.4063 | 90.9 | 93.9388 | -115.2 | -117.2874 | -125.3 | -127.3218 | -128.8 | -130.8199 | -128.3 | -130.2292 |  | 0
2020-08-08 13:00 | -69 | -70.214 | 0 | 0 | 0 | 0 | -68 | -69.0507 |  | 0 |  | 0 | 0 | 0 | 89.4 | 92.7228 | 90.9 | 94.0149 | -112.5 | -114.8509 | -123.5 | -125.9654 | -126.4 | -128.9268 | -125.9 | -128.3581 |  | 0
2020-08-08 13:30 | -64 | -65.1153 | 0 | 0 | 0 | 0 | -64 | -65.1153 |  | 0 |  | 0 | 0 | 0 | 91.8 | 95.4382 | 92.1 | 95.6454 | -116.9 | -119.6806 | -126.2 | -129.238 | -129.6 | -132.6114 | -129.2 | -132.1992 |  | 0
2020-08-08 14:00 | -56 | -57.0701 | 0 | 0 | 0 | 0 | -58 | -59.0339 |  | 0 |  | 0 | 0 | 0 | 92.4 | 95.7747 | 94.2 | 97.5125 | -116.8 | -119.3419 | -125.8 | -128.6439 | -129.4 | -132.2899 | -129 | -131.8571 |  | 0
2020-08-08 14:30 | -54 | -55.5428 | 0 | 0 | 0 | 0 | -54 | -55.3173 |  | 0 |  | 0 | 0 | 0 | 92.4 | 96.264 | 93 | 96.7569 | -116.8 | -120.0001 | -126 | -129.3392 | -129.5 | -132.9521 | -129.1 | -132.5173 |  | 0
2020-08-08 15:00 | -47 | -48.2701 | 0 | 0 | 0 | 0 | -47 | -48.0521 |  | 0 |  | 0 | 0 | 0 | 92.7 | 96.4685 | 93 | 96.8401 | -117.5 | -120.6524 | -126.1 | -129.0425 | -129.6 | -132.6114 | -129.3 | -132.3182 |  | 0
2020-08-08 15:30 | -41 | -41.7732 | 0 | 0 | 0 | 0 | -41 | -41.7732 |  | 0 |  | 0 | 0 | 0 | 92.4 | 96.1803 | 92.7 | 96.6363 | -117.6 | -120.5708 | -126.2 | -128.875 | -129.1 | -131.9549 | -129 | -131.8986 |  | 0
2020-08-08 16:00 | -39 | -39.4588 | 0 | 0 | 0 | 0 | -38 | -38.4708 |  | 0 |  | 0 | 0 | 0 | 92.7 | 96.0642 | 93 | 96.5124 | -117.9 | -120.4391 | -126.6 | -129.0837 | -130 | -132.4966 | -129.8 | -132.3004 |  | 0
2020-08-08 16:30 | -36 | -36.2215 | 0 | 0 | 0 | 0 | -36 | -36.2215 |  | 0 |  | 0 | 0 | 0 | 91.5 | 94.6718 | 92.7 | 95.832 | -117.3 | -119.5328 | -127.1 | -129.218 | -130.3 | -132.5649 | -130.4 | -132.4378 |  | 0
2020-08-08 17:00 | -36 | -36.0555 | 0 | 0 | 0 | 0 | -36 | -36.0139 |  | 0 |  | 0 | 0 | 0 | 93 | 95.613 | 92.4 | 94.7563 | -117.2 | -118.9622 | -128.4 | -130.1547 | -132 | -133.7718 | -131.3 | -133.0325 |  | 0
2020-08-08 17:30 | -41 | -41 | 0 | 0 | 0 | 0 | -41 | -41 |  | 0 |  | 0 | 0 | 0 | 91.2 | 93.3246 | 92.1 | 94.2678 | -115.7 | -117.0918 | -128 | -129.3724 | -131.6 | -132.9932 | -131.4 | -132.7811 |  | 0
2020-08-08 18:00 | -47 | -47.0956 | 0 | 0 | 0 | 0 | -47 | -47.1699 |  | 0 |  | 0 | 0 | 0 | 89.7 | 91.4296 | 90.6 | 92.4297 | -114.4 | -115.4319 | -129.2 | -130.7542 | -132.8 | -134.4036 | -132.9 | -134.4566 |  | 0
2020-08-08 18:30 | -52 | -52.1536 | 0 | 0 | 0 | 0 | -52 | -52.1536 |  | 0 |  | 0 | 0 | 0 | 90.6 | 93.0701 | 90.6 | 93.3521 | -115.5 | -117.0686 | -130.4 | -132.4738 | -134.2 | -136.4001 | -134 | -136.15 |  | 0
2020-08-08 19:00 | -46 | -46.1736 | 0 | 0 | 0 | 0 | -46 | -46.0977 |  | 0 |  | 0 | 0 | 0 | 91.5 | 94.5195 | 90.3 | 93.435 | -115 | -117.3171 | -129.1 | -131.9343 | -132.9 | -135.7765 | -132.6 | -135.4013 |  | 0
2020-08-08 19:30 | -39 | -39.2046 | 0 | 0 | 0 | 0 | -38 | -38.2099 |  | 0 |  | 0 | 0 | 0 | 90.6 | 93.0019 | 90.9 | 93.2942 | -114.8 | -116.3454 | -128.4 | -130.305 | -131.8 | -133.7405 | -131.8 | -133.8221 |  | 0
2020-08-08 20:00 | -45 | -45 | 0 | 0 | 0 | 0 | -45 | -45.0111 |  | 0 |  | 0 | 0 | 0 | 89.7 | 92.7019 | 90.3 | 93.2826 | -114.1 | -116.2396 | -126.3 | -128.5414 | -129.8 | -132.0735 | -129.7 | -131.9384 |  | 0
2020-08-08 20:30 | -44 | -44 | 0 | 0 | 0 | 0 | -44 | -44 |  | 0 |  | 0 | 0 | 0 | 90.6 | 93.8803 | 90.9 | 94.0149 | -113.3 | -115.7115 | -125.4 | -127.8482 | -128.8 | -131.2421 | -128.8 | -131.2613 |  | 0
2020-08-08 21:00 | -43 | -43.2897 | 0 | 0 | 0 | 0 | -44 | -44.2832 |  | 0 |  | 0 | 0 | 0 | 91.8 | 94.9617 | 90.6 | 93.6485 | -115.9 | -118.0258 | -126.7 | -129.3201 | -130.2 | -132.8694 | -130.1 | -132.7317 |  | 0
2020-08-08 21:30 | -40 | -40.0125 | 0 | 0 | 0 | 0 | -40 | -40.0125 |  | 0 |  | 0 | 0 | 0 | 93 | 95.9723 | 91.8 | 94.7354 | -116.9 | -119.1411 | -126.7 | -129.5241 | -130.1 | -133.1348 | -130 | -132.9184 |  | 0
2020-08-08 22:00 | -38 | -38.0132 | 0 | 0 | 0 | 0 | -39 | -39 |  | 0 |  | 0 | 0 | 0 | 92.4 | 95.391 | 92.4 | 95.391 | -118.6 | -120.8864 | -127.2 | -129.6528 | -130.5 | -132.9489 | -130.4 | -132.8507 |  | 0
2020-08-08 22:30 | -29 | -29.0172 | 0 | 0 | 0 | 0 | -29 | -29.0172 |  | 0 |  | 0 | 0 | 0 | 94.2 | 97.5125 | 93 | 96.4326 | -117.1 | -119.7181 | -125.6 | -128.4483 | -129 | -131.8778 | -128.8 | -131.6822 |  | 0
2020-08-08 23:00 | -17 | -17.1172 | 0 | 0 | 0 | 0 | -17 | -17.0294 |  | 0 |  | 0 | 0 | 0 | 92.7 | 96.4685 | 93.3 | 96.9631 | -118.6 | -121.7465 | -125.4 | -129.4185 | -128.6 | -132.6923 | -128.6 | -132.7417 |  | 0
2020-08-08 23:30 | -17 | -17.0294 | 0 | 0 | 0 | 0 | -17 | -17.0294 |  | 0 |  | 0 | 0 | 0 | 92.4 | 96.0975 | 92.4 | 96.1803 | -117.3 | -120.5847 | -123.6 | -127.8269 | -126.9 | -131.2218 | -126.9 | -131.2218 |  | 0
2020-08-09 | -16 | -16.2788 | 0 | 0 | 0 | 0 | -16 | -16.1245 |  | 0 |  | 0 | 0 | 0 | 91.5 | 95.8358 | 91.8 | 96.2116 | -115.7 | -119.4004 | -121.5 | -126.345 | -124.6 | -129.4224 | -124.3 | -129.3114 |  | 0
2020-08-09 00:30 | -12 | -12.6491 | 0 | 0 | 0 | 0 | -11 | -11.7047 |  | 0 |  | 0 | 0 | 0 | 92.7 | 98.4996 | 93.3 | 99.0645 | -117.7 | -123.0241 | -123.1 | -129.5288 | -126 | -132.6272 | -125.8 | -132.4363 |  | 0
2020-08-09 01:00 | -13 | -13.6015 | 0 | 0 | 0 | 0 | -14 | -14.5602 |  | 0 |  | 0 | 0 | 0 | 93.9 | 99.832 | 93.6 | 99.4481 | -117.8 | -123.1198 | -122.4 | -128.7375 | -125.5 | -131.9947 | -125.1 | -131.7724 |  | 0
2020-08-09 01:30 | -18 | -18.2483 | 0 | 0 | 0 | 0 | -17 | -17.2627 |  | 0 |  | 0 | 0 | 0 | 93.3 | 99.0645 | 94.2 | 99.7142 | -117.6 | -122.8993 | -121.4 | -127.8828 | -124.4 | -131.045 | -124.2 | -130.95 |  | 0
2020-08-09 02:00 | -21 | -21.587 | 0 | 0 | 0 | 0 | -20 | -20.6155 |  | 0 |  | 0 | 0 | 0 | 93.6 | 99.1658 | 94.2 | 99.9126 | -118.9 | -124.3552 | -122 | -128.5782 | -125.1 | -131.8039 | -124.6 | -131.4245 |  | 0
2020-08-09 02:30 | -30 | -31.0483 | 0 | 0 | 0 | 0 | -30 | -31.0483 |  | 0 |  | 0 | 0 | 0 | 93.3 | 100.1128 | 93 | 99.7246 | -118.4 | -125.1352 | -121.5 | -129.4272 | -124.5 | -132.657 | -124.3 | -132.6082 |  | 0
2020-08-09 03:00 | -31 | -32.0156 | 0 | 0 | 0 | 0 | -31 | -32.0156 |  | 0 |  | 0 | 0 | 0 | 93.6 | 100.0706 | 93.9 | 100.2458 | -118.5 | -124.9734 | -121 | -128.8116 | -124.1 | -132.0069 | -123.9 | -131.9559 |  | 0
2020-08-09 03:30 | -37 | -38.3275 | 0 | 0 | 0 | 0 | -38 | -39.2938 |  | 0 |  | 0 | 0 | 0 | 94.2 | 101.1694 | 95.1 | 101.8998 | -118.4 | -125.6621 | -121.5 | -129.9518 | -124.5 | -133.2179 | -124.1 | -132.9515 |  | 0
2020-08-09 04:00 | -38 | -39.0512 | 0 | 0 | 0 | 0 | -38 | -39.0512 |  | 0 |  | 0 | 0 | 0 | 94.5 | 100.704 | 93 | 99.2977 | -117.2 | -123.5186 | -121.5 | -129.3242 | -124.4 | -132.4598 | -124.4 | -132.6671 |  | 0
2020-08-09 04:30 | -38 | -38.833 | 0 | 0 | 0 | 0 | -38 | -38.833 |  | 0 |  | 0 | 0 | 0 | 94.2 | 100.3189 | 93 | 99.2977 | -118.8 | -124.6384 | -123.5 | -130.7817 | -126.5 | -133.9996 | -126.1 | -133.8825 |  | 0
2020-08-09 05:00 | -41 | -41.7732 | 0 | 0 | 0 | 0 | -41 | -41.7732 |  | 0 |  | 0 | 0 | 0 | 93.9 | 100.0373 | 93.6 | 99.6524 | -118 | -123.8457 | -123.4 | -130.6773 | -126.6 | -134.0611 | -126.4 | -134.0711 |  | 0
2020-08-09 05:30 | -43 | -43.9318 | 0 | 0 | 0 | 0 | -44 | -44.7214 |  | 0 |  | 0 | 0 | 0 | 92.7 | 98.6015 | 93.6 | 99.6524 | -119.4 | -125.0608 | -124.2 | -131.1461 | -127.3 | -134.5298 | -126.9 | -134.3773 |  | 0
2020-08-09 06:00 | -50 | -50.9902 | 0 | 0 | 0 | 0 | -50 | -50.9902 |  | 0 |  | 0 | 0 | 0 | 93.3 | 97.8225 | 94.5 | 98.879 | -116.9 | -120.8953 | -122.3 | -127.6208 | -125.5 | -131.0979 | -125.1 | -130.7653 |  | 0
2020-08-09 06:30 | -56 | -57.2713 | 0 | 0 | 0 | 0 | -57 | -58.0517 |  | 0 |  | 0 | 0 | 0 | 93.3 | 96.6433 | 93.3 | 96.8015 | -117.4 | -120.223 | -124.1 | -127.9139 | -127.1 | -131.1894 | -126.9 | -131.0955 |  | 0
2020-08-09 07:00 | -58 | -59.439 | 0 | 0 | 0 | 0 | -58 | -59.2284 |  | 0 |  | 0 | 0 | 0 | 92.1 | 95.2518 | 93 | 96.0469 | -118.4 | -120.7291 | -124.9 | -128.2452 | -127.9 | -131.3485 | -127.7 | -131.2224 |  | 0
2020-08-09 07:30 | -56 | -57.0701 | 0 | 0 | 0 | 0 | -55 | -56.0892 |  | 0 |  | 0 | 0 | 0 | 93.6 | 96.5539 | 93 | 95.9723 | -116.2 | -118.4149 | -123.9 | -127.2486 | -127 | -130.4266 | -126.7 | -130.1573 |  | 0
2020-08-09 08:00 | -55 | -56.0892 | 0 | 0 | 0 | 0 | -54 | -54.9181 |  | 0 |  | 0 | 0 | 0 | 93 | 95.8259 | 94.2 | 96.991 | -116.1 | -118.1847 | -123.6 | -126.4489 | -126.8 | -129.9197 | -126.4 | -129.6488 |  | 0
2020-08-09 08:30 | -59 | -60.208 | 0 | 0 | 0 | 0 | -59 | -60.208 |  | 0 |  | 0 | 0 | 0 | 91.5 | 94.0149 | 92.4 | 94.7563 | -116.8 | -118.5854 | -124.8 | -127.4966 | -128.3 | -130.8298 | -128.1 | -130.7719 |  | 0
2020-08-09 09:00 | -63 | -64.3273 | 0 | 0 | 0 | 0 | -62 | -63.1506 |  | 0 |  | 0 | 0 | 0 | 91.2 | 93.3246 | 90.9 | 92.9681 | -116.9 | -118.1586 | -125.7 | -127.7689 | -128.9 | -131.0068 | -128.7 | -130.8459 |  | 0
2020-08-09 09:30 | -66 | -67.2681 | 0 | 0 | 0 | 0 | -66 | -67.2681 |  | 0 |  | 0 | 0 | 0 | 90.9 | 93.7892 | 90.9 | 93.8636 | -116.5 | -118.6151 | -123.7 | -126.2208 | -126.8 | -129.3981 | -126.7 | -129.3806 |  | 0
2020-08-09 10:00 | -72 | -73.1642 | 0 | 0 | 0 | 0 | -71 | -72.1803 |  | 0 |  | 0 | 0 | 0 | 90.9 | 93.3622 | 92.1 | 94.8085 | -116.2 | -118.1002 | -124.1 | -126.5537 | -127.1 | -129.5741 | -126.9 | -129.3779 |  | 0
2020-08-09 10:30 | -84 | -85.3288 | 0 | 0 | 0 | 0 | -84 | -85.3288 |  | 0 |  | 0 | 0 | 0 | 90 | 92.4862 | 90.9 | 93.2942 | -114.2 | -115.9381 | -124.4 | -126.6188 | -127.7 | -129.9357 | -127.4 | -129.6594 |  | 0
2020-08-09 11:00 | -92 | -93.9415 | 0 | 0 | 0 | 0 | -91 | -92.7631 |  | 0 |  | 0 | 0 | 0 | 89.7 | 92.4063 | 91.5 | 94.0149 | -115.3 | -117.1434 | -125.7 | -128.0273 | -129 | -131.3622 | -128.9 | -131.283 |  | 0
2020-08-09 11:30 | -88 | -90.0278 | 0 | 0 | 0 | 0 | -88 | -90.0278 |  | 0 |  | 0 | 0 | 0 | 86.7 | 89.3577 | 87.3 | 90.0785 | -111.3 | -113.2705 | -123.1 | -125.4562 | -126.1 | -128.42 | -126.2 | -128.6137 |  | 0
2020-08-09 12:00 | -85 | -87.3212 | 0 | 0 | 0 | 0 | -85 | -87.3212 |  | 0 |  | 0 | 0 | 0 | 88.8 | 91.9083 | 88.2 | 91.4862 | -114 | -116.297 | -124 | -126.7584 | -127.3 | -130.0699 | -127 | -129.8176 |  | 0
2020-08-09 12:30 | -80 | -82.4621 | 0 | 0 | 0 | 0 | -80 | -82.2253 |  | 0 |  | 0 | 0 | 0 | 87.6 | 90.6715 | 88.5 | 91.5413 | -113 | -115.1601 | -124.7 | -127.341 | -128.3 | -131.0082 | -128.1 | -130.9509 |  | 0
2020-08-09 13:00 | -74 | -76.6551 | 0 | 0 | 0 | 0 | -74 | -76.4003 |  | 0 |  | 0 | 0 | 0 | 90.9 | 93.7158 | 91.2 | 93.5865 | -114.8 | -116.2337 | -124.9 | -126.8228 | -128.5 | -130.4896 | -128.2 | -130.1942 |  | 0
2020-08-09 13:30 | -69 | -71.5681 | 0 | 0 | 0 | 0 | -68 | -70.6045 |  | 0 |  | 0 | 0 | 0 | 93 | 95.9723 | 91.2 | 94.305 | -115.2 | -117.1345 | -126.2 | -128.5944 | -130.3 | -132.8103 | -129.8 | -132.4568 |  | 0
2020-08-09 14:00 | -67 | -69.1231 | 0 | 0 | 0 | 0 | -67 | -69.1231 |  | 0 |  | 0 | 0 | 0 | 96.6 | 99.2542 | 97.2 | 99.8383 | -122.5 | -124.4422 | -133.9 | -136.3027 | -137.3 | -139.8151 | -137.5 | -140.0493 |  | 0
2020-08-09 14:30 | -62 | -64.2884 | 0 | 0 | 0 | 0 | -61 | -63.3246 |  | 0 |  | 0 | 0 | 0 | 98.1 | 100.783 | 98.7 | 101.5056 | -125.9 | -128.1859 | -134 | -136.8533 | -137.4 | -140.3246 | -137.3 | -140.2675 |  | 0
2020-08-09 15:00 | -60 | -61.8466 | 0 | 0 | 0 | 0 | -60 | -61.6117 |  | 0 |  | 0 | 0 | 0 | 106.5 | 108.9764 | 106.2 | 108.5573 | -134.6 | -136.7582 | -141.5 | -144.3614 | -145.2 | -148.1664 | -145.2 | -148.2064 |  | 0
2020-08-09 15:30 | -58 | -59.6657 | 0 | 0 | 0 | 0 | -59 | -60.4152 |  | 0 |  | 0 | 0 | 0 | 108.6 | 110.9676 | 107.4 | 109.7934 | -135.7 | -137.8492 | -141.7 | -144.6975 | -145.4 | -148.5236 | -145.1 | -148.2709 |  | 0
2020-08-09 16:00 | -63 | -64.5368 | 0 | 0 | 0 | 0 | -62 | -63.3482 |  | 0 |  | 0 | 0 | 0 | 113.7 | 116.2677 | 112.5 | 115.2879 | -143.6 | -146.5188 | -150 | -153.6736 | -154 | -157.7518 | -153.8 | -157.622 |  | 0
2020-08-09 16:30 | -64 | -64.9384 | 0 | 0 | 0 | 0 | -64 | -64.9384 |  | 0 |  | 0 | 0 | 0 | 115.2 | 117.6734 | 115.2 | 117.2632 | -145.1 | -147.8918 | -151.4 | -154.849 | -155.3 | -158.851 | -155.2 | -158.7955 |  | 0
2020-08-09 17:00 | -67 | -67.6018 | 0 | 0 | 0 | 0 | -67 | -67.4759 |  | 0 |  | 0 | 0 | 0 | 114.9 | 116.543 | 116.4 | 118.072 | -146 | -147.9595 | -153.9 | -156.627 | -157.6 | -160.3372 | -157.5 | -160.313 |  | 0
2020-08-09 17:30 | -68 | -68 | 0 | 0 | 0 | 0 | -69 | -69 |  | 0 |  | 0 | 0 | 0 | 115.2 | 116.6919 | 117 | 118.243 | -144.2 | -145.9141 | -155.2 | -157.4969 | -159.3 | -161.6055 | -158.9 | -161.2451 |  | 0
2020-08-09 18:00 | -72 | -72 | 0 | 0 | 0 | 0 | -73 | -73 |  | 0 |  | 0 | 0 | 0 | 115.2 | 116.8892 | 116.1 | 117.7262 | -144.2 | -145.8837 | -156.4 | -158.5464 | -160.8 | -162.9366 | -160.7 | -162.7554 |  | 0
2020-08-09 18:30 | -75 | -77.6209 | 0 | 0 | 0 | 0 | -74 | -76.6551 |  | 0 |  | 0 | 0 | 0 | 117.6 | 119.6771 | 118.2 | 120.4361 | -148 | -150.6254 | -160 | -162.9375 | -164.5 | -167.414 | -164.1 | -167.0397 |  | 0
2020-08-09 19:00 | -69 | -71.8401 | 0 | 0 | 0 | 0 | -70 | -72.8011 |  | 0 |  | 0 | 0 | 0 | 117.6 | 120.1454 | 119.7 | 122.2017 | -149.2 | -152.3662 | -160.1 | -163.5878 | -164.8 | -168.291 | -164.2 | -167.7035 |  | 0
2020-08-09 19:30 | -74 | -74.0068 | 0 | 0 | 0 | 0 | -74 | -74.0068 |  | 0 |  | 0 | 0 | 0 | 120.3 | 122.7895 | 120 | 122.4956 | -150.4 | -153.6272 | -158.7 | -162.1972 | -163 | -166.5287 | -162.7 | -166.2146 |  | 0
2020-08-09 20:00 | -78 | -78.6384 | 0 | 0 | 0 | 0 | -78 | -78.6384 |  | 0 |  | 0 | 0 | 0 | 120.3 | 123.0355 | 118.8 | 121.698 | -152 | -155.4776 | -159.9 | -163.5795 | -164.3 | -167.8888 | -163.9 | -167.5954 |  | 0
2020-08-09 20:30 | -78 | -78.7718 | 0 | 0 | 0 | 0 | -78 | -78.7718 |  | 0 |  | 0 | 0 | 0 | 122.1 | 124.6734 | 122.1 | 124.6131 | -151.2 | -154.7807 | -159.5 | -163.706 | -163.8 | -168.0526 | -163.3 | -167.663 |  | 0
2020-08-09 21:00 | -68 | -68.469 | 0 | 0 | 0 | 0 | -68 | -68.469 |  | 0 |  | 0 | 0 | 0 | 121.2 | 124.4375 | 120.6 | 123.9911 | -150.4 | -154.8129 | -157.7 | -162.6448 | -161.9 | -166.9131 | -161.5 | -166.574 |  | 0
2020-08-09 21:30 | -58 | -58.3095 | 0 | 0 | 0 | 0 | -58 | -58.2151 |  | 0 |  | 0 | 0 | 0 | 120.6 | 123.7179 | 120 | 123.2007 | -150.3 | -154.4586 | -156.8 | -161.2919 | -160.8 | -165.3914 | -160.6 | -165.2205 |  | 0
2020-08-09 22:00 | -53 | -53.2353 | 0 | 0 | 0 | 0 | -53 | -53.2353 |  | 0 |  | 0 | 0 | 0 | 118.8 | 121.8296 | 120.3 | 123.0987 | -148.6 | -152.5523 | -154.4 | -158.8416 | -158.4 | -162.9411 | -158.3 | -162.8439 |  | 0
2020-08-09 22:30 | -43 | -43.1856 | 0 | 0 | 0 | 0 | -43 | -43.1856 |  | 0 |  | 0 | 0 | 0 | 117.9 | 121.3666 | 118.8 | 122.2411 | -148.5 | -153.0885 | -153.4 | -158.5008 | -157.2 | -162.3833 | -157.1 | -162.3368 |  | 0
2020-08-09 23:00 | -32 | -32.3883 | 0 | 0 | 0 | 0 | -32 | -32.3883 |  | 0 |  | 0 | 0 | 0 | 117.3 | 120.5724 | 117.9 | 121.1562 | -147.7 | -152.024 | -151.3 | -156.2207 | -155.2 | -160.2718 | -154.9 | -159.9813 |  | 0
2020-08-09 23:30 | -29 | -29.2746 | 0 | 0 | 0 | 0 | -29 | -29.2746 |  | 0 |  | 0 | 0 | 0 | 120.6 | 123.4557 | 118.5 | 121.3403 | -149.4 | -153.4907 | -152.8 | -157.5513 | -156.7 | -161.5774 | -156.5 | -161.4324 |  | 0
2020-08-10 | -21 | -21.587 | 0 | 0 | 0 | 0 | -20 | -20.6155 |  | 0 |  | 0 | 0 | 0 | 121.2 | 124.5748 | 121.2 | 124.5058 | -151.8 | -156.3394 | -154.3 | -159.476 | -158.2 | -163.5274 | -158 | -163.3847 |  | 0
2020-08-10 00:30 | -15 | -15.2971 | 0 | 0 | 0 | 0 | -15 | -15.2971 |  | 0 |  | 0 | 0 | 0 | 121.8 | 124.9546 | 123.3 | 126.4837 | -152.1 | -156.5388 | -154.1 | -159.1817 | -157.8 | -163.0394 | -157.7 | -162.8424 |  | 0
2020-08-10 01:00 | -19 | -19.6469 | 0 | 0 | 0 | 0 | -19 | -19.6469 |  | 0 |  | 0 | 0 | 0 | 123.3 | 126.3142 | 122.4 | 125.4075 | -153.1 | -157.6257 | -154 | -159.313 | -157.9 | -163.3135 | -157.9 | -163.5196 |  | 0
2020-08-10 01:30 | -20 | -20.8806 | 0 | 0 | 0 | 0 | -20 | -20.8806 |  | 0 |  | 0 | 0 | 0 | 121.5 | 125.442 | 122.7 | 126.3858 | -151 | -156.4673 | -151.6 | -157.884 | -155.3 | -161.7161 | -155.1 | -161.6362 |  | 0
2020-08-10 02:00 | -18 | -18.6815 | 0 | 0 | 0 | 0 | -19 | -19.6469 |  | 0 |  | 0 | 0 | 0 | 123 | 126.3267 | 120.3 | 123.8404 | -152.5 | -157.3086 | -152.8 | -158.4143 | -156.3 | -162.0805 | -156.2 | -162.144 |  | 0
2020-08-10 02:30 | -17 | -17.72 | 0 | 0 | 0 | 0 | -17 | -17.72 |  | 0 |  | 0 | 0 | 0 | 121.2 | 124.8577 | 123.9 | 127.41 | -153.6 | -158.8752 | -154.2 | -160.3822 | -157.8 | -164.091 | -157.6 | -164.0922 |  | 0
2020-08-10 03:00 | -17 | -18.0278 | 0 | 0 | 0 | 0 | -17 | -18.0278 |  | 0 |  | 0 | 0 | 0 | 123.6 | 127.4771 | 123.3 | 127.7176 | -155.6 | -161.4322 | -155.9 | -162.5448 | -159.6 | -166.4332 | -159.2 | -166.1351 |  | 0
2020-08-10 03:30 | -14 | -14.8661 | 0 | 0 | 0 | 0 | -14 | -14.5602 |  | 0 |  | 0 | 0 | 0 | 123 | 127.1197 | 122.7 | 126.7492 | -155 | -161.0154 | -155.2 | -162.1316 | -159 | -166.1163 | -158.5 | -165.7543 |  | 0
2020-08-10 04:00 | -12 | -12.6491 | 0 | 0 | 0 | 0 | -12 | -12.6491 |  | 0 |  | 0 | 0 | 0 | 122.7 | 126.9826 | 122.7 | 127.0602 | -153.9 | -160.5989 | -153.7 | -161.2308 | -157.6 | -165.3414 | -157.1 | -164.9866 |  | 0
2020-08-10 04:30 | -17 | -17.72 | 0 | 0 | 0 | 0 | -18 | -18.6815 |  | 0 |  | 0 | 0 | 0 | 122.4 | 127.5843 | 123.3 | 128.5324 | -155.1 | -162.5361 | -154.9 | -163.2684 | -158.4 | -166.9367 | -158.2 | -166.9056 |  | 0
2020-08-10 05:00 | -22 | -22.561 | 0 | 0 | 0 | 0 | -23 | -23.5372 |  | 0 |  | 0 | 0 | 0 | 123 | 127.9102 | 122.4 | 127.3333 | -151.4 | -158.6465 | -152.8 | -160.9603 | -156.6 | -164.9763 | -156.1 | -164.5966 |  | 0
2020-08-10 05:30 | -22 | -22.0907 | 0 | 0 | 0 | 0 | -22 | -22.0227 |  | 0 |  | 0 | 0 | 0 | 123.6 | 127.6252 | 123 | 127.3499 | -151.6 | -157.5259 | -153.1 | -160.1812 | -156.8 | -163.9824 | -156.4 | -163.6588 |  | 0
2020-08-10 06:00 | -22 | -22 | 0 | 0 | 0 | 0 | -24 | -24 |  | 0 |  | 0 | 0 | 0 | 123.3 | 125.7891 | 121.8 | 124.3796 | -153.3 | -157.0686 | -154.9 | -160.107 | -158.6 | -163.8891 | -158.5 | -163.8429 |  | 0
2020-08-10 06:30 | -25 | -25.0799 | 0 | 0 | 0 | 0 | -25 | -25.0799 |  | 0 |  | 0 | 0 | 0 | 123 | 124.8307 | 122.4 | 124.0394 | -153.3 | -155.6078 | -157.3 | -160.5619 | -161.4 | -164.7591 | -161.2 | -164.6238 |  | 0
2020-08-10 07:00 | -29 | -31.7805 | 0 | 0 | 0 | 0 | -30 | -32.6956 |  | 0 |  | 0 | 0 | 0 | 119.4 | 120.9819 | 120.6 | 122.4665 | -151.2 | -153.4192 | -158.6 | -160.7332 | -162.8 | -164.9267 | -162.6 | -164.7453 |  | 0
2020-08-10 07:30 | -33 | -34.2053 | 0 | 0 | 0 | 0 | -33 | -33.9559 |  | 0 |  | 0 | 0 | 0 | 119.7 | 121.9658 | 119.4 | 121.7294 | -148 | -151.1913 | -158.7 | -161.5107 | -162.7 | -165.5341 | -162.7 | -165.5957 |  | 0
2020-08-10 08:00 | -40 | -40.6079 | 0 | 0 | 0 | 0 | -39 | -39.6232 |  | 0 |  | 0 | 0 | 0 | 117 | 119.8758 | 118.8 | 121.5059 | -146.9 | -150.3114 | -158.5 | -161.8989 | -162.6 | -166.0151 | -162.6 | -165.9949 |  | 0
2020-08-10 08:30 | -42 | -42.7551 | 0 | 0 | 0 | 0 | -42 | -42.7551 |  | 0 |  | 0 | 0 | 0 | 116.1 | 119.0637 | 116.4 | 119.3563 | -145.3 | -148.8686 | -158.6 | -161.936 | -162.5 | -165.897 | -162.5 | -165.8369 |  | 0
2020-08-10 09:00 | -45 | -45.2769 | 0 | 0 | 0 | 0 | -45 | -45.3982 |  | 0 |  | 0 | 0 | 0 | 114.6 | 118.1634 | 115.8 | 119.7748 | -144.5 | -149.0631 | -158 | -161.8302 | -162.1 | -165.9846 | -162.3 | -166.1158 |  | 0
2020-08-10 09:30 | -45 | -45.0999 | 0 | 0 | 0 | 0 | -45 | -45.0999 |  | 0 |  | 0 | 0 | 0 | 116.7 | 120.8765 | 118.2 | 122.4812 | -146.9 | -152.092 | -158.7 | -163.1628 | -162.7 | -167.0787 | -162.8 | -167.1761 |  | 0
2020-08-10 10:00 | -46 | -46.1736 | 0 | 0 | 0 | 0 | -46 | -46.2709 |  | 0 |  | 0 | 0 | 0 | 118.2 | 121.8015 | 117.3 | 120.7838 | -145.4 | -149.887 | -156.7 | -160.2618 | -161 | -164.5923 | -160.9 | -164.4531 |  | 0
2020-08-10 10:30 | -51 | -51.0882 | 0 | 0 | 0 | 0 | -50 | -50.0899 |  | 0 |  | 0 | 0 | 0 | 117.9 | 121.0874 | 116.4 | 119.697 | -145.7 | -149.5241 | -157.3 | -161.5473 | -161.7 | -166.0367 | -161.4 | -165.7218 |  | 0
2020-08-10 11:00 | -47 | -47.1699 | 0 | 0 | 0 | 0 | -47 | -47.2652 |  | 0 |  | 0 | 0 | 0 | 120 | 123.338 | 119.4 | 122.685 | -149.4 | -153.5137 | -160.2 | -164.7888 | -164.4 | -169.0089 | -164.4 | -168.9116 |  | 0
2020-08-10 11:30 | -47 | -47.1699 | 0 | 0 | 0 | 0 | -47 | -47.1699 |  | 0 |  | 0 | 0 | 0 | 123 | 126.3954 | 121.8 | 125.298 | -154.8 | -159.5158 | -164.9 | -169.0439 | -169.2 | -173.3928 | -169 | -173.2415 |  | 0
2020-08-10 12:00 | -45 | -45.0999 | 0 | 0 | 0 | 0 | -46 | -46.1736 |  | 0 |  | 0 | 0 | 0 | 127.8 | 131.2739 | 128.7 | 132.1758 | -161 | -166.515 | -170.5 | -175.3837 | -175 | -179.9229 | -174.8 | -179.7984 |  | 0
2020-08-10 12:30 | -41 | -41.9762 | 0 | 0 | 0 | 0 | -41 | -41.9762 |  | 0 |  | 0 | 0 | 0 | 137.4 | 140.4477 | 136.5 | 139.5052 | -172.6 | -177.9241 | -181.4 | -186.2666 | -186.1 | -191.0257 | -185.9 | -190.8535 |  | 0
2020-08-10 13:00 | -37 | -37.6563 | 0 | 0 | 0 | 0 | -36 | -36.6742 |  | 0 |  | 0 | 0 | 0 | 138.9 | 142.361 | 141 | 144.2822 | -174.4 | -180.1121 | -183.2 | -188.3219 | -188.2 | -193.2523 | -187.7 | -192.8569 |  | 0
2020-08-10 13:30 | -34 | -34.7131 | 0 | 0 | 0 | 0 | -33 | -33.7343 |  | 0 |  | 0 | 0 | 0 | 139.8 | 143.1742 | 139.8 | 143.1098 | -173.7 | -179.4093 | -181.8 | -187.0488 | -186.4 | -191.7081 | -186.3 | -191.6343 |  | 0
2020-08-10 14:00 | -34 | -34.9285 | 0 | 0 | 0 | 0 | -33 | -33.9559 |  | 0 |  | 0 | 0 | 0 | 141.6 | 144.8056 | 141.3 | 144.5754 | -174.4 | -180.0622 | -182.6 | -187.7099 | -187.4 | -192.611 | -187.2 | -192.4396 |  | 0
2020-08-10 14:30 | -35 | -35.6931 | 0 | 0 | 0 | 0 | -35 | -35.6931 |  | 0 |  | 0 | 0 | 0 | 141 | 144.6078 | 140.1 | 143.3391 | -176.3 | -182.2023 | -183.5 | -188.8423 | -187.9 | -193.354 | -187.6 | -193.0109 |  | 0
2020-08-10 15:00 | -35 | -35.6931 | 0 | 0 | 0 | 0 | -34 | -34.7131 |  | 0 |  | 0 | 0 | 0 | 139.8 | 143.3711 | 140.4 | 143.8903 | -173.6 | -179.8498 | -181.6 | -187.1406 | -186.3 | -191.943 | -186 | -191.676 |  | 0
2020-08-10 15:30 | -37 | -37.3363 | 0 | 0 | 0 | 0 | -37 | -37.4833 |  | 0 |  | 0 | 0 | 0 | 140.1 | 143.7977 | 142.2 | 145.8444 | -174.7 | -181.5229 | -181.1 | -187.0995 | -185.8 | -191.9001 | -185.4 | -191.563 |  | 0
2020-08-10 16:00 | -35 | -35.6931 | 0 | 0 | 0 | 0 | -36 | -36.6742 |  | 0 |  | 0 | 0 | 0 | 140.1 | 144.43 | 141.3 | 145.6669 | -175.2 | -182.8396 | -181 | -187.8755 | -185.6 | -192.506 | -185.5 | -192.4895 |  | 0
2020-08-10 16:30 | -33 | -33.9559 | 0 | 0 | 0 | 0 | -33 | -33.9559 |  | 0 |  | 0 | 0 | 0 | 140.4 | 144.295 | 141 | 145.0884 | -177.4 | -184.3387 | -183.9 | -190.0863 | -188 | -194.1552 | -188.1 | -194.428 |  | 0
2020-08-10 17:00 | -31 | -32.8938 | 0 | 0 | 0 | 0 | -32 | -33.8378 |  | 0 |  | 0 | 0 | 0 | 141.6 | 144.7431 | 140.1 | 143.3391 | -174.8 | -180.7513 | -182.2 | -187.4611 | -185.9 | -191.1752 | -186.4 | -191.7549 |  | 0
2020-08-10 17:30 | -29 | -31.3847 | 0 | 0 | 0 | 0 | -29 | -31.3847 |  | 0 |  | 0 | 0 | 0 | 140.4 | 143.6959 | 139.2 | 142.5884 | -173.6 | -179.6424 | -183.5 | -189.2277 | -188.1 | -193.9559 | -188.1 | -194.1013 |  | 0
2020-08-10 18:00 | -33 | -35.1141 | 0 | 0 | 0 | 0 | -33 | -35.1141 |  | 0 |  | 0 | 0 | 0 | 138.3 | 141.1458 | 137.4 | 140.3246 | -172.8 | -177.8309 | -185.1 | -190.3041 | -189.7 | -194.9413 | -189.7 | -194.9413 |  | 0
2020-08-10 18:30 | -37 | -37.1214 | 0 | 0 | 0 | 0 | -38 | -38.0526 |  | 0 |  | 0 | 0 | 0 | 137.1 | 139.9702 | 136.8 | 139.7372 | -172.2 | -177.5361 | -185.5 | -190.8802 | -190.3 | -195.707 | -190.3 | -195.7572 |  | 0
2020-08-10 19:00 | -30 | -30.2655 | 0 | 0 | 0 | 0 | -30 | -30.1496 |  | 0 |  | 0 | 0 | 0 | 137.4 | 140.5102 | 136.8 | 140.1154 | -171.8 | -177.4196 | -184.3 | -190.1001 | -189.3 | -195.1929 | -188.8 | -194.6836 |  | 0
2020-08-10 19:30 | -41 | -41.4367 | 0 | 0 | 0 | 0 | -41 | -41.4367 |  | 0 |  | 0 | 0 | 0 | 138.9 | 142.4937 | 137.1 | 140.6722 | -173.6 | -179.6682 | -185.5 | -191.6598 | -190.2 | -196.4353 | -190.3 | -196.5572 |  | 0
2020-08-10 20:00 | -51 | -51.9711 | 0 | 0 | 0 | 0 | -52 | -52.7731 |  | 0 |  | 0 | 0 | 0 | 139.2 | 143.2684 | 139.2 | 143.2684 | -174.5 | -181.207 | -184.5 | -190.5414 | -188.9 | -194.9772 | -189 | -195.0988 |  | 0
2020-08-10 20:30 | -58 | -58.5491 | 0 | 0 | 0 | 0 | -57 | -57.5587 |  | 0 |  | 0 | 0 | 0 | 140.7 | 144.2488 | 139.2 | 142.9209 | -173.8 | -180.069 | -183.5 | -189.0328 | -187.7 | -193.2307 | -188.1 | -193.7384 |  | 0
2020-08-10 21:00 | -64 | -64.1249 | 0 | 0 | 0 | 0 | -64 | -64.1249 |  | 0 |  | 0 | 0 | 0 | 137.4 | 140.7013 | 137.7 | 140.8036 | -173.8 | -179.6066 | -183.3 | -188.6008 | -187.6 | -192.8519 | -187.1 | -192.3423 |  | 0
2020-08-10 21:30 | -67 | -67.0671 | 0 | 0 | 0 | 0 | -67 | -67.1193 |  | 0 |  | 0 | 0 | 0 | 138.6 | 142.3366 | 140.1 | 143.5321 | -173.7 | -180.157 | -181.9 | -187.4807 | -186.5 | -192.0909 | -186.4 | -191.9681 |  | 0
2020-08-10 22:00 | -66 | -66.0681 | 0 | 0 | 0 | 0 | -66 | -66.0681 |  | 0 |  | 0 | 0 | 0 | 141.6 | 144.7431 | 139.8 | 143.0459 | -173.6 | -179.54 | -181.4 | -186.4499 | -185.8 | -190.8015 | -186.7 | -191.9532 |  | 0
2020-08-10 22:30 | -60 | -60 | 0 | 0 | 0 | 0 | -60 | -60 |  | 0 |  | 0 | 0 | 0 | 141.6 | 144.4397 | 140.4 | 143.2634 | -174.1 | -179.7693 | -180.8 | -186.784 | -185 | -191.1201 | -185.1 | -191.2475 |  | 0
2020-08-10 23:00 | -65 | -65.0308 | 0 | 0 | 0 | 0 | -65 | -65.0308 |  | 0 |  | 0 | 0 | 0 | 141 | 144.1562 | 142.5 | 145.9401 | -177.5 | -183.1894 | -182.3 | -188.5134 | -186.3 | -192.5348 | -186.2 | -192.5904 |  | 0
2020-08-10 23:30 | -65 | -65.0692 | 0 | 0 | 0 | 0 | -64 | -64.0703 |  | 0 |  | 0 | 0 | 0 | 141 | 143.7924 | 141.9 | 144.9748 | -177.3 | -182.5108 | -181.8 | -187.6526 | -185.6 | -191.4831 | -185.4 | -191.3881 |  | 0
2020-08-11 | -59 | -59.0762 | 0 | 0 | 0 | 0 | -59 | -59.0762 |  | 0 |  | 0 | 0 | 0 | 140.1 | 143.0295 | 141.9 | 144.8531 | -177.2 | -182.751 | -181 | -187.2309 | -185.4 | -191.6895 | -185.2 | -191.6495 |  | 0
2020-08-11 00:30 | -70 | -70.1142 | 0 | 0 | 0 | 0 | -70 | -70.1783 |  | 0 |  | 0 | 0 | 0 | 140.1 | 143.1516 | 141.9 | 144.9137 | -176.6 | -182.4172 | -180.9 | -187.0632 | -184.8 | -191.1092 | -184.9 | -191.463 |  | 0
2020-08-11 01:00 | -69 | -69.2604 | 0 | 0 | 0 | 0 | -69 | -69.1809 |  | 0 |  | 0 | 0 | 0 | 142.2 | 145.2074 | 139.8 | 142.7965 | -177.6 | -183.1878 | -181.3 | -187.5978 | -185.7 | -192.0815 | -185.4 | -191.946 |  | 0
2020-08-11 01:30 | -70 | -70.1783 | 0 | 0 | 0 | 0 | -70 | -70.1142 |  | 0 |  | 0 | 0 | 0 | 141.6 | 144.6199 | 142.8 | 145.7951 | -177.4 | -183.0185 | -180.8 | -187.1146 | -184.9 | -191.3082 | -184.9 | -191.5411 |  | 0
2020-08-11 02:00 | -76 | -76.4199 | 0 | 0 | 0 | 0 | -77 | -77.3175 |  | 0 |  | 0 | 0 | 0 | 141.6 | 144.9323 | 143.1 | 146.2108 | -177.2 | -183.1237 | -179.2 | -185.911 | -183.8 | -190.5849 | -183.5 | -190.5359 |  | 0
2020-08-11 02:30 | -80 | -80.6226 | 0 | 0 | 0 | 0 | -80 | -80.5047 |  | 0 |  | 0 | 0 | 0 | 141.3 | 144.7686 | 141.3 | 144.8342 | -176.5 | -182.8843 | -178.4 | -185.4098 | -182.6 | -189.7507 | -182.2 | -189.5577 |  | 0
2020-08-11 03:00 | -86 | -86.8332 | 0 | 0 | 0 | 0 | -85 | -85.7088 |  | 0 |  | 0 | 0 | 0 | 133.2 | 136.6028 | 134.1 | 137.4805 | -166.7 | -172.4346 | -169.2 | -175.4944 | -173.1 | -179.552 | -172.7 | -179.3244 |  | 0
2020-08-11 03:30 | -86 | -86.5794 | 0 | 0 | 0 | 0 | -85 | -85.4751 |  | 0 |  | 0 | 0 | 0 | 141.6 | 144.1512 | 143.1 | 145.5148 | -179.4 | -184.3885 | -180.8 | -186.4863 | -184.7 | -190.5369 | -184.1 | -190.1326 |  | 0
2020-08-11 04:00 | -86 | -86.8332 | 0 | 0 | 0 | 0 | -86 | -86.8332 |  | 0 |  | 0 | 0 | 0 | 135 | 137.7924 | 135.3 | 138.2076 | -168 | -172.5355 | -169.9 | -175.1107 | -174 | -179.2345 | -173.9 | -179.2586 |  | 0
2020-08-11 04:30 | -88 | -88.8144 | 0 | 0 | 0 | 0 | -88 | -88.6848 |  | 0 |  | 0 | 0 | 0 | 143.1 | 145.6808 | 142.5 | 144.9798 | -177.7 | -182.8521 | -179.6 | -185.472 | -183.4 | -189.4013 | -183.6 | -189.7961 |  | 0
2020-08-11 05:00 | -87 | -87.8237 | 0 | 0 | 0 | 0 | -86 | -86.8332 |  | 0 |  | 0 | 0 | 0 | 142.2 | 144.5571 | 141 | 143.2873 | -175.3 | -180.1054 | -177.7 | -183.1411 | -181.7 | -187.2618 | -181.6 | -187.2864 |  | 0
2020-08-11 05:30 | -90 | -90.6697 | 0 | 0 | 0 | 0 | -90 | -90.6697 |  | 0 |  | 0 | 0 | 0 | 140.4 | 142.6969 | 140.1 | 142.4558 | -173.3 | -177.8339 | -176.2 | -181.6107 | -180.4 | -185.9037 | -180.3 | -185.9525 |  | 0
2020-08-11 06:00 | -93 | -93.4345 | 0 | 0 | 0 | 0 | -92 | -92.4392 |  | 0 |  | 0 | 0 | 0 | 141.9 | 144.2264 | 140.4 | 142.9162 | -176.4 | -181.193 | -180 | -185.276 | -184.4 | -189.8351 | -184.5 | -190.0516 |  | 0
2020-08-11 06:30 | -93 | -93.5361 | 0 | 0 | 0 | 0 | -93 | -93.6483 |  | 0 |  | 0 | 0 | 0 | 142.5 | 145.2056 | 139.5 | 142.3815 | -176.3 | -181.257 | -180.9 | -188.845 | -185.7 | -193.8643 | -185.3 | -193.6641 |  | 0
2020-08-11 07:00 | -97 | -97.6217 | 0 | 0 | 0 | 0 | -97 | -97.6217 |  | 0 |  | 0 | 0 | 0 | 138.6 | 140.9263 | 139.5 | 141.9761 | -174.4 | -179.0182 | -182.2 | -190.4946 | -186 | -194.5086 | -186.3 | -195.0012 |  | 0
2020-08-11 07:30 | -87 | -87.367 | 0 | 0 | 0 | 0 | -88 | -88.3629 |  | 0 |  | 0 | 0 | 0 | 139.2 | 141.357 | 138 | 140.0714 | -172.6 | -176.7767 | -181.2 | -189.4102 | -185.4 | -193.8471 | -185.5 | -193.972 |  | 0
2020-08-11 08:00 | -83 | -83.2166 | 0 | 0 | 0 | 0 | -83 | -83.2166 |  | 0 |  | 0 | 0 | 0 | 139.5 | 143.0122 | 138.6 | 142.3366 | -172.7 | -178.5678 | -182.9 | -189.956 | -187.7 | -195.0392 | -187.1 | -194.2722 |  | 0
2020-08-11 08:30 | -78 | -78.0577 | 0 | 0 | 0 | 0 | -79 | -79.0569 |  | 0 |  | 0 | 0 | 0 | 137.1 | 140.2801 | 137.7 | 140.8036 | -170.6 | -176.2077 | -182.7 | -189.4183 | -187.2 | -194.1283 | -187.1 | -193.9526 |  | 0
2020-08-11 09:00 | -85 | -85.0529 | 0 | 0 | 0 | 0 | -86 | -86.0523 |  | 0 |  | 0 | 0 | 0 | 136.5 | 140.8662 | 135.3 | 139.6293 | -168.8 | -175.9082 | -182.8 | -190.162 | -187.4 | -194.9422 | -187.2 | -194.6674 |  | 0
2020-08-11 09:30 | -88 | -88.0511 | 0 | 0 | 0 | 0 | -89 | -89.0505 |  | 0 |  | 0 | 0 | 0 | 138 | 140.4465 | 137.1 | 139.6187 | -170.9 | -175.5415 | -182.5 | -190.3214 | -186.7 | -194.8811 | -185.8 | -193.798 |  | 0
2020-08-11 10:00 | -87 | -87.1436 | 0 | 0 | 0 | 0 | -86 | -86.1452 |  | 0 |  | 0 | 0 | 0 | 134.1 | 137.1578 | 134.1 | 137.3496 | -169.2 | -174.4804 | -181 | -188.6453 | -185.1 | -193.0212 | -184.6 | -192.5622 |  | 0
2020-08-11 10:30 | -74 | -74.108 | 0 | 0 | 0 | 0 | -73 | -73.1095 |  | 0 |  | 0 | 0 | 0 | 137.1 | 140.6053 | 135.9 | 139.4355 | -168.8 | -175.0877 | -178.7 | -184.0851 | -183.3 | -188.7668 | -182.7 | -188.1842 |  | 0
2020-08-11 11:00 | -69 | -69 | 0 | 0 | 0 | 0 | -69 | -69 |  | 0 |  | 0 | 0 | 0 | 138.3 | 142.1826 | 137.4 | 141.3073 | -171 | -177.4746 | -179.9 | -185.467 | -184.5 | -190.0997 | -184.4 | -190.0752 |  | 0
2020-08-11 11:30 | -72 | -72.0625 | 0 | 0 | 0 | 0 | -72 | -72.0625 |  | 0 |  | 0 | 0 | 0 | 136.5 | 139.6303 | 136.8 | 139.7987 | -171.2 | -176.6646 | -180.7 | -185.5622 | -185.2 | -190.1264 | -185.1 | -189.9838 |  | 0
2020-08-11 12:00 | -72 | -72.0278 | 0 | 0 | 0 | 0 | -72 | -72.0069 |  | 0 |  | 0 | 0 | 0 | 135.9 | 138.6743 | 135.6 | 138.3208 | -168.5 | -173.5114 | -176.9 | -181.7944 | -182.2 | -187.1824 | -181.1 | -186.0658 |  | 0
2020-08-11 12:30 | -72 | -72 | 0 | 0 | 0 | 0 | -71 | -71 |  | 0 |  | 0 | 0 | 0 | 138.6 | 141.3802 | 137.1 | 139.8505 | -169.6 | -174.6751 | -179.4 | -184.3654 | -184.2 | -189.2209 | -183.5 | -188.5395 |  | 0
2020-08-11 13:00 | -70 | -70.0286 | 0 | 0 | 0 | 0 | -69 | -69.029 |  | 0 |  | 0 | 0 | 0 | 138.9 | 141.9155 | 137.7 | 140.8036 | -173.2 | -178.2196 | -181.7 | -186.5815 | -186.4 | -191.3858 | -185.8 | -190.7109 |  | 0
2020-08-11 13:30 | -83 | -83.0963 | 0 | 0 | 0 | 0 | -82 | -82.0975 |  | 0 |  | 0 | 0 | 0 | 140.4 | 143.4028 | 139.8 | 142.92 | -175.4 | -181.1054 | -180 | -185.8096 | -184 | -189.8093 | -183.5 | -189.3 |  | 0
2020-08-11 14:00 | -77 | -77.026 | 0 | 0 | 0 | 0 | -76 | -76.0263 |  | 0 |  | 0 | 0 | 0 | 138.3 | 141.9764 | 140.1 | 143.5976 | -175 | -181.2275 | -182.4 | -187.9652 | -186.8 | -192.5733 | -186.5 | -192.3311 |  | 0
2020-08-11 14:30 | -75 | -75.06 | 0 | 0 | 0 | 0 | -75 | -75.1066 |  | 0 |  | 0 | 0 | 0 | 138.9 | 142.2955 | 138 | 141.3519 | -172.9 | -178.9993 | -180.2 | -185.7338 | -184.7 | -190.3179 | -184.4 | -190.0752 |  | 0
2020-08-11 15:00 | -84 | -84.0536 | 0 | 0 | 0 | 0 | -83 | -83.0542 |  | 0 |  | 0 | 0 | 0 | 139.5 | 142.3815 | 138.6 | 141.3802 | -175.5 | -180.7866 | -180.3 | -185.5439 | -184.9 | -190.2735 | -184.8 | -190.2 |  | 0
2020-08-11 15:30 | -90 | -90 | 0 | 0 | 0 | 0 | -90 | -90 |  | 0 |  | 0 | 0 | 0 | 140.4 | 143.0871 | 143.1 | 145.5696 | -175.9 | -180.8913 | -181 | -186.1305 | -185.4 | -190.6424 | -185.3 | -190.5918 |  | 0
2020-08-11 16:00 | -91 | -91.1373 | 0 | 0 | 0 | 0 | -91 | -91.1373 |  | 0 |  | 0 | 0 | 0 | 138.3 | 142.7587 | 139.2 | 143.7798 | -174.6 | -182.0732 | -183.1 | -189.2618 | -188 | -194.2304 | -187.7 | -193.9652 |  | 0
2020-08-11 16:30 | -95 | -95.0474 | 0 | 0 | 0 | 0 | -93 | -93.0484 |  | 0 |  | 0 | 0 | 0 | 138.9 | 142.2955 | 140.4 | 143.9562 | -174.6 | -180.8674 | -183.2 | -188.3399 | -188.2 | -193.4125 | -187.9 | -193.1206 |  | 0
2020-08-11 17:00 | -100 | -100.02 | 0 | 0 | 0 | 0 | -100 | -100.02 |  | 0 |  | 0 | 0 | 0 | 138.6 | 141.4999 | 137.1 | 140.4083 | -171.3 | -177.1121 | -180.2 | -185.494 | -184.9 | -190.3208 | -184.8 | -190.1293 |  | 0
2020-08-11 17:30 | -104 | -104.0433 | 0 | 0 | 0 | 0 | -104 | -104.0433 |  | 0 |  | 0 | 0 | 0 | 136.8 | 140.724 | 136.5 | 140.2926 | -168.8 | -175.4374 | -180.1 | -186.157 | -184.7 | -190.9069 | -184.8 | -190.8819 |  | 0
2020-08-11 18:00 | -97 | -99.4636 | 0 | 0 | 0 | 0 | -96 | -98.27 |  | 0 |  | 0 | 0 | 0 | 132.3 | 135.9291 | 131.4 | 135.1932 | -165.1 | -171.0181 | -180.6 | -186.9214 | -185.3 | -191.6948 | -185.5 | -191.8371 |  | 0
2020-08-11 18:30 | -110 | -112.5877 | 0 | 0 | 0 | 0 | -109 | -111.6109 |  | 0 |  | 0 | 0 | 0 | 133.2 | 136.874 | 132 | 135.99 | -165.6 | -171.6053 | -181.3 | -187.701 | -186.1 | -192.6222 | -186.2 | -192.6673 |  | 0
2020-08-11 19:00 | -105 | -108.1712 | 0 | 0 | 0 | 0 | -105 | -108.1712 |  | 0 |  | 0 | 0 | 0 | 132.9 | 137.2299 | 134.4 | 138.5363 | -166.1 | -173.1203 | -180.4 | -187.8561 | -184.7 | -192.0988 | -184 | -191.4258 |  | 0
2020-08-11 19:30 | -102 | -105.513 | 0 | 0 | 0 | 0 | -101 | -104.2929 |  | 0 |  | 0 | 0 | 0 | 132.9 | 136.8638 | 132.3 | 136.5 | -165.3 | -171.7159 | -178 | -186.0485 | -182.6 | -190.7322 | -182.5 | -190.6365 |  | 0
2020-08-11 20:00 | -106 | -109.6358 | 0 | 0 | 0 | 0 | -106 | -109.6358 |  | 0 |  | 0 | 0 | 0 | 134.1 | 138.1727 | 134.4 | 138.5363 | -166.7 | -173.668 | -176.7 | -184.1362 | -181.2 | -188.668 | -181.3 | -188.888 |  | 0
2020-08-11 20:30 | -102 | -105.7733 | 0 | 0 | 0 | 0 | -102 | -105.7733 |  | 0 |  | 0 | 0 | 0 | 134.4 | 138.6094 | 135 | 139.1913 | -167.7 | -174.712 | -177.4 | -184.752 | -181.6 | -189.0643 | -181.1 | -188.5563 |  | 0
2020-08-11 21:00 | -108 | -108.3744 | 0 | 0 | 0 | 0 | -107 | -107.2986 |  | 0 |  | 0 | 0 | 0 | 135 | 138.6263 | 134.4 | 138.1802 | -168.6 | -174.7889 | -177.5 | -183.6427 | -182 | -188.3 | -181.9 | -188.229 |  | 0
2020-08-11 21:30 | -104 | -104.3072 | 0 | 0 | 0 | 0 | -105 | -105.3043 |  | 0 |  | 0 | 0 | 0 | 136.8 | 139.9869 | 137.4 | 140.5733 | -170 | -175.5269 | -177.7 | -183.0663 | -182.6 | -187.9901 | -182.5 | -187.9901 |  | 0
2020-08-11 22:00 | -107 | -107.4663 | 0 | 0 | 0 | 0 | -106 | -106.4706 |  | 0 |  | 0 | 0 | 0 | 135.6 | 139.0098 | 136.5 | 139.9538 | -170.2 | -176.1511 | -178.1 | -183.9446 | -182.5 | -188.4051 | -182.2 | -188.1644 |  | 0
2020-08-11 22:30 | -88 | -88.459 | 0 | 0 | 0 | 0 | -88 | -88.3629 |  | 0 |  | 0 | 0 | 0 | 135.3 | 139.7037 | 135.9 | 140.0643 | -168.6 | -175.7727 | -174.7 | -181.7143 | -179 | -186.0689 | -178.9 | -186.0824 |  | 0
2020-08-11 23:00 | -87 | -87.4643 | 0 | 0 | 0 | 0 | -87 | -87.367 |  | 0 |  | 0 | 0 | 0 | 137.7 | 141.5294 | 136.2 | 140.0704 | -173.1 | -179.7931 | -177.6 | -184.1825 | -182.3 | -188.9797 | -182 | -188.903 |  | 0
2020-08-11 23:30 | -85 | -85.5862 | 0 | 0 | 0 | 0 | -85 | -85.5862 |  | 0 |  | 0 | 0 | 0 | 138.6 | 142.0683 | 137.4 | 140.9646 | -171.6 | -178.2138 | -176.2 | -182.7796 | -180.9 | -187.5766 | -180.5 | -187.2706 |  | 0
2020-08-12 | -76 | -76.531 | 0 | 0 | 0 | 0 | -76 | -76.4199 |  | 0 |  | 0 | 0 | 0 | 139.2 | 142.7861 | 140.4 | 144.09 | -173 | -179.552 | -176.5 | -182.8843 | -181 | -187.4632 | -180.4 | -187.0415 |  | 0
2020-08-12 00:30 | -80 | -80.399 | 0 | 0 | 0 | 0 | -79 | -79.404 |  | 0 |  | 0 | 0 | 0 | 137.1 | 140.8764 | 138.9 | 142.7663 | -173.2 | -179.7818 | -176.5 | -182.9895 | -181.1 | -187.5939 | -180.8 | -187.4203 |  | 0
2020-08-12 01:00 | -76 | -76.1643 | 0 | 0 | 0 | 0 | -76 | -76.1643 |  | 0 |  | 0 | 0 | 0 | 132.9 | 136.5132 | 132.9 | 136.8638 | -165.8 | -171.5904 | -168.4 | -174.2316 | -173 | -178.9343 | -172.6 | -178.7801 |  | 0
2020-08-12 01:30 | -73 | -73.3348 | 0 | 0 | 0 | 0 | -73 | -73.3348 |  | 0 |  | 0 | 0 | 0 | 117.3 | 121.0756 | 118.5 | 122.5385 | -146.6 | -151.9328 | -150.9 | -156.397 | -154.7 | -160.2477 | -154.4 | -160.116 |  | 0
2020-08-12 02:00 | -87 | -87.8237 | 0 | 0 | 0 | 0 | -86 | -86.7006 |  | 0 |  | 0 | 0 | 0 | 90.9 | 94.5728 | 91.5 | 95.1497 | -115.8 | -118.6393 | -121.6 | -124.8724 | -124.2 | -127.4954 | -124.3 | -127.7811 |  | 0
2020-08-12 02:30 | -80 | -80.6226 | 0 | 0 | 0 | 0 | -80 | -80.6226 |  | 0 |  | 0 | 0 | 0 | 90.6 | 96.4228 | 90.3 | 95.9367 | -113.2 | -118.7865 | -118.5 | -124.3828 | -121.1 | -127.0727 | -121.2 | -127.3202 |  | 0
2020-08-12 03:00 | -82 | -82.6075 | 0 | 0 | 0 | 0 | -81 | -81.4985 |  | 0 |  | 0 | 0 | 0 | 90 | 97.385 | 90.6 | 98.4018 | -113.6 | -120.9179 | -118.7 | -126.9436 | -121.8 | -130.2677 | -121.5 | -130.0942 |  | 0
2020-08-12 03:30 | -78 | -78.7718 | 0 | 0 | 0 | 0 | -79 | -79.6304 |  | 0 |  | 0 | 0 | 0 | 90 | 97.6158 | 91.5 | 98.8863 | -115.8 | -122.9781 | -120 | -128.09 | -122.6 | -130.8056 | -122.4 | -130.7584 |  | 0
2020-08-12 04:00 | -76 | -76.6551 | 0 | 0 | 0 | 0 | -78 | -78.5175 |  | 0 |  | 0 | 0 | 0 | 90.9 | 98.4462 | 91.2 | 99.0713 | -114.8 | -122.3106 | -119.4 | -127.6337 | -122.4 | -130.8289 | -122 | -130.5613 |  | 0
2020-08-12 04:30 | -82 | -82.6075 | 0 | 0 | 0 | 0 | -82 | -82.4924 |  | 0 |  | 0 | 0 | 0 | 91.8 | 99.7409 | 90.6 | 98.7565 | -116.1 | -123.9584 | -120.9 | -129.8598 | -123.9 | -132.8368 | -124.1 | -133.3501 |  | 0
2020-08-12 05:00 | -85 | -85.3756 | 0 | 0 | 0 | 0 | -83 | -83.3847 |  | 0 |  | 0 | 0 | 0 | 91.8 | 98.7729 | 93.9 | 101.0573 | -117.7 | -124.5056 | -122.1 | -129.6174 | -125.8 | -133.3721 | -125.4 | -133.2635 |  | 0
2020-08-12 05:30 | -81 | -81.3941 | 0 | 0 | 0 | 0 | -81 | -81.3941 |  | 0 |  | 0 | 0 | 0 | 90.6 | 97.8262 | 90.9 | 98.2174 | -116.7 | -123.6266 | -121.9 | -129.564 | -125 | -132.7184 | -124.6 | -132.3151 |  | 0
2020-08-12 06:00 | -78 | -78.2304 | 0 | 0 | 0 | 0 | -78 | -78.1601 |  | 0 |  | 0 | 0 | 0 | 92.1 | 97.9352 | 93 | 98.9859 | -116.2 | -121.8229 | -121.7 | -128.105 | -124.8 | -131.3 | -124.7 | -131.3613 |  | 0
2020-08-12 06:30 | -74 | -74.027 | 0 | 0 | 0 | 0 | -74 | -74.0608 |  | 0 |  | 0 | 0 | 0 | 92.1 | 95.7268 | 94.2 | 97.6692 | -117.6 | -120.3968 | -124.4 | -127.8962 | -127.4 | -130.9536 | -127.2 | -130.7823 |  | 0
2020-08-12 07:00 | -86 | -86.0233 | 0 | 0 | 0 | 0 | -87 | -87.0057 |  | 0 |  | 0 | 0 | 0 | 84.3 | 86.9493 | 85.5 | 88.1132 | -105.4 | -107.0113 | -114.8 | -117.6197 | -118.8 | -121.698 | -118.5 | -121.3618 |  | 0
2020-08-12 07:30 | -87 | -87.0517 | 0 | 0 | 0 | 0 | -86 | -86.0523 |  | 0 |  | 0 | 0 | 0 | 82.2 | 84.8401 | 81 | 83.7537 | -104.3 | -105.7433 | -117.2 | -119.3591 | -120.5 | -122.5826 | -120.7 | -122.7792 |  | 0
2020-08-12 08:00 | -91 | -91.2688 | 0 | 0 | 0 | 0 | -89 | -89.3588 |  | 0 |  | 0 | 0 | 0 | 81.9 | 85.0954 | 81.6 | 85.1413 | -103.1 | -104.9652 | -119.1 | -121.4547 | -122.5 | -124.8097 | -122.5 | -124.8097 |  | 0
2020-08-12 08:30 | -87 | -87.5728 | 0 | 0 | 0 | 0 | -89 | -89.56 |  | 0 |  | 0 | 0 | 0 | 82.5 | 85.3572 | 84 | 86.8079 | -105.4 | -107.3052 | -121.3 | -123.6321 | -124.7 | -126.8527 | -124.9 | -127.1661 |  | 0
2020-08-12 09:00 | -88 | -88.3629 | 0 | 0 | 0 | 0 | -87 | -87.367 |  | 0 |  | 0 | 0 | 0 | 87 | 89.6413 | 86.4 | 89.0591 | -109.1 | -110.8821 | -124.8 | -127.0867 | -128.1 | -130.4596 | -128.1 | -130.4219 |  | 0
2020-08-12 09:30 | -85 | -85.2115 | 0 | 0 | 0 | 0 | -85 | -85.1469 |  | 0 |  | 0 | 0 | 0 | 87.3 | 90.4598 | 86.1 | 89.2231 | -109.5 | -111.5908 | -125 | -127.6348 | -128.2 | -130.8298 | -128 | -130.6339 |  | 0
2020-08-12 10:00 | -90 | -90.0222 | -8.3619 | 13.4401 | 110.7185 | 110.7344 | -90 | -90.0222 | -225.8195 | 226.2633 | -225.8195 | 226.2633 | -63.8396 | 97.7318 | 87.9 | 91.8657 | 88.8 | 92.7272 | -111.8 | -114.7345 | -125.5 | -129.1797 | -129 | -132.6028 | -128.7 | -132.2932 | 460.214 | 460.3072
2020-08-12 10:30 | -80 | -80 | -0.67491 | 15.8237 | 105.3653 | 105.4207 | -81 | -81 | -209.168 | 209.2036 | -209.168 | 209.2036 | -46.8402 | 80.6245 | 90.9 | 94.4905 | 91.2 | 94.8612 | -114.5 | -117.437 | -125.7 | -129.3742 | -129.3 | -132.9178 | -129.1 | -132.7973 | 428.9313 | 428.9334
2020-08-12 11:00 | -84 | -84.0238 | -2.5211 | 14.7737 | 101.372 | 101.5204 | -83 | -83.006 | -217.4114 | 217.4212 | -217.4114 | 217.4212 | -57.5997 | 85.3139 | 87.9 | 91.5241 | 88.2 | 91.9807 | -111.4 | -114.3486 | -125.8 | -129.3509 | -129.4 | -133.015 | -129 | -132.6081 | 433.6356 | 433.6517
2020-08-12 11:30 | -77 | -77.1038 | -1.3291 | 14.9178 | 97.6571 | 97.9359 | -77 | -77.1038 | -201.051 | 201.0511 | -201.051 | 201.0511 | -54.5607 | 82.6563 | 89.1 | 92.6772 | 89.1 | 92.9288 | -112.9 | -115.9455 | -125 | -128.573 | -128.4 | -132.0191 | -128.2 | -131.8064 | 428.9734 | 428.9834
2020-08-12 12:00 | -77 | -77.1622 | -3.363 | 16.0598 | 98.8739 | 99.2926 | -77 | -77.1038 | -204.4438 | 204.5369 | -204.4438 | 204.5369 | -52.505 | 83.8123 | 87.9 | 92.0418 | 87.6 | 92.0272 | -111.4 | -114.6726 | -123.3 | -127.1617 | -126.9 | -130.7511 | -126.7 | -130.5812 | 427.8824 | 427.928
2020-08-12 12:30 | -74 | -74.0608 | -8.5863 | 15.0659 | 94.671 | 95.0629 | -74 | -74.0608 | -190.2183 | 190.2903 | -190.2183 | 190.2903 | -32.9035 | 66.5599 | 90.9 | 94.6561 | 90.6 | 94.2845 | -114.4 | -117.4066 | -126.4 | -130.5864 | -130 | -134.272 | -129.7 | -133.8818 | 419.4666 | 419.4679
2020-08-12 13:00 | -80 | -80 | -12.2195 | 14.5821 | 94.2819 | 94.4587 | -80 | -80 | -179.3791 | 179.4067 | -179.3791 | 179.4067 | -11.8145 | 55.2804 | 90.6 | 94.7107 | 90.6 | 94.6237 | -114.8 | -117.8867 | -126.5 | -130.7964 | -129.9 | -134.3521 | -129.6 | -134.165 | 403.0458 | 403.1377
2020-08-12 13:30 | -79 | -79.0063 | -9.1545 | 12.7329 | 96.5082 | 96.6055 | -79 | -79.0063 | -190.0791 | 190.1953 | -190.0791 | 190.1953 | -3.3534 | 62.9722 | 89.4 | 93.132 | 88.2 | 92.1527 | -112.6 | -115.4073 | -127.6 | -131.1713 | -131.2 | -134.8126 | -131 | -134.618 | 423.3197 | 423.3988
2020-08-12 14:00 | -84 | -84.0238 | -7.9029 | 13.7654 | 106.2096 | 106.2766 | -84 | -84.006 | -202.9059 | 202.9527 | -202.9059 | 202.9527 | -5.1872 | 64.7957 | 88.8 | 92.7272 | 88.2 | 92.0663 | -113.5 | -116.4623 | -127 | -130.8002 | -130.9 | -134.7309 | -130.5 | -134.3661 | 415.6574 | 415.6695
2020-08-12 14:30 | -92 | -92 | -1.527 | 11.3089 | 114.8015 | 114.8017 | -93 | -93 | -215.8813 | 216.1964 | -215.8813 | 216.1964 | 8.5824 | 62.094 | 89.4 | 93.3882 | 90 | 93.9628 | -113.2 | -116.0146 | -126.9 | -130.6814 | -130.2 | -133.9563 | -129.9 | -133.7384 | 420.1826 | 420.1856
2020-08-12 15:00 | -82 | -82 | 4.9914 | 11.4392 | 105.1536 | 105.1555 | -82 | -82 | -217.3137 | 217.3776 | -217.3137 | 217.3776 | -11.0942 | 62.3135 | 89.1 | 93.0145 | 88.2 | 92.3284 | -114 | -116.8172 | -128.1 | -131.6578 | -131.9 | -135.5169 | -131.5 | -135.0361 | 416.5192 | 416.5624
2020-08-12 15:30 | -83 | -83 | 4.2957 | 9.842 | 103.2521 | 103.3071 | -81 | -81 | -215.5729 | 215.5757 | -215.5729 | 215.5757 | -17.7575 | 66.3955 | 90.6 | 94.2019 | 89.7 | 93.3366 | -114.2 | -117.0124 | -126.3 | -129.7968 | -129.4 | -132.8547 | -129.2 | -132.6826 | 433.464 | 433.4696
2020-08-12 16:00 | -90 | -90 | 0.32159 | 12.613 | 119.823 | 119.8378 | -89 | -89 | -244.4888 | 244.4941 | -244.4888 | 244.4941 | -30.4203 | 74.8747 | 89.4 | 93.3882 | 91.8 | 95.604 | -113.4 | -116.5238 | -123.7 | -127.5253 | -127.2 | -131.0439 | -126.9 | -130.8481 | 420.9848 | 421.0804
2020-08-12 16:30 | -84 | -84 | 14.7508 | 18.4986 | 111.7671 | 111.7843 | -85 | -85.0059 | -249.4187 | 249.5489 | -249.4187 | 249.5489 | -37.9927 | 75.0799 | 90.9 | 94.6561 | 92.1 | 95.6882 | -114 | -116.861 | -124.4 | -127.9662 | -127.7 | -131.2455 | -127.3 | -130.9261 | 422.159 | 422.2024
2020-08-12 17:00 | -79 | -79.1581 | 22.8478 | 24.4135 | 111.6289 | 111.7222 | -78 | -78.1601 | -260.4304 | 260.7727 | -260.4304 | 260.7727 | -71.8381 | 94.3423 | 91.8 | 95.117 | 93.9 | 97.2227 | -116.3 | -118.7911 | -127.6 | -130.636 | -131.2 | -134.4001 | -131 | -134.0431 | 426.8481 | 426.855
2020-08-12 17:30 | -72 | -72.3395 | 36.6849 | 37.2824 | 102.9959 | 103.3163 | -70 | -70.3491 | -259.171 | 260.3271 | -259.171 | 260.3271 | -98.3648 | 114.4548 | 90 | 93.2228 | 89.4 | 92.8838 | -114.7 | -117.0228 | -127.1 | -129.5354 | -130.6 | -133.0662 | -130.3 | -132.7145 | 448.1611 | 448.2904
2020-08-12 18:00 | -71 | -73.0069 | 42.3661 | 56.0605 | 104.8397 | 105.8733 | -71 | -73.0069 | -269.2279 | 269.2953 | -269.2279 | 269.2953 | -125.1757 | 144.4336 | 90 | 92.7699 | 90.9 | 93.8636 | -114.3 | -116.3417 | -127.9 | -130.6165 | -131.2 | -133.8893 | -131.4 | -133.9475 | 482.969 | 483.1397
2020-08-12 18:30 | -76 | -77.8781 | 45.8647 | 60.474 | 105.3142 | 106.3618 | -75 | -76.9025 | -270.4238 | 270.4887 | -270.4238 | 270.4887 | -123.3601 | 144.9238 | 90 | 92.4862 | 90.3 | 92.9177 | -114.1 | -115.9093 | -128.4 | -130.9467 | -131.7 | -134.2419 | -131.6 | -134.1245 | 499.2854 | 499.4489
2020-08-12 19:00 | -66 | -68.6804 | 47.2255 | 61.1875 | 101.8485 | 103.0766 | -66 | -68.4105 | -261.3749 | 261.4961 | -261.3749 | 261.4961 | -111.3572 | 135.2236 | 90.6 | 93.8022 | 90.9 | 93.9388 | -116.2 | -118.5327 | -128.8 | -131.9588 | -132.2 | -135.4297 | -132.1 | -135.2243 | 474.48 | 474.5496
2020-08-12 19:30 | -67 | -67.0298 | 43.3082 | 45.7639 | 100.9569 | 101.1028 | -66 | -66.0303 | -247.6582 | 248.5217 | -247.6582 | 248.5217 | -97.2477 | 115.9789 | 91.2 | 94.0068 | 92.7 | 95.3915 | -116.2 | -118.2088 | -128.2 | -131.0124 | -131.7 | -134.5609 | -131.8 | -134.5774 | 453.7052 | 453.8278
2020-08-12 20:00 | -54 | -54.0833 | 52.9365 | 54.2973 | 88.386 | 88.4238 | -54 | -54.0833 | -224.8471 | 225.4393 | -224.8471 | 225.4393 | -91.2678 | 114.7644 | 90.6 | 93.9594 | 91.8 | 95.3566 | -114.6 | -117.2952 | -126.2 | -129.5964 | -129.9 | -133.4326 | -129.7 | -133.1923 | 435.791 | 435.8901
2020-08-12 20:30 | -56 | -56.2228 | 50.4619 | 51.6249 | 88.0651 | 88.2143 | -55 | -55.2268 | -221.0411 | 221.6641 | -221.0411 | 221.6641 | -82.4798 | 108.6259 | 90.6 | 93.6485 | 91.5 | 94.5952 | -115 | -117.219 | -125.9 | -129.2418 | -129.4 | -132.8321 | -129 | -132.3524 | 421.5909 | 422.0046
2020-08-12 21:00 | -56 | -56.5685 | 52.2529 | 52.572 | 83.1324 | 83.4728 | -56 | -56.7186 | -207.1898 | 208.1786 | -207.1898 | 208.1786 | -65.056 | 120.013 | 88.8 | 92.3064 | 87.9 | 91.2774 | -111.9 | -114.4658 | -122.6 | -125.3892 | -125.8 | -128.623 | -125.7 | -128.3858 | 421.1516 | 421.1534
2020-08-12 21:30 | -51 | -51.788 | 48.1361 | 48.2703 | 82.8387 | 83.1925 | -51 | -51.788 | -204.0698 | 205.08 | -204.0698 | 205.08 | -44.0054 | 100.5529 | 88.5 | 91.2419 | 87.9 | 90.9614 | -112.1 | -113.8877 | -122.4 | -124.7308 | -125.7 | -128.0463 | -125.3 | -127.6346 | 410.6667 | 411.1332
2020-08-12 22:00 | -62 | -62.3939 | 33.4013 | 33.6221 | 90.4031 | 90.501 | -60 | -60.407 | -202.5206 | 203.0579 | -202.5206 | 203.0579 | -39.698 | 97.4378 | 89.7 | 92.7019 | 89.7 | 92.7781 | -113.6 | -115.9448 | -121.5 | -124.3139 | -124.8 | -127.6242 | -124.7 | -127.5264 | 367.9153 | 368.7235
2020-08-12 22:30 | -51 | -51 | 37.6439 | 38.7037 | 80.0655 | 80.2107 | -52 | -52 | -193.8845 | 193.8871 | -193.8845 | 193.8871 | -17.6785 | 92.6905 | 91.2 | 95.5494 | 89.7 | 94.21 | -113.7 | -117.4146 | -121.1 | -125.3594 | -124.1 | -128.4642 | -124.2 | -128.4837 | 343.6241 | 345.0465
2020-08-12 23:00 | -40 | -40 | 40.5471 | 41.2074 | 71.0981 | 71.2724 | -39 | -39 | -184.5078 | 184.5085 | -184.5078 | 184.5085 | -1.6353 | 88.973 | 92.4 | 96.9645 | 92.1 | 96.8628 | -117.1 | -121.1339 | -122.5 | -126.9381 | -125.9 | -130.5679 | -126 | -130.7174 | 339.89 | 342.5783
2020-08-12 23:30 | -46 | -46 | 40.478 | 40.8574 | 68.8937 | 69.2038 | -46 | -46 | -185.4579 | 185.458 | -185.4579 | 185.458 | -1.9416 | 84.5858 | 89.1 | 92.8441 | 90.9 | 94.911 | -112.9 | -116.0836 | -119.9 | -122.8152 | -122.8 | -125.7547 | -122.7 | -125.5594 | 353.961 | 362.5941
2020-08-13 | -37 | -37.0135 | 40.306 | 40.6183 | 62.5989 | 63.1751 | -37 | -37.0135 | -166.7006 | 166.7695 | -166.7006 | 166.7695 | -3.0904 | 87.6736 | 90.9 | 95.2631 | 89.4 | 93.8329 | -111.6 | -115.536 | -117.3 | -120.8077 | -120.6 | -124.1794 | -120.1 | -123.6461 | 321.789 | 332.2368
2020-08-13 00:30 | -32 | -32.0156 | 42.094 | 42.2129 | 56.0043 | 56.7051 | -32 | -32.0156 | -147.4441 | 147.5853 | -147.4441 | 147.5853 | 4.9742 | 90.4897 | 89.7 | 94.6794 | 89.7 | 94.7758 | -113.5 | -117.8977 | -118.5 | -122.3846 | -121.6 | -125.6094 | -121.4 | -125.3677 | 295.9826 | 307.6974
2020-08-13 01:00 | -36 | -36.0139 | 35.5508 | 35.648 | 59.9044 | 60.5097 | -36 | -36 | -146.2469 | 146.4437 | -146.2469 | 146.4437 | 18.0178 | 98.7508 | 92.1 | 99.4417 | 91.5 | 98.7729 | -116.5 | -123.6374 | -120.9 | -127.2826 | -124 | -130.5086 | -123.4 | -129.9386 | 289.8556 | 301.6316
2020-08-13 01:30 | -39 | -39.0512 | 29.8362 | 30.0265 | 62.0188 | 62.8834 | -39 | -39.0512 | -148.9825 | 149.3571 | -148.9825 | 149.3571 | 32.7447 | 107.5882 | 91.5 | 99.4648 | 91.2 | 99.3073 | -116.1 | -124.052 | -120.6 | -127.7371 | -123.1 | -130.1355 | -122.8 | -130.0779 | 293.8993 | 305.8409
2020-08-13 02:00 | -47 | -47.1699 | 26.7086 | 26.9234 | 61.564 | 62.7053 | -46 | -46.0977 | -143.913 | 144.5648 | -143.913 | 144.5648 | 50.4573 | 114.9267 | 90.6 | 98.5193 | 92.1 | 100.2525 | -115.5 | -123.2341 | -120.4 | -127.5483 | -123.4 | -130.6444 | -122.9 | -130.3046 | 306.0048 | 319.2021
2020-08-13 02:30 | -45 | -45.0999 | 20.7707 | 20.9265 | 65.528 | 66.5554 | -45 | -45.0999 | -153.9649 | 154.641 | -153.9649 | 154.641 | 55.0015 | 116.3934 | 92.4 | 100.0616 | 91.5 | 99.0005 | -116.7 | -124.2666 | -120.5 | -127.5113 | -123.9 | -130.9217 | -123.5 | -130.7061 | 293.5498 | 308.7616
2020-08-13 03:00 | -46 | -46.1736 | 19.2498 | 19.6352 | 66.8826 | 68.1239 | -48 | -48.1664 | -153.7494 | 154.6216 | -153.7494 | 154.6216 | 61.0494 | 120.3275 | 92.1 | 100.0171 | 92.1 | 100.0171 | -115.5 | -123.8553 | -119.3 | -126.9149 | -122.7 | -130.5124 | -122.3 | -130.2472 | 295.8901 | 308.9708
2020-08-13 03:30 | -44 | -44.1814 | 20.6132 | 20.9924 | 64.5517 | 65.8708 | -44 | -44.1814 | -149.2782 | 150.2937 | -149.2782 | 150.2937 | 69.7226 | 122.422 | 91.8 | 99.6239 | 90.3 | 98.6015 | -114.7 | -123.0943 | -119.2 | -126.8209 | -122.2 | -129.982 | -121.5 | -129.3928 | 302.2304 | 315.1661
2020-08-13 04:00 | -48 | -48.1664 | 18.2758 | 18.4861 | 66.2616 | 67.4045 | -47 | -47.1699 | -149.063 | 149.9104 | -149.063 | 149.9104 | 71.6441 | 123.0925 | 91.2 | 99.6668 | 90.9 | 98.9131 | -115.6 | -123.4601 | -119.9 | -127.243 | -122.9 | -130.4381 | -123.3 | -130.9829 | 302.5623 | 315.6605
2020-08-13 04:30 | -50 | -50.1597 | 14.8391 | 15.178 | 71.0705 | 72.0186 | -49 | -49.2544 | -153.4005 | 154.0003 | -153.4005 | 154.0003 | 68.5398 | 122.2388 | 90.3 | 98.362 | 93 | 100.5018 | -115.7 | -123.6424 | -120 | -127.4379 | -122.9 | -130.3712 | -122.8 | -130.4785 | 303.6985 | 317.9041
2020-08-13 05:00 | -53 | -53.1507 | 19.7836 | 20.0264 | 68.2109 | 69.4126 | -53 | -53.1507 | -149.9561 | 150.6048 | -149.9561 | 150.6048 | 60.3165 | 118.6168 | 91.5 | 99.2311 | 90.9 | 98.7952 | -114.6 | -122.7565 | -119.7 | -127.1892 | -122.3 | -130.0008 | -122.1 | -129.854 | 313.3647 | 325.9325
2020-08-13 05:30 | -56 | -56.2228 | 18.324 | 19.3573 | 75.7778 | 76.6353 | -56 | -56.2228 | -165.4533 | 165.7888 | -165.4533 | 165.7888 | 52.2369 | 114 | 89.4 | 97.7779 | 90.6 | 98.8763 | -114.2 | -122.3981 | -119.7 | -127.325 | -122.8 | -130.4785 | -122.4 | -130.2041 | 333.8055 | 340.5419
2020-08-13 06:00 | -39 | -39.1152 | 36.6251 | 37.4366 | 64.0198 | 64.6601 | -39 | -39.1152 | -155.3606 | 155.4907 | -155.3606 | 155.4907 | 29.2262 | 105.3191 | 90 | 97.0448 | 90.9 | 98.1041 | -113.3 | -119.857 | -120.1 | -125.9081 | -123.3 | -129.2008 | -122.9 | -128.8491 | 328.4687 | 334.1397
2020-08-13 06:30 | -41 | -41 | 42.7425 | 43.5903 | 68.0076 | 68.1367 | -41 | -41 | -176.8781 | 176.8793 | -176.8781 | 176.8793 | 7.633 | 91.6835 | 90.6 | 96.5259 | 90.3 | 95.7357 | -113.7 | -118.4761 | -120.7 | -124.1818 | -124 | -127.4303 | -123.9 | -127.41 | 347.451 | 352.696
2020-08-13 07:00 | -48 | -48 | 39.7075 | 41.0076 | 77.8517 | 77.9217 | -46 | -46.0109 | -193.3279 | 193.3707 | -193.3279 | 193.3707 | -13.3498 | 89.0952 | 88.8 | 92.9903 | 89.4 | 93.4754 | -111.1 | -114.4769 | -120.1 | -122.3775 | -123.6 | -125.8517 | -123.4 | -125.6553 | 387.6953 | 390.2709
2020-08-13 07:30 | -39 | -39.0128 | 50.2931 | 52.0456 | 70.7484 | 71.1191 | -40 | -40.05 | -195.1903 | 195.195 | -195.1903 | 195.195 | -56.7463 | 105.7709 | 86.4 | 90.5205 | 88.5 | 92.184 | -110 | -113.0771 | -120.1 | -122.0804 | -123.4 | -125.3634 | -122.9 | -124.836 | 405.6306 | 406.3548
2020-08-13 08:00 | -42 | -42 | 48.3669 | 49.7743 | 69.8589 | 69.9953 | -42 | -42 | -205.3823 | 205.5242 | -205.3823 | 205.5242 | -78.2542 | 94.969 | 88.2 | 91.1748 | 89.7 | 92.5523 | -111.5 | -113.6111 | -122.2 | -124.1469 | -125.5 | -127.4484 | -125.3 | -127.1652 | 417.1459 | 418.9722
2020-08-13 08:30 | -36 | -36.3456 | 52.005 | 52.3658 | 64.4852 | 64.5329 | -36 | -36.3456 | -205.3574 | 206.3879 | -205.3574 | 206.3879 | -77.094 | 96.3418 | 88.2 | 91.1748 | 89.1 | 92.2757 | -111.6 | -113.9253 | -122 | -124.1922 | -125.6 | -127.8962 | -125.4 | -127.5099 | 420.4077 | 421.327
2020-08-13 09:00 | -44 | -44.1814 | 34.4488 | 35.1538 | 73.3699 | 73.3789 | -46 | -46.0977 | -222.0934 | 222.7182 | -222.0934 | 222.7182 | -75.2666 | 100.158 | 85.2 | 88.5158 | 86.7 | 90.1224 | -108.8 | -111.5244 | -120.1 | -122.5935 | -124.2 | -126.8311 | -123.9 | -126.3185 | 435.6463 | 436.4864
2020-08-13 09:30 | -45 | -45.0444 | 29.9397 | 30.7683 | 69.1918 | 69.2348 | -46 | -46.0435 | -203.3926 | 203.7395 | -203.3926 | 203.7395 | -65.7441 | 94.8068 | 87 | 91.3642 | 86.7 | 90.8965 | -109.2 | -112.2758 | -121.9 | -124.726 | -125.4 | -128.1902 | -125.2 | -127.8347 | 422.6089 | 423.4452
2020-08-13 10:00 | -46 | -46.1736 | 25.3458 | 25.4459 | 65.2911 | 65.2912 | -46 | -46.1736 | -171.0132 | 171.4252 | -171.0132 | 171.4252 | -65.0593 | 106.7898 | 86.1 | 90.1449 | 87.3 | 91.3799 | -110 | -113.2414 | -120 | -122.9345 | -123.5 | -126.5247 | -123.2 | -126.1156 | 378.8624 | 379.5565
2020-08-13 10:30 | -50 | -50.01 | 14.7678 | 16.8848 | 70.6075 | 70.8889 | -50 | -50.01 | -170.9358 | 170.9391 | -170.9358 | 170.9391 | -36.7307 | 91.199 | 86.7 | 90.9871 | 88.2 | 92.3284 | -111.8 | -114.1927 | -121.9 | -124.605 | -125.3 | -127.8806 | -124.9 | -127.6419 | 378.0053 | 379.155
2020-08-13 11:00 | -57 | -57.1402 | 11.6593 | 16.7648 | 79.0006 | 79.4473 | -58 | -58.1378 | -173.183 | 173.2208 | -173.183 | 173.2208 | -18.9984 | 90.2464 | 88.5 | 92.7039 | 89.1 | 93.0145 | -111.4 | -114.4578 | -121.1 | -124.4084 | -124.3 | -127.8102 | -124.2 | -127.5864 | 372.4287 | 373.8704
2020-08-13 11:30 | -56 | -56.0803 | 17.7334 | 21.665 | 76.7361 | 77.1287 | -56 | -56.0803 | -165.8377 | 165.8692 | -165.8377 | 165.8692 | 0.000768 | 94.1936 | 92.4 | 96.0975 | 92.1 | 95.8921 | -116.3 | -119.3558 | -125.7 | -128.5543 | -129.4 | -131.908 | -128.7 | -131.6924 | 370.3964 | 371.777
2020-08-13 12:00 | -66 | -66.0076 | 17.427 | 21.7922 | 93.4136 | 93.5263 | -66 | -66.0076 | -196.5273 | 196.5285 | -196.5273 | 196.5285 | -17.9309 | 89.4047 | 89.7 | 93.2542 | 90.3 | 93.9963 | -113.8 | -116.4808 | -125.9 | -127.6521 | -129.1 | -131.7313 | -128.8 | -131.1632 | 387.0151 | 388.044
2020-08-13 12:30 | -64 | -64.0078 | 22.8892 | 25.6486 | 90.0789 | 90.1386 | -64 | -64 | -191.6484 | 191.6484 | -191.6484 | 191.6484 | -38.9854 | 97.3752 | 88.2 | 91.7294 | 87 | 90.3299 | -112.5 | -114.4239 | -124.5 | -125.9877 | -127.8 | -129.1869 | -127.5 | -128.701 | 413.0395 | 413.6741
2020-08-13 13:00 | -71 | -71.0282 | -2.6816 | 8.4291 | 91.9119 | 92.2176 | -70 | -70.0286 | -201.2859 | 201.3049 | -201.2859 | 201.3049 | -43.3075 | 97.3072 | 90.6 | 93.7249 | 90.3 | 93.435 | -113.7 | -116.3557 | -124.9 | -127.6526 | -128.4 | -131.0873 | -128.1 | -130.6759 | 421.8394 | 422.4314
2020-08-13 13:30 | -69 | -69.0652 | -2.0756 | 10.7033 | 91.071 | 91.4606 | -69 | -69.0652 | -192.9066 | 192.921 | -192.9066 | 192.921 | -45.8392 | 101.2051 | 91.8 | 94.8854 | 92.1 | 95.2518 | -115 | -117.4346 | -126.8 | -128.8513 | -130.1 | -132.3845 | -130.2 | -132.2797 | 412.8231 | 413.9857
2020-08-13 14:00 | -68 | -68.1175 | 7.5034 | 15.0252 | 95.5014 | 95.7826 | -70 | -70.1142 | -190.1484 | 190.15 | -190.1484 | 190.15 | -15.6185 | 92.6984 | 95.1 | 98.6165 | 94.5 | 98.0381 | -117.6 | -120.4183 | -125.7 | -128.1815 | -129.1 | -131.6528 | -128.7 | -131.1825 | 391.2445 | 392.8774
2020-08-13 14:30 | -70 | -70.1142 | 12.3867 | 18.7966 | 94.2955 | 94.5944 | -70 | -70.1142 | -185.5614 | 185.566 | -185.5614 | 185.566 | -17.7574 | 93.8821 | 91.8 | 95.604 | 91.5 | 95.0678 | -118.1 | -121.1694 | -126.9 | -129.6579 | -129.9 | -132.7742 | -130.2 | -133.0108 | 373.0089 | 374.8228
2020-08-13 15:00 | -66 | -66.3702 | 8.3937 | 15.9654 | 89.0924 | 89.6903 | -66 | -66.3702 | -175.1735 | 175.2001 | -175.1735 | 175.2001 | -20.3771 | 97.8282 | 89.7 | 93.1726 | 92.4 | 95.9761 | -115.5 | -118.0004 | -125.1 | -128.0644 | -128.7 | -131.2605 | -128.3 | -130.8881 | 394.5608 | 396.8331
2020-08-13 15:30 | -65 | -65.123 | 14.7034 | 17.0084 | 79.3888 | 79.8365 | -64 | -64.195 | -174.7429 | 174.8245 | -174.7429 | 174.8245 | -0.23222 | 86.1304 | 91.8 | 95.9461 | 93.3 | 97.4686 | -118.7 | -122.5798 | -128.1 | -131.5794 | -131.2 | -135.0076 | -131.1 | -135.0289 | 361.4145 | 364.4633
2020-08-13 16:00 | -47 | -47.0106 | 31.4506 | 32.4825 | 71.9706 | 72.2611 | -47 | -47.0106 | -162.4355 | 162.4517 | -162.4355 | 162.4517 | -16.9325 | 87.3623 | 92.7 | 96.7215 | 92.4 | 96.434 | -117.2 | -120.2065 | -126.3 | -129.0425 | -129.8 | -132.3736 | -129.6 | -132.1781 | 370.3302 | 372.8197
2020-08-13 16:30 | -44 | -44 | 47.7793 | 48.1704 | 65.0015 | 65.1139 | -43 | -43 | -167.0528 | 167.0528 | -167.0528 | 167.0528 | -28.7348 | 81.5598 | 93.6 | 97.0907 | 94.5 | 97.8023 | -118.1 | -121.2211 | -126.9 | -129.4367 | -130.4 | -132.7706 | -130.2 | -132.516 | 366.4428 | 369.0288
2020-08-13 17:00 | -38 | -38.0526 | 52.1427 | 52.4726 | 68.7022 | 68.7029 | -39 | -39.0512 | -181.7003 | 181.7621 | -181.7003 | 181.7621 | -55.1599 | 82.4431 | 95.4 | 98.4462 | 94.2 | 97.2093 | -119.7 | -121.8521 | -126.8 | -128.7634 | -129.8 | -131.8395 | -129.8 | -131.7357 | 351.8832 | 354.1559
2020-08-13 17:30 | -39 | -39.0512 | 58.6761 | 59.1092 | 70.8294 | 70.8295 | -39 | -39.0512 | -194.6004 | 194.7939 | -194.6004 | 194.7939 | -68.8945 | 80.4936 | 92.4 | 95.3169 | 92.7 | 95.4627 | -119.5 | -121.6744 | -129 | -131.4962 | -132.1 | -134.6535 | -132.1 | -134.5768 | 393.8275 | 398.1182
2020-08-13 18:00 | -43 | -44.1475 | 68.3272 | 73.0917 | 66.7485 | 68.5088 | -43 | -43.9318 | -195.0989 | 195.2317 | -195.0989 | 195.2317 | -96.8056 | 108.3618 | 90.6 | 94.368 | 91.2 | 94.6175 | -116.5 | -119.3342 | -128.1 | -130.3442 | -131.5 | -136.0915 | -131.6 | -133.6961 | 429.4305 | 433.1067
2020-08-13 18:30 | -49 | -50.6952 | 58.7273 | 65.7716 | 82.5764 | 83.3476 | -47 | -48.5077 | -222.1812 | 222.2008 | -222.1812 | 222.2008 | -101.8865 | 112.691 | 91.8 | 95.809 | 92.7 | 96.7215 | -116.4 | -119.2894 | -127.6 | -130.9305 | -130.8 | -134.3317 | -130.7 | -134.5559 | 429.855 | 433.7891
2020-08-13 19:00 | -40 | -40.7922 | 63.1432 | 63.611 | 75.3267 | 76.1701 | -40 | -41 | -197.2538 | 199.315 | -197.2538 | 199.315 | -91.2516 | 101.6996 | 92.1 | 97.0504 | 91.5 | 96.5767 | -117.5 | -120.9781 | -128.6 | -132.3523 | -132.1 | -135.6508 | -132.2 | -135.6291 | 401.575 | 406.2787
2020-08-13 19:30 | -45 | -45.2769 | 59.2312 | 59.686 | 79.3554 | 79.5457 | -45 | -45.3982 | -199.5275 | 200.5331 | -199.5275 | 200.5331 | -78.2076 | 85.942 | 92.7 | 96.7215 | 93.6 | 97.4164 | -117.1 | -120.7346 | -127.1 | -130.6079 | -130.5 | -133.9798 | -130.5 | -134.1742 | 393.588 | 399.1217
2020-08-13 20:00 | -48 | -48.3735 | 53.9135 | 54.3538 | 80.7352 | 80.9496 | -50 | -50.4876 | -195.5755 | 196.5721 | -195.5755 | 196.5721 | -64.3637 | 77.1388 | 93 | 96.6745 | 92.7 | 96.6363 | -117.1 | -120.2175 | -126.5 | -130.6308 | -129.8 | -133.9046 | -130.1 | -134.1955 | 394.5556 | 403.543
2020-08-13 20:30 | -48 | -48.2597 | 51.7164 | 52.0087 | 80.037 | 80.2002 | -48 | -48.2597 | -193.1623 | 193.8679 | -193.1623 | 193.8679 | -54.9003 | 89.2053 | 90.6 | 94.2845 | 91.5 | 94.9868 | -114.1 | -117.1596 | -123.6 | -126.7762 | -126.7 | -129.932 | -126.4 | -129.5732 | 386.7345 | 392.3096
2020-08-13 21:00 | -49 | -49.2544 | 53.3831 | 53.7934 | 75.0699 | 75.1071 | -50 | -50.2494 | -170.8283 | 171.5365 | -170.8283 | 171.5365 | -36.4837 | 85.0301 | 90 | 94.0494 | 90 | 93.9628 | -113.4 | -117.2233 | -123.8 | -127.4206 | -127 | -130.5534 | -126.9 | -130.7787 | 386.6261 | 392.7782
2020-08-13 21:30 | -38 | -38.4708 | 52.0333 | 52.0337 | 72.9475 | 73.2704 | -38 | -38.6394 | -173.5716 | 174.3579 | -173.5716 | 174.3579 | -30.3888 | 89.3369 | 91.2 | 94.6175 | 90.3 | 93.9134 | -115 | -117.8367 | -123.7 | -125.8873 | -126.8 | -129.418 | -126.6 | -128.987 | 369.8587 | 373.9058
2020-08-13 22:00 | -41 | -41.4367 | 49.9259 | 49.9525 | 68.7386 | 68.9174 | -40 | -40.4475 | -167.1282 | 167.4907 | -167.1282 | 167.4907 | -20.3416 | 88.801 | 91.2 | 95.4604 | 92.1 | 96.0975 | -115.3 | -119.0164 | -122.8 | -125.9551 | -126.2 | -128.9935 | -125.9 | -129.1892 | 344.493 | 349.3041
2020-08-13 22:30 | -34 | -34.3657 | 48.6573 | 48.6573 | 67.0582 | 67.1429 | -34 | -34.5254 | -163.1405 | 163.4419 | -163.1405 | 163.4419 | 3.1231 | 93.4883 | 90.9 | 95.1738 | 91.5 | 95.747 | -115.7 | -119.2078 | -122.6 | -125.5022 | -125.7 | -129.047 | -125.5 | -128.56 | 334.823 | 341.4782
2020-08-13 23:00 | -28 | -28.1603 | 53.866 | 53.8676 | 56.7029 | 56.7521 | -28 | -28.2843 | -144.5284 | 144.7528 | -144.5284 | 144.7528 | 8.757 | 94.1034 | 94.2 | 100.1142 | 94.5 | 100.1955 | -118.6 | -124.4647 | -123.9 | -129.1053 | -127.4 | -132.472 | -127.1 | -132.2096 | 307.767 | 315.2707
2020-08-13 23:30 | -35 | -35.3553 | 47.4275 | 47.6227 | 60.2105 | 60.3438 | -35 | -35.3553 | -164.9618 | 165.3508 | -164.9618 | 165.3508 | 14.5126 | 90.7226 | 94.5 | 99.8031 | 93 | 98.384 | -119.3 | -124.4129 | -124.4 | -129.1221 | -127.7 | -132.3131 | -127.8 | -132.6658 | 332.6021 | 340.9868
2020-08-14 | -23 | -23.7697 | 58.2122 | 58.5567 | 44.8083 | 45.2054 | -23 | -24.0416 | -128.2362 | 128.6721 | -128.2362 | 128.6721 | 18.7472 | 94.907 | 94.5 | 99.9977 | 94.8 | 100.3795 | -117.6 | -123.8984 | -123.1 | -128.3637 | -126.3 | -131.7152 | -125.8 | -131.8387 | 315.7286 | 325.4359
2020-08-14 00:30 | -26 | -26.1725 | 49.0515 | 49.1563 | 50.5208 | 50.6133 | -25 | -25.0799 | -142.5817 | 142.5826 | -142.5817 | 142.5826 | 26.0168 | 101.3324 | 94.8 | 100.8826 | 94.2 | 100.4225 | -119.1 | -124.8212 | -124.3 | -128.9726 | -127.1 | -132.4321 | -126.9 | -132.3642 | 306.0234 | 316.5592
2020-08-14 01:00 | -25 | -25 | 47.9662 | 47.9689 | 46.7984 | 47.4123 | -24 | -24.0208 | -130.9552 | 131.3292 | -130.9552 | 131.3292 | 31.6535 | 100.4587 | 95.4 | 101.9665 | 94.8 | 101.6199 | -118.5 | -125.2946 | -123 | -129.0955 | -126.1 | -132.7087 | -125.5 | -131.9717 | 285.4122 | 297.5793
2020-08-14 01:30 | -27 | -27.0185 | 44.1399 | 44.1538 | 47.4304 | 48.2596 | -26 | -26 | -129.4268 | 129.9421 | -129.4268 | 129.9421 | 41.2132 | 104.919 | 95.4 | 102.1798 | 96 | 102.6338 | -119.9 | -126.5955 | -123.1 | -129.4357 | -126.8 | -132.5055 | -126.8 | -132.1557 | 271.1511 | 285.1057
2020-08-14 02:00 | -21 | -21.0238 | 46.4148 | 46.4193 | 44.0637 | 45.1131 | -21 | -21.0238 | -117.6872 | 118.4827 | -117.6872 | 118.4827 | 40.9563 | 104.2204 | 94.8 | 101.5122 | 95.4 | 102.1798 | -119.9 | -127.1573 | -122.7 | -129.0611 | -125.7 | -132.2271 | -125.5 | -131.8395 | 260.191 | 278.2343
2020-08-14 02:30 | -16 | -16.0312 | 45.4682 | 45.5192 | 41.2922 | 42.3502 | -16 | -16 | -112.8758 | 113.4936 | -112.8758 | 113.4936 | 45.2345 | 104.8107 | 92.7 | 99.9977 | 94.8 | 101.8375 | -118.1 | -125.1462 | -121 | -127.598 | -124.1 | -130.7918 | -123.7 | -130.4758 | 245.5425 | 265.3012
2020-08-14 03:00 | -16 | -16.0312 | 44.165 | 44.2356 | 41.0056 | 42.0575 | -16 | -16.0312 | -113.0696 | 113.702 | -113.0696 | 113.702 | 45.0436 | 105.8046 | 93 | 100.3884 | 93.9 | 101.3898 | -117.5 | -124.7472 | -119.6 | -126.3355 | -122.6 | -129.4014 | -122.5 | -129.3083 | 243.1742 | 261.3881
2020-08-14 03:30 | -24 | -24.0208 | 40.2296 | 40.2406 | 46.1301 | 47.3488 | -24 | -24.0208 | -117.9702 | 118.7693 | -117.9702 | 118.7693 | 50.4218 | 110.5181 | 94.2 | 101.4488 | 93.3 | 100.5542 | -118.5 | -125.6797 | -120.6 | -126.839 | -123.3 | -130.3491 | -123 | -129.8124 | 243.3537 | 263.8151
2020-08-14 04:00 | -24 | -24.0208 | 41.4633 | 41.5263 | 42.9952 | 44.109 | -25 | -25.02 | -120.0842 | 120.8463 | -120.0842 | 120.8463 | 57.4349 | 109.6673 | 95.7 | 102.6758 | 95.4 | 102.5057 | -120.8 | -127.9971 | -122.5 | -128.8 | -125.3 | -132.3422 | -125.1 | -131.9622 | 248.5975 | 265.7084
2020-08-14 04:30 | -11 | -11 | 54.176 | 54.272 | 31.9101 | 33.0572 | -10 | -10 | -105.525 | 106.2355 | -105.525 | 106.2355 | 56.7864 | 111.4187 | 96 | 103.0643 | 95.1 | 102.2877 | -120.9 | -127.742 | -123 | -129.369 | -126.3 | -132.7841 | -125.9 | -132.468 | 256.8184 | 272.7841
2020-08-14 05:00 | -17 | -17 | 49.9529 | 50.1903 | 38.539 | 39.2368 | -17 | -17.0294 | -116.5367 | 116.8943 | -116.5367 | 116.8943 | 51.9859 | 104.6584 | 94.8 | 101.5122 | 96.3 | 103.0206 | -120 | -127.0325 | -122.8 | -129.1195 | -126 | -132.4442 | -125.6 | -132.2176 | 266.9171 | 281.4226
2020-08-14 05:30 | -16 | -16 | 53.2455 | 53.2834 | 40.5305 | 41.1445 | -18 | -18 | -122.3125 | 122.6409 | -122.3125 | 122.6409 | 39.3299 | 99.9711 | 95.4 | 102.0728 | 95.4 | 101.9665 | -120.4 | -126.9734 | -123.4 | -129.3406 | -127.1 | -132.7265 | -125.8 | -133.0373 | 274.5825 | 285.7035
2020-08-14 06:00 | -16 | -16 | 55.2539 | 55.254 | 44.261 | 44.5637 | -16 | -16 | -134.0398 | 134.1404 | -134.0398 | 134.1404 | 35.1089 | 90.9286 | 94.8 | 99.8022 | 95.7 | 100.6575 | -120.3 | -124.9161 | -124.1 | -128.1681 | -127.3 | -131.5629 | -127.1 | -131.2985 | 299.1314 | 308.9168
2020-08-14 06:30 | -27 | -27.1662 | 55.3882 | 55.3927 | 53.7424 | 53.7687 | -25 | -25.1794 | -153.5108 | 153.5587 | -153.5108 | 153.5587 | 20.5942 | 78.7431 | 94.5 | 98.6179 | 93.3 | 97.5558 | -118.7 | -122.9903 | -125.4 | -128.4173 | -128.3 | -131.6254 | -128.2 | -131.7902 | 335.132 | 340.9228
2020-08-14 07:00 | -35 | -35.0143 | 47.2009 | 47.9752 | 66.2278 | 66.2549 | -35 | -35.0143 | -171.8666 | 171.9395 | -171.8666 | 171.9395 | -1.7147 | 77.3955 | 93.6 | 97.7558 | 93.6 | 97.9306 | -118 | -121.5833 | -124.7 | -127.8617 | -128.2 | -131.291 | -128.2 | -131.2701 | 383.9521 | 388.7832
2020-08-14 07:30 | -48 | -48.0104 | 38.6289 | 39.413 | 78.4196 | 78.4384 | -49 | -49.0102 | -194.0406 | 194.3077 | -194.0406 | 194.3077 | -8.5314 | 73.0986 | 93 | 97.0091 | 93 | 96.8401 | -117.6 | -120.8412 | -127 | -129.1263 | -130.5 | -132.5222 | -130.2 | -132.7373 | 414.9173 | 417.4502
2020-08-14 08:00 | -49 | -49.0918 | 39.8801 | 42.5113 | 79.7046 | 79.972 | -50 | -50.04 | -197.0784 | 197.1266 | -197.0784 | 197.1266 | 19.7166 | 48.4644 | 90.6 | 94.0394 | 89.7 | 93.3366 | -115.1 | -117.7626 | -127.7 | -129.9357 | -131.4 | -133.628 | -131.4 | -133.6645 | 485.6557 | 486.3011
2020-08-14 08:30 | -54 | -54.1479 | 38.5595 | 39.8342 | 82.0274 | 82.0891 | -53 | -53.2353 | -212.3143 | 213.1273 | -212.3143 | 213.1273 | 11.9166 | 50.5477 | 90.6 | 94.0394 | 89.7 | 93.0919 | -114.6 | -117.3595 | -127.8 | -129.979 | -131.7 | -133.8689 | -131.4 | -133.4679 | 485.4554 | 485.9204
2020-08-14 09:00 | -60 | -60.208 | 30.5009 | 31.5656 | 86.9456 | 87.0337 | -60 | -60.208 | -223.597 | 224.6986 | -223.597 | 224.6986 | 13.3919 | 53.2207 | 90.3 | 93.5125 | 90.6 | 93.8803 | -114.7 | -116.9833 | -128.6 | -130.5508 | -132.3 | -134.2333 | -132.1 | -134.0532 | 502.5984 | 503.0249
2020-08-14 09:30 | -50 | -50.4876 | 35.5669 | 36.1037 | 76.4723 | 76.6417 | -50 | -50.636 | -205.815 | 206.867 | -205.815 | 206.867 | 11.1367 | 50.3932 | 90.9 | 94.6561 | 91.2 | 95.1128 | -116.2 | -118.2311 | -127.9 | -129.8515 | -131.2 | -132.9765 | -131.1 | -132.7799 | 470.9806 | 471.6164
2020-08-14 10:00 | -36 | -36.2215 | 30.4856 | 30.7313 | 57.8223 | 57.8606 | -36 | -36.2215 | -181.1118 | 181.4777 | -181.1118 | 181.4777 | 33.2906 | 65.3824 | 91.5 | 95.4382 | 91.2 | 95.1128 | -115.6 | -119.1692 | -126.9 | -130.0622 | -130.5 | -133.7425 | -130.5 | -133.8477 | 461.3253 | 462.2662
2020-08-14 10:30 | -43 | -43.4166 | 32.9014 | 33.3169 | 67.5852 | 67.6461 | -42 | -42.4264 | -187.3217 | 187.8249 | -187.3217 | 187.8249 | 55.1788 | 77.8262 | 89.7 | 92.9332 | 90.6 | 93.6485 | -113.8 | -115.9073 | -127.4 | -130.1111 | -131.1 | -133.6596 | -130.8 | -133.75 | 461.3971 | 462.3615
2020-08-14 11:00 | -45 | -46.0977 | 28.0306 | 28.0535 | 75.0508 | 75.5102 | -45 | -46.0977 | -196.59 | 197.5705 | -196.59 | 197.5705 | 52.5204 | 84.9192 | 90.9 | 94.409 | 91.8 | 94.81 | -116.1 | -118.5345 | -126.1 | -128.6143 | -129.1 | -131.6724 | -129.4 | -132.0843 | 432.2474 | 432.8278
2020-08-14 11:30 | -58 | -59.0339 | 28.3427 | 28.5932 | 83.6694 | 84.1477 | -58 | -59.0339 | -209.1861 | 210.3262 | -209.1861 | 210.3262 | 39.8792 | 80.7419 | 87.9 | 91.039 | 88.5 | 91.4651 | -113.5 | -115.5746 | -126 | -127.9408 | -129.4 | -131.2905 | -129.4 | -131.3245 | 486.5439 | 486.5449
2020-08-14 12:00 | -74 | -74.8131 | 17.6049 | 17.9086 | 101.5271 | 102.035 | -74 | -74.9667 | -235.0142 | 236.0442 | -235.0142 | 236.0442 | 40.4968 | 81.1221 | 89.1 | 91.6808 | 87 | 89.7878 | -110 | -111.727 | -125 | -126.6438 | -128.3 | -130.0936 | -128.2 | -130.1785 | 541.2047 | 541.2145
2020-08-14 12:30 | -78 | -78.2304 | 16.7919 | 19.2582 | 107.9265 | 108.1294 | -79 | -79.2275 | -243.4976 | 244.0345 | -243.4976 | 244.0345 | 46.8764 | 85.3763 | 88.2 | 90.5284 | 87.6 | 90.0125 | -112.2 | -113.7176 | -127.4 | -128.5239 | -130.8 | -131.8346 | -130.7 | -132.0028 | 546.1321 | 546.142
2020-08-14 13:00 | -76 | -76.2365 | 20.8114 | 22.809 | 106.9818 | 107.1037 | -75 | -75.2396 | -240.1993 | 240.6017 | -240.1993 | 240.6017 | 35.0719 | 79.2331 | 85.8 | 88.4044 | 87 | 89.714 | -109.8 | -111.5456 | -128.7 | -130.2911 | -132.3 | -134.0918 | -132.3 | -134.1601 | 583.6548 | 583.6569
2020-08-14 13:30 | -84 | -84.0952 | 8.3224 | 11.4454 | 111.2927 | 111.353 | -84 | -84.0952 | -238.6987 | 239.2525 | -238.6987 | 239.2525 | 38.1678 | 77.8084 | 86.7 | 88.8005 | 86.4 | 88.7072 | -111.7 | -112.5223 | -127.7 | -128.7783 | -131.2 | -132.5423 | -131.3 | -132.3354 | 569.0182 | 569.0282
2020-08-14 14:00 | -70 | -70.0643 | 8.6465 | 10.3646 | 95.7268 | 95.7281 | -71 | -71.0634 | -218.6223 | 219.0074 | -218.6223 | 219.0074 | 26.9927 | 77.944 | 88.2 | 91.0993 | 85.5 | 88.3351 | -111.8 | -113.5398 | -125.9 | -127.7905 | -129.6 | -131.454 | -129.6 | -131.5694 | 539.3274 | 539.4273
2020-08-14 14:30 | -66 | -66.0303 | 23.098 | 24.6145 | 94.8582 | 94.8583 | -65 | -65.0308 | -210.3623 | 210.7276 | -210.3623 | 210.7276 | 46.3675 | 83.5494 | 89.1 | 92.2757 | 88.2 | 91.3287 | -114.6 | -116.8656 | -125.3 | -127.8884 | -128.9 | -131.4566 | -128.7 | -131.2605 | 479.1656 | 479.7052
2020-08-14 15:00 | -54 | -54.0093 | 42.427 | 43.0474 | 76.3186 | 76.3439 | -54 | -54.0093 | -184.478 | 184.7179 | -184.478 | 184.7179 | -0.81281 | 84.4391 | 91.2 | 94.9442 | 90 | 93.7921 | -114.8 | -118.1194 | -123.7 | -126.9268 | -127 | -130.2025 | -126.9 | -130.2576 | 409.7255 | 411.7108
2020-08-14 15:30 | -40 | -40.7922 | 39.5555 | 39.9044 | 63.234 | 63.6095 | -39 | -39.8121 | -163.3105 | 164.3198 | -163.3105 | 164.3198 | -20.5743 | 74.8855 | 91.2 | 95.028 | 93 | 96.7569 | -115.5 | -118.0537 | -123.5 | -126.3321 | -126.4 | -129.3569 | -126.3 | -129.8667 | 373.0901 | 375.086
2020-08-14 16:00 | -35 | -36.4006 | 50.3087 | 50.4703 | 63.1702 | 63.7816 | -34 | -35.171 | -173.9655 | 174.8941 | -173.9655 | 174.8941 | -34.7888 | 91.0931 | 89.1 | 92.6772 | 91.2 | 94.6979 | -114.5 | -117.0918 | -124.5 | -126.1276 | -127.4 | -129.3039 | -127.2 | -129.2293 | 395.1065 | 396.1952
2020-08-14 16:30 | -27 | -29.5466 | 61.0101 | 61.1979 | 58.8147 | 60.2529 | -27 | -29.5466 | -165.0397 | 166.5889 | -165.0397 | 166.5889 | -56.1576 | 93.9711 | 93.3 | 96.2631 | 95.7 | 98.9623 | -117.2 | -119.3214 | -125.9 | -128.0352 | -128.8 | -130.8124 | -129.1 | -130.9277 | 391.7979 | 392.8232
2020-08-14 17:00 | -19 | -23.6008 | 71.3943 | 71.6163 | 54.5654 | 57.073 | -19 | -23.6008 | -161.5877 | 164.025 | -161.5877 | 164.025 | -82.3139 | 112.8602 | 91.8 | 94.589 | 92.7 | 95.6817 | -116.7 | -118.8492 | -126.3 | -128.0835 | -129.5 | -131.3055 | -129.7 | -131.4212 | 399.0161 | 399.7219
2020-08-14 17:30 | -31 | -33.6155 | 69.6372 | 69.7246 | 63.2281 | 65.0479 | -31 | -33.6155 | -183.6247 | 186.0461 | -183.6247 | 186.0461 | -88.3039 | 118.6405 | 91.2 | 93.3887 | 90.6 | 93.0701 | -115.2 | -116.7726 | -128.5 | -130.2534 | -131.7 | -133.5084 | -131.7 | -133.4434 | 457.4149 | 458.5727
2020-08-14 18:00 | -25 | -26.5707 | 74.9625 | 75.0323 | 65.1519 | 66.3083 | -25 | -26.5707 | -197.3333 | 199.5902 | -197.3333 | 199.5902 | -111.4325 | 132.8818 | 90.6 | 93.0701 | 92.7 | 95.1156 | -115.8 | -118.0119 | -129.1 | -130.6866 | -132.5 | -134.3709 | -132.5 | -134.1045 | 468.5499 | 470.2987
2020-08-14 18:30 | -24 | -26 | 82.0286 | 82.1229 | 61.4757 | 63.2094 | -23 | -25.0799 | -192.6797 | 195.8121 | -192.6797 | 195.8121 | -120.0359 | 138.5569 | 92.1 | 94.599 | 92.7 | 95.2518 | -115.4 | -118.1706 | -128.2 | -130.9444 | -131.8 | -134.5629 | -132 | -134.2815 | 460.3966 | 462.1384
2020-08-14 19:00 | -15 | -17.4929 | 90.0697 | 90.1779 | 51.0767 | 52.8158 | -15 | -18.0278 | -173.3424 | 176.0476 | -173.3424 | 176.0476 | -117.3582 | 135.5187 | 89.4 | 92.2616 | 90.9 | 93.7892 | -114.7 | -116.4962 | -126.1 | -128.1859 | -129.6 | -131.6381 | -129.5 | -131.5821 | 431.7602 | 433.7598
2020-08-14 19:30 | -21 | -22.4722 | 81.1747 | 81.273 | 57.5946 | 58.9508 | -20 | -21.9317 | -176.2424 | 178.452 | -176.2424 | 178.452 | -115.4433 | 132.4483 | 91.2 | 94.7791 | 91.8 | 95.196 | -116 | -118.832 | -126.3 | -128.5743 | -129.5 | -132.4377 | -129.4 | -132.202 | 402.0488 | 404.4459
2020-08-14 20:00 | -26 | -27.5136 | 75.7951 | 75.8784 | 60.556 | 61.6619 | -28 | -29.4109 | -178.5982 | 180.4084 | -178.5982 | 180.4084 | -103.9769 | 121.8442 | 88.2 | 91.1748 | 89.7 | 92.8552 | -112.7 | -114.9254 | -122.7 | -124.5562 | -125.9 | -128.1859 | -126 | -128.2654 | 402.4334 | 406.6654
2020-08-14 20:30 | -21 | -22.8473 | 78.5803 | 78.5979 | 55.2209 | 56.6635 | -21 | -22.8473 | -172.1073 | 173.7077 | -172.1073 | 173.7077 | -87.4909 | 109.8845 | 90.9 | 94.409 | 90.6 | 93.9594 | -115.3 | -117.8123 | -124.8 | -127.3586 | -128.3 | -130.9278 | -128.1 | -130.633 | 381.9901 | 386.9232
2020-08-14 21:00 | -11 | -14.2127 | 84.7989 | 84.8015 | 44.1255 | 45.7151 | -12 | -15 | -153.6118 | 154.8541 | -153.6118 | 154.8541 | -77.1306 | 95.3104 | 91.5 | 94.6718 | 90.6 | 93.8022 | -115.3 | -117.5725 | -124.4 | -127.0312 | -127.8 | -130.6417 | -127.9 | -130.384 | 364.5531 | 369.9979
2020-08-14 21:30 | -8 | -15.2643 | 83.1003 | 83.2642 | 40.8249 | 43.8796 | -9 | -15.8114 | -149.4222 | 151.4169 | -149.4222 | 151.4169 | -61.6904 | 95.507 | 90 | 93.1451 | 90 | 93.1451 | -114.1 | -116.611 | -122 | -124.6924 | -125.2 | -127.302 | -125.2 | -127.3625 | 350.9776 | 356.1818
2020-08-14 22:00 | 0 | 5 | 87.7384 | 87.7443 | 30.6258 | 31.3987 | 0 | 3 | -128.9592 | 129.2002 | -128.9592 | 129.2002 | -37.9669 | 84.5204 | 91.2 | 94.6175 | 90.3 | 93.8314 | -115.6 | -118.7401 | -122.9 | -126.1924 | -126.4 | -129.4056 | -126.4 | -128.9729 | 346.2378 | 353.1371
2020-08-14 22:30 | -5 | -6.4031 | 80.3461 | 80.3496 | 34.7667 | 35.3151 | -6 | -7.2111 | -138.7843 | 139.0065 | -138.7843 | 139.0065 | 2.0939 | 82.4146 | 93.6 | 96.7787 | 94.2 | 97.5904 | -119 | -121.4385 | -126 | -128.2894 | -129.4 | -131.5886 | -129.2 | -131.5085 | 348.5754 | 354.0096
2020-08-14 23:00 | 5 | 5.3852 | 86.5381 | 86.5398 | 23.4719 | 23.7216 | 5 | 5.3852 | -123.9399 | 123.9763 | -123.9399 | 123.9763 | 7.3903 | 86.4086 | 92.7 | 96.4685 | 94.8 | 98.6526 | -117.9 | -120.7272 | -124.5 | -126.7739 | -127.5 | -130.2045 | -127.2 | -129.8702 | 325.5769 | 332.0114
2020-08-14 23:30 | 7 | 7.0711 | 80.4969 | 80.5035 | 25.4447 | 25.8998 | 6 | 6.0828 | -136.0686 | 136.1075 | -136.0686 | 136.1075 | 0.97757 | 81.5234 | 93 | 96.6745 | 93 | 96.5124 | -119.2 | -122.2951 | -124.9 | -127.4168 | -127.7 | -130.5349 | -127.8 | -130.3585 | 328.3244 | 334.8038
2020-08-15 | 6 | 6.0828 | 82.1591 | 82.1764 | 18.3527 | 19.6784 | 6 | 6.0828 | -116.9853 | 117.0807 | -116.9853 | 117.0807 | 5.9264 | 88.8669 | 94.5 | 98.6179 | 93.9 | 98.0431 | -117.9 | -121.4862 | -123.1 | -125.4834 | -126.3 | -129.0425 | -125.9 | -128.7591 | 307.7206 | 315.2188
2020-08-15 00:30 | 0 | 0 | 68.7894 | 68.8947 | 26.2988 | 27.1933 | 0 | 0 | -121.4054 | 121.647 | -121.4054 | 121.647 | 18.9694 | 94.7519 | 94.8 | 100.1838 | 94.8 | 100.3795 | -119.5 | -124.8533 | -124.1 | -128.4384 | -127 | -131.6656 | -126.6 | -131.2534 | 296.95 | 304.6729
2020-08-15 01:00 | -2 | -2 | 63.93 | 64.0562 | 26.626 | 27.9442 | -2 | -2 | -116.4596 | 117.0606 | -116.4596 | 117.0606 | 30.0182 | 98.404 | 94.8 | 100.0872 | 93.9 | 99.2352 | -119.6 | -124.7237 | -124.8 | -128.8449 | -127.6 | -132.2607 | -127.5 | -132.3164 | 304.0889 | 314.8024
2020-08-15 01:30 | 0 | 0 | 66.3956 | 66.482 | 21.0945 | 23.2577 | 0 | 0 | -105.0803 | 105.7754 | -105.0803 | 105.7754 | 47.9289 | 109.6773 | 94.5 | 100.808 | 93.6 | 99.5498 | -119.4 | -125.2104 | -124.2 | -129.396 | -127.2 | -132.4163 | -126.9 | -132.2401 | 301.5258 | 312.6869
2020-08-15 02:00 | 0 | 0 | 62.0759 | 62.3955 | 21.4708 | 22.9634 | 0 | 0 | -100.8651 | 101.706 | -100.8651 | 101.706 | 52.2622 | 110.1444 | 93.9 | 100.4575 | 94.8 | 101.3401 | -120.5 | -127.2513 | -124 | -130.1037 | -127.2 | -133.3314 | -127 | -133.3534 | 278.31 | 292.6177
2020-08-15 02:30 | 10 | 10 | 72.2893 | 72.5495 | 8.7608 | 13.8337 | 10 | 10 | -78.6997 | 80.0716 | -78.6997 | 80.0716 | 50.3965 | 110.699 | 93.9 | 100.3512 | 95.1 | 101.6858 | -120 | -126.6814 | -122.8 | -129.369 | -125.8 | -132.8172 | -125.5 | -132.6892 | 255.9359 | 268.8086
2020-08-15 03:00 | 5 | 5.099 | 64.9636 | 65.4299 | 15.8809 | 17.8198 | 5 | 5.099 | -87.8195 | 88.8365 | -87.8195 | 88.8365 | 51.5497 | 107.107 | 95.4 | 101.475 | 96.3 | 102.395 | -120.1 | -126.0525 | -122.4 | -128.2383 | -125.1 | -131.7166 | -125.4 | -131.5876 | 243.9439 | 259.1433
2020-08-15 03:30 | 8 | 8 | 67.9575 | 68.3809 | 11.4882 | 14.8659 | 8 | 8 | -81.1499 | 82.6552 | -81.1499 | 82.6552 | 52.46 | 109.3224 | 95.4 | 101.6858 | 95.4 | 101.7562 | -120.3 | -127.3173 | -122.3 | -129.1223 | -125.3 | -132.6006 | -125 | -132.2486 | 239.681 | 255.7345
2020-08-15 04:00 | 6 | 6 | 58.139 | 58.7077 | 19.3676 | 21.5121 | 6 | 6 | -92.8492 | 93.6825 | -92.8492 | 93.6825 | 53.9786 | 110.869 | 95.4 | 102.8383 | 96.6 | 103.9525 | -121 | -129.1802 | -123 | -130.9389 | -126.3 | -134.1 | -125.9 | -133.9559 | 231.8573 | 246.3563
2020-08-15 04:30 | 0 | 0 | 59.473 | 60.0751 | 18.6632 | 20.6705 | 0 | 0 | -91.4004 | 92.1325 | -91.4004 | 92.1325 | 56.8653 | 113.9414 | 96 | 103.8468 | 94.8 | 102.6233 | -120.2 | -128.2425 | -122.6 | -130.8056 | -125.8 | -134.2233 | -125.4 | -133.8484 | 237.3633 | 251.4264
2020-08-15 05:00 | 0 | 0 | 61.4146 | 61.8666 | 18.2975 | 20.9007 | 0 | 0 | -90.8799 | 91.8447 | -90.8799 | 91.8447 | 49.8906 | 105.7454 | 96.3 | 104.0105 | 95.7 | 103.3416 | -118.8 | -126.8609 | -121.3 | -129.3087 | -124.5 | -132.6225 | -124.1 | -132.3511 | 240.6766 | 252.4206
2020-08-15 05:30 | 0 | 0 | 58.6242 | 58.9507 | 22.9179 | 24.8975 | 0 | 0 | -99.1004 | 99.8775 | -99.1004 | 99.8775 | 47.3108 | 102.6981 | 94.8 | 102.1697 | 95.4 | 102.8383 | -119.5 | -127.2741 | -122.3 | -129.948 | -125.5 | -133.5121 | -124.9 | -133.1093 | 244.7796 | 255.7961
2020-08-15 06:00 | 0 | 0 | 64.1718 | 64.3273 | 19.5723 | 21.679 | 0 | 0 | -97.6602 | 98.3665 | -97.6602 | 98.3665 | 47.0201 | 99.9731 | 95.7 | 101.5268 | 95.4 | 101.2441 | -120.6 | -126.8623 | -124.1 | -129.6187 | -127.3 | -132.8904 | -126.8 | -132.81 | 256.1755 | 267.8534
2020-08-15 06:30 | 0 | 0 | 66.708 | 66.7736 | 22.8948 | 24.0952 | 1 | 1 | -106.7919 | 107.2472 | -106.7919 | 107.2472 | 39.9416 | 91.9163 | 94.8 | 99.1658 | 95.4 | 99.7395 | -120.8 | -125.197 | -124.5 | -128.7865 | -127.7 | -132.0364 | -127.6 | -131.8431 | 271.1656 | 281.288
2020-08-15 07:00 | 0 | 0 | 68.5406 | 68.593 | 20.3505 | 21.9289 | 0 | 0 | -105.6647 | 106.1242 | -105.6647 | 106.1242 | 32.0642 | 89.9286 | 94.8 | 98.4073 | 95.4 | 98.9855 | -121.1 | -124.1832 | -125.6 | -128.705 | -128.8 | -131.9371 | -128.6 | -131.9489 | 286.5664 | 295.2251
2020-08-15 07:30 | 0 | 0 | 67.3104 | 67.3878 | 24.2257 | 25.0169 | 0 | 0 | -114.1529 | 114.3291 | -114.1529 | 114.3291 | 20.1782 | 80.4768 | 94.5 | 97.7254 | 94.8 | 97.8649 | -119.8 | -121.9119 | -125.4 | -127.6184 | -128.7 | -130.9713 | -128.7 | -130.8939 | 313.1127 | 320.5812
2020-08-15 08:00 | 0 | 2 | 64.2063 | 64.2751 | 23.5743 | 24.4964 | 0 | 2 | -115.7334 | 115.822 | -115.7334 | 115.822 | 14.8224 | 85.1573 | 91.2 | 94.0068 | 93 | 95.8987 | -116.6 | -119.1875 | -124 | -126.7944 | -127.3 | -130.0087 | -127.1 | -129.9926 | 332.5573 | 338.8552
2020-08-15 08:30 | -9 | -9.0554 | 52.4363 | 52.6208 | 30.427 | 31.0336 | -9 | -9.2195 | -125.0735 | 125.1704 | -125.0735 | 125.1704 | 4.6287 | 77.7222 | 92.1 | 94.9527 | 92.1 | 94.8085 | -116.6 | -118.7742 | -124.5 | -126.6799 | -127.9 | -130.0955 | -127.8 | -130.034 | 323.1534 | 329.1313
2020-08-15 09:00 | -13 | -13 | 44.0482 | 44.2811 | 32.0392 | 32.9588 | -9 | -9 | -126.8821 | 127.0762 | -126.8821 | 127.0762 | -4.4425 | 74.3459 | 92.4 | 95.2437 | 93.9 | 96.8447 | -117.2 | -119.9841 | -123.6 | -126.1089 | -126.9 | -129.1496 | -126.6 | -129.2478 | 300.9991 | 306.6107
2020-08-15 09:30 | -8 | -8 | 43.2783 | 43.4943 | 26.63 | 28.1329 | -8 | -8 | -113.2283 | 113.7277 | -113.2283 | 113.7277 | 1.2386 | 77.8552 | 93.6 | 96.4807 | 92.4 | 95.5419 | -116.5 | -119.3564 | -121.4 | -124.0439 | -124.5 | -127.261 | -124.2 | -127.0246 | 299.6971 | 305.9817
2020-08-15 10:00 | -11 | -11 | 36.5588 | 36.9582 | 27.57 | 29.2208 | -12 | -12 | -110.0116 | 110.7187 | -110.0116 | 110.7187 | 3.5218 | 80.9397 | 93.3 | 96.2631 | 93.6 | 96.7787 | -118 | -120.4761 | -123.3 | -125.8089 | -126.4 | -128.9664 | -126.5 | -129.1042 | 296.4762 | 302.5948
2020-08-15 10:30 | -12 | -12 | 31.8498 | 32.3333 | 27.7762 | 29.588 | -13 | -13 | -107.1057 | 108.028 | -107.1057 | 108.028 | 12.672 | 85.9427 | 92.7 | 96.0642 | 92.7 | 96.0642 | -117.1 | -119.6049 | -122.3 | -124.7136 | -126 | -128.3799 | -125.7 | -128.4445 | 293.7634 | 300.4097
2020-08-15 11:00 | -10 | -10.0499 | 40.5506 | 40.6936 | 25.8108 | 28.2537 | -10 | -10.0499 | -102.6454 | 103.9022 | -102.6454 | 103.9022 | 19.4379 | 91.4072 | 92.4 | 96.434 | 91.5 | 95.572 | -115 | -118.5514 | -121.2 | -124.7149 | -124.5 | -128.0401 | -124.2 | -127.8426 | 286.4994 | 290.7349
2020-08-15 11:30 | -16 | -16.1245 | 48.8587 | 48.8661 | 31.4615 | 33.0841 | -18 | -18.0278 | -106.4939 | 107.345 | -106.4939 | 107.345 | 38.4644 | 90.1129 | 87.9 | 92.0418 | 88.5 | 92.527 | -113.3 | -116.637 | -120.1 | -123.4352 | -123.1 | -126.3561 | -122.7 | -126.0805 | 286.1539 | 291.1835
2020-08-15 12:00 | -18 | -18 | 46.1257 | 46.188 | 30.8825 | 32.6512 | -18 | -18 | -108.8229 | 109.8608 | -108.8229 | 109.8608 | 35.6136 | 89.4508 | 89.1 | 93.3661 | 88.2 | 92.5985 | -112.3 | -116.784 | -118.8 | -123.0807 | -122 | -126.3111 | -121.9 | -126.0865 | 284.2572 | 289.432
2020-08-15 12:30 | -18 | -18.0278 | 35.7512 | 35.8312 | 34.6854 | 36.7543 | -19 | -19.0263 | -113.9061 | 114.8703 | -113.9061 | 114.8703 | 45.9682 | 93.9037 | 88.8 | 93.3535 | 91.8 | 96.0337 | -113.9 | -117.2185 | -120.8 | -124.8831 | -123.9 | -127.8456 | -124.5 | -127.2836 | 284.2671 | 288.7497
2020-08-15 13:00 | -14 | -14.3178 | 38.6224 | 38.6482 | 37.1329 | 39.0929 | -13 | -13.3417 | -118.3268 | 119.4293 | -118.3268 | 119.4293 | 39.3849 | 92.7002 | 90 | 94.6803 | 90.3 | 94.7739 | -114.7 | -118.1461 | -123.4 | -126.8952 | -126.9 | -130.3402 | -126.5 | -130.1206 | 293.4915 | 297.7667
2020-08-15 13:30 | -27 | -27.1662 | 36.3592 | 36.3753 | 37.637 | 39.9172 | -26 | -26.1725 | -120.9025 | 122.2592 | -120.9025 | 122.2592 | 50.7913 | 99.492 | 90.9 | 95.4443 | 89.1 | 93.7316 | -113.7 | -118.2682 | -121.6 | -125.1727 | -124.5 | -128.6896 | -124.5 | -128.4477 | 297.2252 | 301.9338
2020-08-15 14:00 | -25 | -25.1794 | 21.9509 | 22.1903 | 40.6745 | 42.849 | -25 | -25.1794 | -128.3269 | 129.6537 | -128.3269 | 129.6537 | 74.0768 | 108.6963 | 91.2 | 95.2848 | 90.3 | 94.4238 | -115.5 | -118.822 | -122.2 | -125.6171 | -125.6 | -129.0637 | -125.4 | -128.9853 | 308.9932 | 315.3471
2020-08-15 14:30 | -23 | -23.5372 | 29.441 | 29.4565 | 38.4663 | 41.342 | -22 | -22.3607 | -129.9379 | 131.407 | -129.9379 | 131.407 | 76.8632 | 112.0955 | 92.4 | 96.5203 | 92.7 | 96.8075 | -116.9 | -120.2768 | -123.1 | -126.5621 | -126.5 | -129.9856 | -126.3 | -129.954 | 310.7042 | 317.313
2020-08-15 15:00 | -25 | -25.9615 | 34.9453 | 35.2145 | 42.8827 | 46.2146 | -25 | -25.9615 | -138.688 | 140.7938 | -138.688 | 140.7938 | 60.1451 | 103.3604 | 92.1 | 96.5879 | 92.1 | 96.7703 | -117.2 | -121.1724 | -123.3 | -126.9189 | -126.4 | -130.2418 | -126.1 | -130.2418 | 301.5506 | 307.8917
2020-08-15 15:30 | -17 | -17.72 | 42.4441 | 42.4847 | 39.0713 | 41.784 | -18 | -18.6815 | -132.3794 | 133.583 | -132.3794 | 133.583 | 58.6697 | 100.75 | 92.1 | 96.2332 | 93.9 | 98.2174 | -116.4 | -119.5217 | -122.7 | -126.2905 | -126 | -129.2975 | -125.8 | -129.3452 | 312.8846 | 318.4427
2020-08-15 16:00 | -17 | -17.72 | 47.4361 | 47.4616 | 40.8158 | 43.0696 | -18 | -18.6815 | -135.2186 | 136.0607 | -135.2186 | 136.0607 | 45.1154 | 90.7997 | 91.2 | 95.2848 | 90.6 | 94.7107 | -116.3 | -119.765 | -123.3 | -127.1741 | -126.6 | -130.2318 | -126.3 | -130.106 | 316.0146 | 322.0562
2020-08-15 16:30 | -17 | -17.4642 | 50.2688 | 50.2747 | 38.9072 | 40.6823 | -18 | -18.2483 | -140.6231 | 141.0604 | -140.6231 | 141.0604 | 23.2875 | 77.9745 | 93.9 | 98.7602 | 93 | 98.2865 | -117.7 | -122.402 | -124 | -128.5241 | -127.4 | -131.6816 | -127.3 | -131.8218 | 319.6272 | 322.7346
2020-08-15 17:00 | -15 | -15.0333 | 60.7345 | 60.7438 | 38.6723 | 39.7759 | -14 | -14.0357 | -150.4332 | 150.4866 | -150.4332 | 150.4866 | -1.621 | 65.5053 | 92.4 | 96.6954 | 93.9 | 98.3057 | -117.7 | -121.2509 | -125.3 | -128.9824 | -128.7 | -132.2335 | -128.6 | -132.1103 | 347.6869 | 349.5356
2020-08-15 17:30 | -7 | -7.0711 | 72.7043 | 72.7053 | 37.1122 | 37.4855 | -7 | -7 | -156.7508 | 156.8301 | -156.7508 | 156.8301 | -1.2814 | 59.0412 | 90 | 92.9923 | 91.5 | 94.3709 | -115.2 | -117.3196 | -126.6 | -129.0448 | -130 | -132.439 | -129.9 | -132.36 | 435.4103 | 437.577
2020-08-15 18:00 | -23 | -23.1948 | 65.2696 | 65.8153 | 53.7828 | 54.6336 | -23 | -23.1948 | -189.0998 | 189.1186 | -189.0998 | 189.1186 | -23.3884 | 66.0401 | 87.9 | 90.8089 | 89.1 | 92.0457 | -112 | -113.9517 | -126.2 | -128.0352 | -129.5 | -131.3713 | -129.7 | -131.4863 | 484.0896 | 484.8161
2020-08-15 18:30 | -24 | -24.0208 | 69.2608 | 69.8884 | 55.7466 | 56.1828 | -24 | -24 | -195.0608 | 195.3094 | -195.0608 | 195.3094 | -30.9739 | 99.3844 | 90.3 | 93.6702 | 91.2 | 94.6175 | -114.3 | -116.9732 | -128.5 | -131.2452 | -132.1 | -134.6228 | -132.1 | -134.4263 | 495.7967 | 496.6089
2020-08-15 19:00 | -19 | -19.105 | 72.2348 | 72.8185 | 50.1243 | 50.6379 | -20 | -20.025 | -182.3021 | 182.4501 | -182.3021 | 182.4501 | -24.7817 | 102.7647 | 90.6 | 94.4524 | 90.9 | 94.911 | -114.2 | -117.3318 | -127.4 | -130.2922 | -131.3 | -133.8553 | -131.1 | -133.4282 | 480.6469 | 481.7908
2020-08-15 19:30 | -16 | -16.1245 | 74.2066 | 74.9253 | 46.816 | 47.6267 | -16 | -16.1245 | -171.8374 | 171.8442 | -171.8374 | 171.8442 | -13.7867 | 104.5322 | 88.8 | 92.9903 | 88.5 | 92.8843 | -111.9 | -114.9877 | -124.4 | -127.0687 | -127.8 | -130.6465 | -127.8 | -130.5708 | 469.0387 | 470.7476
2020-08-15 20:00 | -18 | -18 | 70.4736 | 70.6445 | 48.2974 | 48.5206 | -18 | -18 | -169.0215 | 169.0575 | -169.0215 | 169.0575 | -13.524 | 103.087 | 88.5 | 93.4465 | 89.7 | 94.5838 | -112.6 | -115.9626 | -124.2 | -127.3173 | -127.7 | -130.8161 | -127.6 | -130.6441 | 435.4706 | 437.7031
2020-08-15 20:30 | -16 | -17.088 | 69.1795 | 69.2093 | 46.7078 | 47.1294 | -16 | -17.088 | -161.9415 | 162.4686 | -161.9415 | 162.4686 | -7.1674 | 66.2945 | 89.4 | 93.132 | 89.7 | 93.42 | -114.1 | -116.8497 | -124.4 | -127.088 | -127.8 | -130.458 | -127.6 | -130.3635 | 420.3952 | 421.8078
2020-08-15 21:00 | -13 | -14.3178 | 70.8237 | 70.8887 | 42.2195 | 42.6366 | -13 | -14.3178 | -153.2173 | 153.5219 | -153.2173 | 153.5219 | 0.17859 | 68.4793 | 89.1 | 93.1885 | 89.7 | 93.7624 | -112.9 | -116.3218 | -123.2 | -126.431 | -126.6 | -129.7245 | -126.6 | -129.7245 | 400.3437 | 402.2806
2020-08-15 21:30 | -6 | -7.8102 | 75.153 | 75.2308 | 34.1585 | 34.5761 | -7 | -9.2195 | -141.7201 | 142.0087 | -141.7201 | 142.0087 | 11.9489 | 70.2736 | 90 | 93.7081 | 89.7 | 93.3366 | -114.7 | -116.5683 | -124 | -126.4987 | -127.2 | -129.9014 | -127.2 | -129.602 | 384.0471 | 386.5518
2020-08-15 22:00 | -1 | -6.0828 | 76.5799 | 76.8616 | 28.3317 | 28.8379 | -1 | -6.0828 | -126.9493 | 127.1281 | -126.9493 | 127.1281 | 16.5077 | 79.9244 | 91.5 | 94.9067 | 89.7 | 93.5043 | -113.2 | -116.1562 | -121 | -124.2161 | -124.2 | -127.5825 | -124.3 | -127.5055 | 357.2128 | 359.9146
2020-08-15 22:30 | 3 | 5.831 | 80.3929 | 80.6033 | 21.5798 | 21.8644 | 4 | 5 | -119.7922 | 119.8566 | -119.7922 | 119.8566 | 28.0823 | 85.3066 | 90.9 | 94.8252 | 92.7 | 96.4685 | -115.5 | -118.3396 | -123 | -125.7345 | -126.2 | -128.8244 | -126 | -128.7708 | 341.1503 | 344.6652
2020-08-15 23:00 | 5 | 5.3852 | 76.462 | 76.6701 | 21.7764 | 22.4331 | 5 | 5.3852 | -119.8933 | 119.9008 | -119.8933 | 119.9008 | 37.3314 | 91.0829 | 91.8 | 95.9461 | 92.1 | 96.3206 | -116.8 | -120.0311 | -122.9 | -126.4613 | -126.3 | -129.7632 | -126 | -129.421 | 320.2581 | 325.1674
2020-08-15 23:30 | 3 | 4.2426 | 76.4616 | 76.4659 | 20.0915 | 23.5624 | 2 | 3.6056 | -123.6352 | 123.9514 | -123.6352 | 123.9514 | 32.697 | 83.0041 | 91.8 | 95.5207 | 91.2 | 95.1128 | -116 | -119.0331 | -122.5 | -125.7264 | -125.8 | -128.9879 | -125.7 | -128.7176 | 333.8005 | 339.1755
2020-08-16 | 3 | 5.831 | 71.7453 | 71.7465 | 19.5659 | 24.5047 | 3 | 5.831 | -112.2766 | 113.2369 | -112.2766 | 113.2369 | 36.5908 | 89.7321 | 91.5 | 95.6591 | 92.1 | 96.4088 | -114.6 | -118.1879 | -120.6 | -124.2753 | -123.7 | -127.3331 | -123.4 | -127.1374 | 317.5048 | 323.7165
2020-08-16 00:30 | 2 | 6.3246 | 67.2897 | 67.2899 | 19.639 | 25.0483 | 3 | 6.7082 | -104.9701 | 106.5127 | -104.9701 | 106.5127 | 49.2519 | 98.1985 | 94.2 | 98.5042 | 94.5 | 98.9677 | -120.2 | -124.0586 | -124.6 | -128.5201 | -128 | -132.1334 | -127.9 | -131.7216 | 301.0779 | 308.8672
2020-08-16 01:00 | 3 | 5.831 | 63.3317 | 63.3417 | 19.3001 | 25.2477 | 3 | 5.831 | -97.051 | 99.1989 | -97.051 | 99.1989 | 48.6227 | 98.5605 | 94.5 | 98.7041 | 94.2 | 98.5042 | -118.4 | -122.2156 | -121.8 | -126.048 | -125.1 | -129.0539 | -124.7 | -128.9839 | 278.6875 | 289.9629
2020-08-16 01:30 | -2 | -7.2801 | 55.7168 | 55.7168 | 24.7108 | 30.3767 | -3 | -7.6158 | -102.4263 | 105.0515 | -102.4263 | 105.0515 | 50.2833 | 97.4382 | 94.5 | 98.879 | 95.4 | 99.7395 | -119.9 | -123.8975 | -122.2 | -126.3204 | -125.5 | -129.6902 | -125.2 | -129.4049 | 250.2113 | 262.5625
2020-08-16 02:00 | -5 | -9.434 | 52.6349 | 52.6349 | 25.3458 | 31.2204 | -6 | -9.2195 | -97.4812 | 100.7142 | -97.4812 | 100.7142 | 53.8326 | 99.2122 | 94.8 | 99.5245 | 95.4 | 99.9162 | -118.6 | -122.5702 | -121 | -124.7732 | -124.2 | -127.9236 | -123.9 | -127.7622 | 229.6971 | 244.1044
2020-08-16 02:30 | -4 | -8.0623 | 52.6747 | 52.6821 | 23.3282 | 29.5909 | -4 | -8.0623 | -93.2464 | 96.8443 | -93.2464 | 96.8443 | 59.5405 | 105.8301 | 95.1 | 101.58 | 95.1 | 101.475 | -119.4 | -125.8903 | -121 | -127.6301 | -124.5 | -130.6675 | -124.1 | -130.6661 | 221.7283 | 236.5692
2020-08-16 03:00 | -3 | -7.6158 | 52.9647 | 52.9647 | 23.8558 | 30.2807 | -4 | -8.9443 | -91.5093 | 95.361 | -91.5093 | 95.361 | 60.2615 | 107.9886 | 95.4 | 103.4078 | 95.7 | 103.3416 | -119.1 | -127.4953 | -120.8 | -128.6522 | -123.8 | -131.8027 | -123.5 | -132.011 | 210.8401 | 225.1069
2020-08-16 03:30 | -2 | -7.2801 | 52.0108 | 52.0249 | 21.8182 | 28.4591 | -2 | -7.2801 | -88.2459 | 91.9551 | -88.2459 | 91.9551 | 68.1505 | 113.8204 | 94.8 | 103.0888 | 95.7 | 103.6846 | -121.7 | -130.2552 | -123.1 | -131.6949 | -126.3 | -134.633 | -125.8 | -134.5043 | 213.5882 | 226.005
2020-08-16 04:00 | -4 | -7.2111 | 50.5876 | 50.6231 | 23.4652 | 29.3396 | -4 | -7.2111 | -88.8465 | 92.3877 | -88.8465 | 92.3877 | 71.1566 | 114.1927 | 96.3 | 103.6738 | 96 | 103.507 | -121.8 | -129.6403 | -122.8 | -130.4522 | -125.9 | -133.7679 | -125.6 | -133.6398 | 209.9876 | 226.953
2020-08-16 04:30 | -6 | -9.2195 | 51.5823 | 51.5894 | 21.8301 | 28.6563 | -6 | -8.4853 | -86.9313 | 91.1129 | -86.9313 | 91.1129 | 74.9791 | 118.47 | 95.4 | 102.7267 | 97.8 | 105.1786 | -120.3 | -128.3711 | -122 | -130.0692 | -125 | -133.1953 | -124.6 | -132.994 | 212.2925 | 228.3834
2020-08-16 05:00 | -4 | -7.2111 | 50.1148 | 50.1875 | 23.6916 | 29.0804 | -4 | -7.2111 | -91.4534 | 94.7153 | -91.4534 | 94.7153 | 70.9588 | 114.2903 | 96.9 | 104.3422 | 95.7 | 103.2288 | -120.2 | -128.2773 | -121.7 | -129.7185 | -124.9 | -133.0325 | -124.6 | -132.8894 | 212.4375 | 228.3905
2020-08-16 05:30 | -9 | -10.8167 | 46.8019 | 46.8321 | 28.167 | 32.9153 | -9 | -10.8167 | -97.1334 | 100.0319 | -97.1334 | 100.0319 | 74.3367 | 117.0497 | 96.9 | 103.9031 | 96 | 103.507 | -119.3 | -127.027 | -120.8 | -128.7176 | -124.1 | -131.9049 | -123.9 | -131.7337 | 223.1314 | 238.0974
2020-08-16 06:00 | -10 | -11.6619 | 46.9566 | 46.9855 | 29.1582 | 33.5913 | -10 | -11.6619 | -101.8065 | 104.4757 | -101.8065 | 104.4757 | 69.5341 | 112.5187 | 96.3 | 103.453 | 95.4 | 102.7267 | -119.2 | -126.8808 | -121.5 | -128.985 | -124.7 | -132.3626 | -124.5 | -132.0329 | 224.996 | 239.2356
2020-08-16 06:30 | -7 | -9.2195 | 51.9435 | 51.9496 | 27.1487 | 31.5598 | -7 | -9.2195 | -102.9493 | 105.3283 | -102.9493 | 105.3283 | 63.1533 | 106.0697 | 96.3 | 100.6007 | 96.3 | 100.6007 | -120.3 | -124.3158 | -122.7 | -127.0084 | -125.8 | -130.1584 | -125.5 | -129.9459 | 229.9703 | 248.9327
2020-08-16 07:00 | -12 | -13.4164 | 49.0564 | 49.1844 | 29.946 | 35.4834 | -12 | -13.4164 | -108.4572 | 111.837 | -108.4572 | 111.837 | -7.5593 | 54.5541 | 44.1 | 47.862 | 42.9 | 46.7586 | -56 | -56.7107 | -62.8 | -64.461 | -64.6 | -66.1012 | -64.5 | -66.0264 | 306.0971 | 312.8309
2020-08-16 07:30 | -22 | -23.7697 | 37.9185 | 38.1312 | 42.1626 | 46.2224 | -22 | -23.4094 | -128.7171 | 131.4444 | -128.7171 | 131.4444 | -8.633 | 58.4344 | 42 | 46.9574 | 42 | 47.2288 | -54.9 | -56.1962 | -62.6 | -65.0001 | -64.5 | -66.7847 | -64.4 | -66.7183 | 337.9812 | 342.6607
2020-08-16 08:00 | -25 | -26.5707 | 35.1902 | 35.4932 | 46.1428 | 49.609 | -26 | -27.2029 | -137.0228 | 139.0298 | -137.0228 | 139.0298 | -21.271 | 59.7407 | 41.7 | 46.162 | 42 | 46.8327 | -54.7 | -55.7367 | -63.6 | -65.6062 | -65.5 | -67.4493 | -65.4 | -67.4738 | 345.3401 | 349.8761
2020-08-16 08:30 | -27 | -27.8927 | 32.5668 | 32.739 | 47.6839 | 50.5201 | -28 | -28.8617 | -143.0734 | 144.4746 | -143.0734 | 144.4746 | -39.1534 | 61.418 | 42 | 46.306 | 42.6 | 46.8509 | -54.2 | -55.0263 | -63.5 | -65.2476 | -65.2 | -67.0685 | -65.1 | -67.0685 | 349.9496 | 353.2232
2020-08-16 09:00 | -41 | -41.0488 | 20.2529 | 20.4042 | 61.1796 | 62.2866 | -41 | -41.0488 | -164.3827 | 164.8238 | -164.3827 | 164.8238 | -50.7721 | 71.4675 | 41.4 | 46.1532 | 41.4 | 46.1532 | -53.8 | -55.1596 | -63.8 | -65.7116 | -65.8 | -67.5267 | -65.7 | -67.5036 | 374.9821 | 376.4877
2020-08-16 09:30 | -48 | -48.0104 | 18.2079 | 18.269 | 70.4273 | 71.1058 | -48 | -48 | -174.9822 | 175.1716 | -174.9822 | 175.1716 | -61.4936 | 77.7074 | 41.4 | 45.7625 | 41.7 | 46.0341 | -52.5 | -53.3 | -63.5 | -65.2419 | -65.4 | -67.196 | -65.5 | -67.0216 | 388.3822 | 389.3076
2020-08-16 10:00 | -55 | -55 | 14.0774 | 14.2196 | 75.8108 | 76.2319 | -55 | -55 | -181.0044 | 181.1534 | -181.0044 | 181.1534 | -65.3721 | 78.3251 | 40.5 | 44.4213 | 40.5 | 44.4425 | -52.8 | -53.472 | -65 | -66.2483 | -66.8 | -67.936 | -66.9 | -68.1324 | 407.0218 | 407.5178
2020-08-16 10:30 | -52 | -52 | 16.1798 | 16.4484 | 72.7094 | 73.0384 | -51 | -51 | -180.483 | 180.5494 | -180.483 | 180.5494 | -67.7707 | 82.041 | 40.5 | 44.3199 | 40.8 | 44.8397 | -53 | -53.2886 | -65.9 | -67.4935 | -67.8 | -69.2826 | -67.9 | -69.462 | 428.1628 | 428.3941
2020-08-16 11:00 | -54 | -54 | 6.5453 | 7.8803 | 69.818 | 70.3695 | -53 | -53.0094 | -172.6259 | 172.8254 | -172.6259 | 172.8254 | -72.554 | 86.718 | 40.5 | 45.2135 | 40.5 | 45.2135 | -52.4 | -53.3457 | -65.9 | -66.8853 | -67.9 | -68.7553 | -67.8 | -68.9427 | 426.0431 | 426.257
2020-08-16 11:30 | -53 | -53 | 5.5865 | 7.0376 | 70.8541 | 71.5125 | -51 | -51 | -170.5022 | 170.773 | -170.5022 | 170.773 | -72.8361 | 89.0848 | 39.6 | 45.1079 | 39.6 | 45.3982 | -51 | -52.5817 | -65.3 | -66.2892 | -67.4 | -68.451 | -67.3 | -68.5252 | 432.1389 | 432.3487
2020-08-16 12:00 | -49 | -49.0102 | 7.3408 | 8.3651 | 67.8625 | 68.6717 | -50 | -50 | -164.4553 | 164.7174 | -164.4553 | 164.7174 | -72.214 | 92.1908 | 40.8 | 46.7384 | 39.9 | 46.1044 | -51.5 | -53.5811 | -65.3 | -66.8168 | -67.3 | -68.6016 | -67.3 | -68.5044 | 430.8136 | 431.0987
2020-08-16 12:30 | -40 | -40 | 10.1088 | 11.8302 | 58.2905 | 59.1792 | -40 | -40 | -140.3969 | 140.6938 | -140.3969 | 140.6938 | -64.076 | 88.6702 | 40.8 | 46.4487 | 41.1 | 47.0005 | -53.2 | -54.8131 | -65 | -66.4696 | -67 | -68.6278 | -66.9 | -68.4471 | 416.7463 | 417.3632
2020-08-16 13:00 | -45 | -45 | 12.7352 | 13.7812 | 62.3166 | 63.0812 | -44 | -44 | -139.0165 | 139.3371 | -139.0165 | 139.3371 | -63.1613 | 84.1499 | 41.7 | 47.101 | 42 | 47.2288 | -55 | -56.1488 | -64.1 | -65.6976 | -66.1 | -67.6932 | -65.8 | -67.4764 | 391.4633 | 392.0853
2020-08-16 13:30 | -58 | -58.0345 | 6.3495 | 6.9984 | 76.1328 | 76.7799 | -58 | -58.0345 | -149.781 | 150.0764 | -149.781 | 150.0764 | -66.1368 | 89.3884 | 41.4 | 46.9766 | 41.4 | 46.9766 | -54.1 | -55.5479 | -64.7 | -66.2128 | -66.5 | -67.9854 | -66.5 | -67.9389 | 405.3155 | 405.922
2020-08-16 14:00 | -52 | -52.0096 | -0.41546 | 4.937 | 68.7319 | 69.6966 | -52 | -52.0096 | -142.2122 | 142.6507 | -142.2122 | 142.6507 | -67.1423 | 92.3005 | 40.8 | 46.7384 | 40.8 | 46.5928 | -53.6 | -54.7537 | -66.2 | -67.9226 | -68 | -69.7442 | -68.1 | -69.8195 | 426.9265 | 427.465
2020-08-16 14:30 | -52 | -52.0096 | 5.6569 | 7.5258 | 67.7284 | 68.616 | -51 | -51.0392 | -141.7996 | 142.1692 | -141.7996 | 142.1692 | -65.4449 | 89.7122 | 40.2 | 46.0683 | 40.8 | 46.1649 | -52.6 | -53.6758 | -64.6 | -66.4569 | -66.5 | -68.3282 | -66.6 | -68.4026 | 415.745 | 416.4177
2020-08-16 15:00 | -53 | -53.0848 | 4.2625 | 4.8714 | 69.2183 | 70.4269 | -53 | -53.0848 | -147.2523 | 147.8484 | -147.2523 | 147.8484 | -69.5262 | 89.7802 | 40.8 | 46.5706 | 41.4 | 46.8356 | -53.3 | -54.6562 | -64.3 | -65.9007 | -66.1 | -67.7729 | -66.1 | -67.6755 | 397.8003 | 398.6493
2020-08-16 15:30 | -53 | -53.0377 | 9.6078 | 9.8553 | 70.2288 | 71.2077 | -53 | -53.0377 | -151.3592 | 151.7673 | -151.3592 | 151.7673 | -67.0729 | 88.5556 | 42 | 47.5062 | 40.5 | 46.5706 | -53 | -54.619 | -64.6 | -66.6748 | -66.6 | -68.6376 | -66.5 | -68.5893 | 397.9021 | 398.6873
2020-08-16 16:00 | -46 | -46.0109 | 17.6931 | 18.0626 | 64.099 | 64.9751 | -45 | -45.0111 | -151.4757 | 151.6998 | -151.4757 | 151.6998 | -63.5596 | 83.6489 | 41.4 | 46.0253 | 41.1 | 46.7124 | -53.4 | -54.6033 | -64.7 | -66.3163 | -66.6 | -68.1815 | -66.6 | -68.2309 | 401.3831 | 402.5624
2020-08-16 16:30 | -50 | -50.01 | 23.7841 | 23.8158 | 71.9324 | 72.4493 | -50 | -50.01 | -166.2263 | 166.2898 | -166.2263 | 166.2898 | -56.8587 | 76.9524 | 40.8 | 45.6158 | 41.1 | 45.6207 | -53.7 | -54.4885 | -65.8 | -67.1706 | -67.9 | -69.0329 | -67.6 | -68.9348 | 438.053 | 439.0351
2020-08-16 17:00 | -45 | -45.0111 | 36.1742 | 36.1963 | 71.9679 | 72.0889 | -45 | -45.0444 | -177.5166 | 177.5681 | -177.5166 | 177.5681 | -70.8522 | 86.9871 | 41.1 | 45.8843 | 41.1 | 46.2915 | -53.3 | -54.1879 | -66.8 | -67.915 | -68.8 | -69.9946 | -68.7 | -69.7195 | 461.293 | 461.3267
2020-08-16 17:30 | -49 | -49.163 | 37.5311 | 37.5372 | 79.0323 | 79.0323 | -49 | -49.163 | -200.0527 | 200.6097 | -200.0527 | 200.6097 | -66.7847 | 87.13 | 39.3 | 44.1418 | 39.9 | 44.8126 | -52 | -52.4605 | -68.2 | -69.3109 | -70.5 | -71.353 | -70.3 | -71.1866 | 540.7902 | 540.7936
2020-08-16 18:00 | -50 | -50.4876 | 43.895 | 43.9642 | 79.036 | 79.14 | -50 | -50.4876 | -212.9283 | 214.5663 | -212.9283 | 214.5663 | -94.2397 | 101.019 | 38.4 | 41.5616 | 38.4 | 41.6773 | -50.8 | -50.6282 | -69.1 | -69.3343 | -71.3 | -71.5957 | -71.4 | -71.6774 | 569.2866 | 569.3486
2020-08-16 18:30 | -45 | -47.1275 | 50.7669 | 51.4709 | 75.1515 | 76.3539 | -44 | -45.8803 | -210.0108 | 213.9622 | -210.0108 | 213.9622 | -99.4841 | 101.6286 | 37.5 | 41.2148 | 38.4 | 41.7949 | -50 | -50.0213 | -69.1 | -70.0835 | -71.1 | -72.3685 | -71.3 | -72.451 | 583.4109 | 583.411
2020-08-16 19:00 | -44 | -45.3542 | 49.3474 | 49.9232 | 74.3454 | 75.1779 | -44 | -45.3542 | -204.4429 | 207.7103 | -204.4429 | 207.7103 | -85.555 | 90.4817 | 38.1 | 42.267 | 38.1 | 42.0107 | -49.3 | -49.7398 | -68.4 | -69.7402 | -70.6 | -72.0337 | -70.7 | -72.0342 | 576.2958 | 576.3699
2020-08-16 19:30 | -45 | -46.3249 | 47.8011 | 48.3611 | 74.0353 | 74.9772 | -45 | -46.5725 | -199.3617 | 202.3186 | -199.3617 | 202.3186 | -79.0277 | 88.7355 | 38.1 | 43.2177 | 38.7 | 43.3352 | -50.2 | -50.9313 | -67.9 | -69.3467 | -70.2 | -71.6034 | -70.2 | -71.5243 | 552.3768 | 552.4044
2020-08-16 20:00 | -45 | -46.0977 | 49.7048 | 49.8394 | 68.6274 | 68.8892 | -45 | -46.0977 | -189.1832 | 190.6737 | -189.1832 | 190.6737 | -66.9627 | 80.0261 | 39.6 | 43.3757 | 39.6 | 43.499 | -50.3 | -50.6448 | -67.1 | -68.778 | -69.2 | -70.9905 | -69.3 | -70.7953 | 542.0227 | 542.1121
2020-08-16 20:30 | -47 | -47.8539 | 41.0624 | 41.5079 | 75.1403 | 75.4365 | -47 | -47.8539 | -192.8836 | 194.3886 | -192.8836 | 194.3886 | -60.0103 | 84.1916 | 38.7 | 43.201 | 39 | 43.2083 | -51 | -51.4781 | -66.7 | -68.4113 | -68.7 | -70.4092 | -68.7 | -70.4662 | 525.3911 | 525.423
2020-08-16 21:00 | -44 | -44.911 | 42.0528 | 42.6672 | 70.8554 | 71.1763 | -44 | -44.911 | -182.7118 | 183.9579 | -182.7118 | 183.9579 | -54.6947 | 73.9786 | 38.7 | 43.0686 | 39.9 | 43.6497 | -51.6 | -52.1567 | -66.9 | -68.3492 | -69 | -70.446 | -69 | -70.406 | 501.9478 | 502.0052
2020-08-16 21:30 | -38 | -38.833 | 45.4006 | 45.9122 | 63.6412 | 63.8606 | -38 | -39.0512 | -171.5593 | 172.4439 | -171.5593 | 172.4439 | -47.9542 | 77.1012 | 39.3 | 44.4182 | 40.2 | 45.2165 | -51 | -51.8957 | -66.1 | -67.3856 | -68.3 | -69.6214 | -68 | -69.4252 | 476.4727 | 476.4746
2020-08-16 22:00 | -32 | -33.2415 | 47.4685 | 48.3989 | 57.2479 | 57.6473 | -31 | -32.573 | -154.5454 | 155.3995 | -154.5454 | 155.3995 | -35.6063 | 69.5468 | 40.5 | 45.2135 | 40.5 | 44.95 | -52.5 | -53.2828 | -66 | -67.4478 | -67.8 | -69.4465 | -67.9 | -69.3283 | 454.6003 | 454.6331
2020-08-16 22:30 | -19 | -19.2354 | 60.6445 | 60.755 | 39.4297 | 39.9176 | -19 | -19.4165 | -131.3092 | 131.3243 | -131.3092 | 131.3243 | -15.782 | 61.8645 | 40.2 | 46.2156 | 40.8 | 46.8855 | -53.5 | -55.1526 | -65.8 | -68.3369 | -67.8 | -70.2352 | -67.6 | -70.1655 | 438.1254 | 438.1933
2020-08-16 23:00 | -12 | -12.3693 | 63.8121 | 63.9386 | 33.2139 | 33.9916 | -11 | -11.4018 | -123.8495 | 123.8509 | -123.8495 | 123.8509 | -7.1537 | 62.8479 | 41.1 | 49.0112 | 40.8 | 48.434 | -53.8 | -56.4469 | -64.5 | -68.3779 | -66.4 | -70.5252 | -66.4 | -70.6525 | 420.8774 | 421.0576
2020-08-16 23:30 | -9 | -9.4868 | 66.3503 | 66.5384 | 29.3318 | 30.1087 | -10 | -10.4403 | -127.4509 | 127.4544 | -127.4509 | 127.4544 | -15.1076 | 58.5433 | 42.3 | 49.2375 | 41.4 | 48.3112 | -54.7 | -56.7441 | -65.3 | -68.6214 | -67.1 | -70.5834 | -67 | -70.5195 | 421.0047 | 421.4154
2020-08-17 | -6 | -6.3246 | 61.5585 | 62.0564 | 29.1176 | 29.8141 | -6 | -6.3246 | -123.2788 | 123.2844 | -123.2788 | 123.2844 | -7.7575 | 62.8141 | 42.6 | 49.6489 | 42.3 | 49.6081 | -55.4 | -58.0086 | -65.2 | -69.0716 | -66.8 | -70.6813 | -66.8 | -70.7758 | 410.8998 | 411.4226
2020-08-17 00:30 | -4 | -5 | 60.9873 | 61.6236 | 27.1665 | 27.8629 | -4 | -5 | -111.343 | 111.3762 | -111.343 | 111.3762 | -2.6857 | 60.5856 | 42.3 | 49.2375 | 42.3 | 49.7041 | -55.5 | -57.8564 | -64.4 | -68.0541 | -66.2 | -69.9514 | -66.4 | -70.0489 | 393.8676 | 395.5443
2020-08-17 01:00 | -5 | -5.831 | 58.3858 | 59.1917 | 27.1446 | 27.8323 | -5 | -6.4031 | -101.0512 | 101.1078 | -101.0512 | 101.1078 | 4.8183 | 61.4896 | 43.5 | 49.9741 | 43.2 | 50.0128 | -55.3 | -57.5404 | -63.7 | -67.3921 | -65.5 | -69.1921 | -65.4 | -69.1297 | 382.0603 | 385.0477
2020-08-17 01:30 | 0 | 1 | 60.0613 | 60.8533 | 23.3327 | 24.2161 | 0 | 1 | -94.1631 | 94.2461 | -94.1631 | 94.2461 | 11.2827 | 63.7195 | 42.6 | 49.8036 | 42.3 | 49.3917 | -56.5 | -58.6256 | -64.1 | -67.7703 | -65.9 | -69.6029 | -65.8 | -69.5406 | 366.3622 | 369.7783
2020-08-17 02:00 | -4 | -5 | 55.8559 | 56.7924 | 25.1478 | 26.0318 | -4 | -5 | -93.0371 | 93.2041 | -93.0371 | 93.2041 | 11.4538 | 74.1446 | 42 | 48.8263 | 43.2 | 49.7132 | -55.6 | -57.6933 | -63 | -66.6979 | -64.9 | -68.6896 | -64.7 | -68.5666 | 345.9241 | 353.7193
2020-08-17 02:30 | -4 | -5.6569 | 55.2901 | 56.3564 | 24.4339 | 25.2764 | -5 | -5.831 | -95.0308 | 95.2863 | -95.0308 | 95.2863 | 7.1013 | 82.605 | 42 | 49.6081 | 43.2 | 50.6281 | -55.8 | -58.5158 | -63.1 | -66.3157 | -64.8 | -68.0007 | -64.7 | -68.0909 | 319.9035 | 340.8649
2020-08-17 03:00 | -1 | -2.2361 | 55.9249 | 57.0905 | 22.4661 | 23.3333 | -1 | -2.2361 | -93.6996 | 93.9581 | -93.6996 | 93.9581 | 10.6254 | 85.232 | 42 | 49.7684 | 42.3 | 49.8623 | -55.1 | -58.091 | -61.8 | -65.3028 | -63.6 | -67.1038 | -63.4 | -66.9463 | 321.3214 | 341.9112
2020-08-17 03:30 | 0 | 1 | 58.1577 | 59.3882 | 20.4495 | 21.2125 | 0 | 3 | -89.0654 | 89.2771 | -89.0654 | 89.2771 | 16.8187 | 86.4867 | 42.6 | 49.9597 | 42.9 | 50.8498 | -55 | -57.9017 | -61.6 | -65.0169 | -63.3 | -66.7561 | -63.2 | -66.8216 | 322.024 | 342.6928
2020-08-17 04:00 | -2 | -2.8284 | 57.0993 | 58.2255 | 23.0979 | 23.8579 | -2 | -2.8284 | -93.8973 | 94.1835 | -93.8973 | 94.1835 | 11.9282 | 85.4994 | 42.3 | 50.0218 | 42.9 | 50.5302 | -55.6 | -58.6287 | -61.7 | -65.3058 | -63.4 | -66.9785 | -63.4 | -66.9813 | 316.0685 | 337.3393
2020-08-17 04:30 | -4 | -6.4031 | 57.0793 | 58.1118 | 24.7621 | 25.2567 | -4 | -5.6569 | -96.6467 | 96.8444 | -96.6467 | 96.8444 | 9.4321 | 83.7229 | 42 | 49.7684 | 42.6 | 50.3723 | -55.9 | -58.7882 | -62.6 | -66.0603 | -64.1 | -67.6096 | -64.1 | -67.6096 | 319.4664 | 339.8676
2020-08-17 05:00 | -6 | -7.2111 | 56.9831 | 58.1268 | 27.9438 | 28.3045 | -6 | -7.2111 | -102.8736 | 102.9778 | -102.8736 | 102.9778 | 7.3365 | 82.9107 | 42.6 | 49.8036 | 43.2 | 50.7851 | -55.7 | -58.4447 | -62.2 | -65.6514 | -64.1 | -67.5463 | -63.8 | -67.1678 | 331.7193 | 348.8594
2020-08-17 05:30 | -6 | -8.4853 | 62.8948 | 63.5965 | 27.5706 | 27.8037 | -6 | -8.4853 | -105.9245 | 105.9411 | -105.9245 | 105.9411 | 6.3099 | 82.901 | 42.9 | 50.0605 | 42 | 49.135 | -54.6 | -57.2752 | -62.7 | -65.9428 | -64.6 | -67.8325 | -64.3 | -67.6191 | 368.2043 | 381.1956
2020-08-17 06:00 | -13 | -14.3178 | 58.946 | 59.2126 | 39.4863 | 39.844 | -13 | -14.3178 | -127.0007 | 127.0409 | -127.0007 | 127.0409 | -2.4354 | 77.5116 | 42.3 | 49.5472 | 42.3 | 49.8623 | -54.8 | -57.2591 | -63.8 | -66.7722 | -65.7 | -68.6187 | -65.7 | -68.6476 | 395.6199 | 403.1471
2020-08-17 06:30 | -13 | -14.7648 | 69.9517 | 69.9689 | 41.0738 | 42.0454 | -13 | -14.7648 | -136.0738 | 136.5439 | -136.0738 | 136.5439 | -10.4183 | 66.6859 | 41.4 | 44.3483 | 41.4 | 44.3483 | -54.4 | -54.5396 | -65.8 | -66.1381 | -67.8 | -68.2136 | -67.6 | -68.1142 | 439.9855 | 445.6671
2020-08-17 07:00 | -15 | -21.9317 | 69.8312 | 70.1408 | 47.9531 | 51.1342 | -15 | -21.9317 | -151.6146 | 154.1284 | -151.6146 | 154.1284 | -42.0999 | 83.5521 | 40.5 | 43.1885 | 40.8 | 43.7887 | -53.1 | -53.2219 | -65.9 | -66.2397 | -67.8 | -68.0307 | -67.7 | -68.0307 | 464.5797 | 467.5551
2020-08-17 07:30 | -16 | -21.2603 | 74.7404 | 74.8386 | 48.8983 | 51.5934 | -16 | -21.2603 | -165.0036 | 167.7017 | -165.0036 | 167.7017 | -73.0479 | 94.0561 | 38.4 | 40.8892 | 37.8 | 40.1384 | -49.7 | -49.7036 | -64.4 | -64.518 | -66.4 | -66.4922 | -66.4 | -66.482 | 486.7273 | 487.9861
2020-08-17 08:00 | -21 | -24.6982 | 72.3471 | 72.3498 | 54.102 | 56.487 | -21 | -25.2389 | -175.0056 | 177.7784 | -175.0056 | 177.7784 | -91.2314 | 104.6384 | 36.6 | 38.9076 | 37.2 | 39.7825 | -48.9 | -48.8124 | -65.6 | -65.9515 | -67.3 | -67.7224 | -67.3 | -67.7032 | 524.1161 | 526.6685
2020-08-17 08:30 | -33 | -36.2491 | 62.728 | 62.7745 | 65.3111 | 67.7246 | -33 | -36.6742 | -187.6655 | 190.6227 | -187.6655 | 190.6227 | -104.4482 | 114.913 | 36.9 | 38.9919 | 36.9 | 39.0899 | -48.1 | -48.1 | -67.2 | -67.4247 | -69.2 | -69.4027 | -69.2 | -69.3663 | 533.442 | 534.9928
2020-08-17 09:00 | -32 | -34.9285 | 56.312 | 56.4307 | 60.5833 | 62.2798 | -32 | -35.3412 | -180.2904 | 182.4604 | -180.2904 | 182.4604 | -118.222 | 129.0939 | 36.3 | 38.7291 | 37.8 | 40.2403 | -48.2 | -48.2175 | -67.3 | -67.4437 | -69.3 | -69.5457 | -69.5 | -69.6268 | 539.5002 | 540.0998
2020-08-17 09:30 | -31 | -33.2415 | 47.992 | 48.1287 | 56.8046 | 58.0833 | -32 | -34.5398 | -168.2189 | 169.8052 | -168.2189 | 169.8052 | -110.979 | 125.2581 | 37.5 | 40.7316 | 38.1 | 41.17 | -49.1 | -49.2627 | -67.2 | -67.5533 | -69.2 | -69.4596 | -69.3 | -69.5259 | 524.9683 | 526.0354
2020-08-17 10:00 | -31 | -34.0147 | 41.22 | 42.1607 | 53.8707 | 56.289 | -31 | -34.4384 | -157.5832 | 159.8557 | -157.5832 | 159.8557 | -99.3587 | 125.3936 | 37.2 | 40.4555 | 37.2 | 40.4555 | -48.3 | -48.4737 | -65.1 | -65.4439 | -66.9 | -67.2549 | -66.8 | -67.1253 | 513.5235 | 514.3697
2020-08-17 10:30 | -42 | -43.9659 | 28.3482 | 29.1717 | 65.7153 | 67.0263 | -43 | -44.9222 | -173.0612 | 174.4667 | -173.0612 | 174.4667 | -82.6078 | 102.6117 | 37.8 | 40.6674 | 38.4 | 41.1175 | -50.7 | -50.7718 | -64.4 | -64.557 | -66.3 | -66.4458 | -66.2 | -66.4206 | 476.9774 | 477.2668
2020-08-17 11:00 | -45 | -46.8402 | 22.6977 | 23.9225 | 68.3296 | 69.5884 | -46 | -47.8017 | -174.912 | 176.3053 | -174.912 | 176.3053 | -82.1693 | 102.9458 | 37.2 | 40.8925 | 38.7 | 41.6147 | -46.4 | -46.4475 | -61 | -61.1182 | -62.9 | -63.0029 | -63 | -63.0917 | 478.6451 | 478.932
2020-08-17 11:30 | -53 | -53.1507 | 16.6843 | 17.165 | 75.5602 | 75.5605 | -53 | -53.1507 | -178.7171 | 178.7784 | -178.7171 | 178.7784 | -75.1326 | 96.0859 | 37.5 | 40.7316 | 37.2 | 40.421 | -48.8 | -48.8692 | -63.7 | -63.8959 | -65.6 | -65.7827 | -65.6 | -65.7611 | 475.79 | 476.0359
2020-08-17 12:00 | -52 | -52.1536 | 14.5874 | 15.0107 | 73.5741 | 73.5755 | -53 | -53.1507 | -178.4949 | 178.5644 | -178.4949 | 178.5644 | -68.7222 | 90.5918 | 37.8 | 41.0079 | 37.8 | 40.779 | -48.9 | -49.0181 | -64.3 | -64.5861 | -66.3 | -66.4594 | -66.4 | -66.5592 | 461.6145 | 462.1138
2020-08-17 12:30 | -53 | -53.0848 | 10.5086 | 10.721 | 71.4315 | 71.4414 | -52 | -52.0384 | -173.748 | 173.7903 | -173.748 | 173.7903 | -75.4798 | 95.5959 | 37.8 | 41.2443 | 39.3 | 42.283 | -49.6 | -49.7305 | -64.2 | -64.4798 | -66.4 | -66.5956 | -66.2 | -66.4199 | 447.6177 | 448.0793
2020-08-17 13:00 | -60 | -60.0083 | -0.29498 | 4.5383 | 81.0643 | 81.1497 | -60 | -60.0083 | -188.3096 | 188.3103 | -188.3096 | 188.3103 | -76.4306 | 101.073 | 39 | 42.7055 | 38.1 | 41.6395 | -48.7 | -48.9876 | -63 | -63.4331 | -64.9 | -65.3093 | -64.8 | -65.2872 | 448.3099 | 449.0065
2020-08-17 13:30 | -67 | -67 | -10.3342 | 11.7481 | 83.838 | 84.0061 | -67 | -67 | -181.9398 | 181.9405 | -181.9398 | 181.9405 | -56.0721 | 87.0883 | 38.7 | 41.1733 | 37.8 | 41.7949 | -51.4 | -51.4016 | -64.6 | -64.6523 | -66.7 | -66.7468 | -66.4 | -66.4332 | 441.4835 | 442.5884
2020-08-17 14:00 | -67 | -67 | 0.31961 | 9.1154 | 90.8304 | 90.9914 | -68 | -68 | -183.3548 | 183.3569 | -183.3548 | 183.3569 | -43.5159 | 79.4217 | 41.7 | 44.8457 | 42.3 | 45.0849 | -54.6 | -54.7186 | -66.2 | -66.7692 | -68.1 | -68.6535 | -68 | -68.5169 | 434.4544 | 435.4676
2020-08-17 14:30 | -61 | -61 | 16.5074 | 18.5255 | 84.7972 | 84.8884 | -61 | -61 | -176.9151 | 176.9459 | -176.9151 | 176.9459 | -36.9577 | 74.2776 | 49.5 | 52.6712 | 49.5 | 52.4691 | -63.7 | -64.263 | -75.4 | -76.3489 | -77.4 | -78.3556 | -77.6 | -78.5224 | 398.1681 | 399.3137
2020-08-17 15:00 | -56 | -56.0089 | 17.9777 | 18.8202 | 79.1971 | 79.2471 | -56 | -56.0357 | -172.9849 | 172.9987 | -172.9849 | 172.9987 | -49.4172 | 80.0577 | 47.1 | 49.6162 | 48.3 | 50.9444 | -61.1 | -61.2442 | -73.7 | -74.2235 | -75.9 | -76.42 | -75.9 | -76.3857 | 415.6062 | 417.2023
2020-08-17 15:30 | -58 | -58 | 17.8226 | 18.5117 | 81.2768 | 81.3055 | -58 | -58.0086 | -176.2653 | 176.2704 | -176.2653 | 176.2704 | -48.7724 | 78.9711 | 53.4 | 55.8911 | 53.7 | 56.0045 | -69.3 | -69.5024 | -81.8 | -82.4962 | -84.3 | -84.8911 | -84.2 | -84.7684 | 417.2353 | 418.5885
2020-08-17 16:00 | -66 | -66 | 20.2476 | 21.4796 | 91.0595 | 91.0836 | -65 | -65 | -198.4237 | 198.4684 | -198.4237 | 198.4684 | -55.0427 | 75.5718 | 54.6 | 56.317 | 54.6 | 56.317 | -70.4 | -70.4557 | -82.2 | -82.5147 | -84.6 | -84.9058 | -84.3 | -84.5738 | 424.7765 | 426.5406
2020-08-17 16:30 | -71 | -71 | 19.878 | 21.6615 | 99.7078 | 99.7135 | -71 | -71 | -221.5556 | 221.5836 | -221.5556 | 221.5836 | -57.23 | 76.1579 | 58.2 | 59.7452 | 56.7 | 58.2162 | -75.6 | -75.635 | -86.7 | -86.9902 | -88.9 | -89.1911 | -89 | -89.2671 | 439.6337 | 441.097
2020-08-17 17:00 | -76 | -76.1052 | 22.0488 | 27.1583 | 105.8742 | 106.0326 | -77 | -77.0584 | -241.3418 | 241.3423 | -241.3418 | 241.3423 | -72.9323 | 88.9439 | 60 | 61.2478 | 61.2 | 62.5448 | -78.1 | -78.1282 | -90.1 | -90.3342 | -92.5 | -92.7352 | -92.7 | -92.9346 | 468.4681 | 468.7992
2020-08-17 17:30 | -83 | -83.2947 | 22.6339 | 30.5974 | 115.1002 | 115.3124 | -83 | -83.2166 | -267.8363 | 267.8618 | -267.8363 | 267.8618 | -92.6287 | 103.1956 | 65.1 | 66.943 | 65.1 | 66.8738 | -83.5 | -83.7684 | -97.7 | -98.5091 | -100.4 | -101.2993 | -100.3 | -101.1028 | 496.7711 | 498.5105
2020-08-17 18:00 | -102 | -102 | 10.1995 | 19.7893 | 134.2158 | 134.2692 | -101 | -101 | -299.2763 | 300.2927 | -299.2763 | 300.2927 | -106.1083 | 115.464 | 65.1 | 66.8058 | 64.5 | 66.0879 | -83.6 | -83.7554 | -99.5 | -99.9814 | -102.5 | -103.0063 | -102.4 | -102.8871 | 538.8929 | 539.4417
2020-08-17 18:30 | -103 | -103 | 8.2248 | 20.9254 | 135.8558 | 135.8864 | -103 | -103 | -306.4547 | 307.2885 | -306.4547 | 307.2885 | -118.976 | 130.6853 | 62.4 | 63.6594 | 62.1 | 63.5505 | -79.3 | -79.3204 | -95.2 | -95.5787 | -97.7 | -98.0519 | -97.5 | -97.8115 | 540.5555 | 541.2634
2020-08-17 19:00 | -105 | -105.0048 | 12.0153 | 23.5145 | 132.4552 | 132.4565 | -105 | -105.0048 | -293.401 | 293.9931 | -293.401 | 293.9931 | -97.8998 | 117.6449 | 64.2 | 65.9979 | 65.1 | 67.1585 | -83.4 | -83.7017 | -99.5 | -100.4316 | -102.4 | -103.2994 | -102.4 | -103.1601 | 528.2112 | 529.3995
2020-08-17 19:30 | -94 | -94 | 12.3898 | 21.6369 | 125.9081 | 125.9096 | -93 | -93 | -279.5142 | 279.9948 | -279.5142 | 279.9948 | -93.1315 | 113.1654 | 65.4 | 68.5078 | 64.8 | 67.1739 | -85.8 | -86.3693 | -100 | -101.104 | -103.4 | -104.4967 | -102.8 | -103.8457 | 496.9344 | 498.397
2020-08-17 20:00 | -94 | -94.0053 | 10.426 | 20.6003 | 127.9976 | 127.9986 | -94 | -94.0213 | -277.8968 | 278.222 | -277.8968 | 278.222 | -83.9274 | 103.2114 | 66.6 | 68.7602 | 65.4 | 68.2452 | -82.8 | -83.4259 | -97.1 | -98.2518 | -99.8 | -100.8914 | -99.8 | -100.8335 | 488.6162 | 490.2658
2020-08-17 20:30 | -103 | -103.0437 | 1.4702 | 18.2917 | 133.9091 | 133.9194 | -102 | -102.0196 | -282.1571 | 282.2952 | -282.1571 | 282.2952 | -72.6648 | 92.0427 | 67.2 | 71.1576 | 67.8 | 71.5398 | -87.9 | -89.6644 | -100.7 | -102.9488 | -103.4 | -105.5752 | -103.2 | -105.355 | 466.8308 | 468.0331
2020-08-17 21:00 | -96 | -96.0208 | 5.8755 | 16.749 | 125.8404 | 125.8716 | -96 | -96.0208 | -260.1887 | 260.3007 | -260.1887 | 260.3007 | -62.4412 | 88.9479 | 74.1 | 77.9827 | 73.8 | 77.6044 | -97.1 | -99.2198 | -108.4 | -110.5116 | -111.4 | -113.513 | -110.7 | -112.7495 | 427.1967 | 428.1094
2020-08-17 21:30 | -83 | -83 | 12.3106 | 16.9099 | 114.0813 | 114.0816 | -84 | -84 | -242.1817 | 242.4188 | -242.1817 | 242.4188 | -42.6314 | 78.101 | 75.9 | 78.7516 | 77.1 | 80.5728 | -96.5 | -97.9174 | -107.2 | -109.577 | -110 | -112.4199 | -110 | -112.3788 | 413.1057 | 414.5032
2020-08-17 22:00 | -86 | -86.0233 | 5.5911 | 12.8932 | 113.8107 | 113.8608 | -84 | -84.0238 | -233.803 | 233.8164 | -233.803 | 233.8164 | -26.743 | 76.0347 | 76.5 | 80.1988 | 77.4 | 81.3066 | -98.3 | -100.2941 | -107.2 | -109.6396 | -110.1 | -112.6009 | -109.9 | -112.2866 | 383.1501 | 384.3558
2020-08-17 22:30 | -87 | -87.1436 | 2.122 | 14.1771 | 114.6471 | 114.8837 | -86 | -86.1452 | -236.2472 | 236.2754 | -236.2472 | 236.2754 | -8.8635 | 80.0801 | 77.7 | 81.7774 | 78 | 81.9697 | -98.2 | -100.6561 | -106.9 | -109.9966 | -109.7 | -112.716 | -109.5 | -112.5444 | 370.0145 | 372.0314
2020-08-17 23:00 | -79 | -79.2275 | 4.9246 | 14.3136 | 106.9717 | 107.4084 | -80 | -80.2247 | -224.4416 | 224.5349 | -224.4416 | 224.5349 | 9.7642 | 83.4885 | 77.4 | 81.7785 | 78 | 82.4433 | -100.3 | -103.5155 | -107.3 | -111.2549 | -110.2 | -114.1581 | -110 | -114.0175 | 362.7567 | 365.7989
2020-08-17 23:30 | -80 | -80.2247 | 4.7467 | 12.6495 | 103.5634 | 104.0804 | -80 | -80.2247 | -228.6863 | 228.7706 | -228.6863 | 228.7706 | 1.238 | 80.7069 | 78.6 | 82.9151 | 78.3 | 82.5355 | -100.4 | -103.2055 | -107 | -110.6029 | -110 | -113.607 | -110 | -113.6824 | 360.8269 | 364.6775
2020-08-18 | -79 | -79.2275 | -0.82316 | 9.8358 | 103.981 | 104.6096 | -79 | -79.2275 | -220.7372 | 220.9561 | -220.7372 | 220.9561 | 8.6408 | 86.2993 | 78.9 | 83.4895 | 79.5 | 84.1483 | -100.5 | -103.7093 | -106.6 | -110.6763 | -109.5 | -113.4826 | -109.1 | -113.1761 | 342.9028 | 347.6985
2020-08-18 00:30 | -79 | -79.3095 | -3.7566 | 11.8766 | 103.0139 | 103.8003 | -79 | -79.3095 | -213.3815 | 213.7807 | -213.3815 | 213.7807 | 23.1631 | 94.1666 | 78.9 | 85.1799 | 79.5 | 85.9624 | -102.9 | -107.7906 | -108.2 | -113.9688 | -110.9 | -116.7209 | -110.9 | -116.8463 | 345.0013 | 349.2603
2020-08-18 01:00 | -83 | -83.2947 | -1.4908 | 8.4726 | 97.096 | 97.9463 | -83 | -83.2166 | -199.5976 | 200.1132 | -199.5976 | 200.1132 | 37.5298 | 103.2265 | 88.8 | 95.4853 | 88.8 | 95.7075 | -112.8 | -119.2216 | -116.7 | -123.8259 | -119.9 | -127.1096 | -119.5 | -126.8326 | 319.1357 | 323.4571
2020-08-18 01:30 | -82 | -82.2982 | -8.3808 | 11.4899 | 100.6936 | 101.5643 | -81 | -81.2219 | -203.6492 | 204.2256 | -203.6492 | 204.2256 | 51.448 | 109.4124 | 90.3 | 97.4354 | 90.6 | 97.6015 | -114.6 | -121.4132 | -118 | -125.5906 | -121.6 | -129.2817 | -121.1 | -128.7951 | 313.1015 | 317.1523
2020-08-18 02:00 | -75 | -75.2396 | -7.8171 | 9.4566 | 96.8284 | 97.5583 | -76 | -76.1643 | -194.2742 | 194.7335 | -194.2742 | 194.7335 | 60.4594 | 114.3637 | 90.6 | 97.6015 | 91.5 | 98.5485 | -115.1 | -121.6244 | -118.7 | -126.2145 | -121.7 | -129.3081 | -121.4 | -129.0597 | 305.5735 | 311.2302
2020-08-18 02:30 | -76 | -76.1052 | -1.9053 | 4.3778 | 89.5293 | 90.3199 | -75 | -75.1066 | -180.2702 | 180.8258 | -180.2702 | 180.8258 | 64.9141 | 118.6751 | 90.9 | 99.1513 | 90.9 | 99.0318 | -114.4 | -122.6418 | -117.5 | -126.7754 | -120.6 | -130.0243 | -120.2 | -129.8416 | 299.1918 | 307.4929
2020-08-18 03:00 | -80 | -80.0999 | -13.2762 | 13.806 | 99.734 | 100.3097 | -80 | -80.0999 | -194.8738 | 195.2858 | -194.8738 | 195.2858 | 79.8269 | 119.1904 | 90.3 | 96.3486 | 90.6 | 96.5259 | -114.6 | -120.1815 | -118.5 | -125.101 | -121.8 | -128.6116 | -121.6 | -128.39 | 308.5077 | 319.0632
2020-08-18 03:30 | -77 | -77.1038 | -9.5071 | 9.9984 | 96.316 | 96.8801 | -73 | -73.0616 | -188.2316 | 188.6117 | -188.2316 | 188.6117 | 80.9709 | 121.5578 | 90.3 | 96.4536 | 90.3 | 96.4536 | -114.8 | -120.6768 | -117.9 | -124.8255 | -120.9 | -127.8243 | -120.3 | -127.4539 | 302.0666 | 313.1548
2020-08-18 04:00 | -75 | -75.0267 | -2.8362 | 3.3849 | 88.9468 | 89.4919 | -75 | -75.0267 | -177.1404 | 177.4691 | -177.1404 | 177.4691 | 82.268 | 121.2511 | 90.6 | 96.8401 | 90.9 | 97.1208 | -115.8 | -121.4162 | -119.6 | -126.2072 | -122.7 | -129.3688 | -122.2 | -129.0546 | 309.4535 | 319.7702
2020-08-18 04:30 | -70 | -70 | 2.6911 | 3.6625 | 83.8054 | 84.168 | -69 | -69 | -169.7977 | 169.9498 | -169.7977 | 169.9498 | 77.9079 | 120.7789 | 91.8 | 97.7558 | 92.4 | 98.2174 | -116.5 | -122.1139 | -120 | -126.8077 | -123.2 | -130.033 | -122.7 | -129.7216 | 309.3573 | 318.2189
2020-08-18 05:00 | -59 | -59 | 5.3075 | 5.6788 | 86.4431 | 86.7427 | -58 | -58 | -176.5605 | 176.6406 | -176.5605 | 176.6406 | 69.6028 | 118.6759 | 92.1 | 98.4553 | 93.3 | 99.684 | -115.3 | -120.8492 | -119.6 | -126.1117 | -122.4 | -129.1161 | -122.1 | -128.8637 | 317.739 | 323.8974
2020-08-18 05:30 | -67 | -67 | 7.1413 | 7.6003 | 89.0434 | 89.263 | -67 | -67 | -183.3316 | 183.3641 | -183.3316 | 183.3641 | 55.638 | 114.2899 | 92.1 | 98.9955 | 92.1 | 98.8858 | -116.3 | -122.9865 | -120.1 | -127.7692 | -122.8 | -130.5124 | -122.3 | -130.2472 | 317.0128 | 321.6288
2020-08-18 06:00 | -65 | -65 | 13.2793 | 13.9123 | 88.9508 | 89.0275 | -65 | -65 | -187.3577 | 187.3655 | -187.3577 | 187.3655 | 46.0734 | 104.9708 | 91.8 | 98.0688 | 91.8 | 97.1518 | -115.6 | -120.8404 | -120.7 | -126.3912 | -123.5 | -129.1261 | -123.3 | -129.2607 | 329.3026 | 333.1833
2020-08-18 06:30 | -64 | -64.0078 | 23.5455 | 25.0076 | 90.3563 | 90.3563 | -64 | -64.0078 | -197.5784 | 197.7808 | -197.5784 | 197.7808 | 16.5475 | 77.2642 | 90.6 | 94.7986 | 91.8 | 96.1223 | -115.3 | -118.8911 | -120.9 | -124.9868 | -123.9 | -128.1425 | -123.8 | -128.0458 | 342.6086 | 346.5645
2020-08-18 07:00 | -60 | -60 | 29.0325 | 31.6155 | 90.5678 | 90.5912 | -59 | -59 | -202.9381 | 203.0631 | -202.9381 | 203.0631 | -2.4593 | 88.1579 | 88.8 | 93.1702 | 89.4 | 93.4754 | -113.4 | -116.5009 | -121.7 | -125.488 | -125 | -128.8108 | -124.8 | -128.6652 | 387.3338 | 388.7214
2020-08-18 07:30 | -66 | -66.0303 | 26.6268 | 28.7718 | 96.9223 | 96.9353 | -66 | -66.0303 | -220.6387 | 221.1371 | -220.6387 | 221.1371 | -22.671 | 63.1402 | 87 | 90.0145 | 88.5 | 92.1005 | -111.5 | -113.7475 | -121 | -124.2654 | -124.2 | -127.518 | -124.1 | -127.4206 | 411.8238 | 413.8001
2020-08-18 08:00 | -66 | -66.0303 | 27.4895 | 29.2397 | 92.9375 | 92.9553 | -66 | -66.0303 | -212.0664 | 212.7767 | -212.0664 | 212.7767 | -36.0799 | 40.4313 | 87.6 | 90.082 | 87.9 | 90.3737 | -112 | -113.4531 | -123.7 | -128.4209 | -126.4 | -131.3176 | -126.4 | -131.2635 | 433.0437 | 441.2382
2020-08-18 08:30 | -65 | -65.0692 | 24.0187 | 26.0069 | 93.3161 | 93.3276 | -66 | -66.1211 | -209.194 | 209.9013 | -209.194 | 209.9013 | -31.9757 | 84.7512 | 87 | 89.6413 | 87.9 | 90.3692 | -110.2 | -111.8601 | -123.1 | -127.9102 | -125.8 | -130.8637 | -125.6 | -130.6986 | 442.9465 | 452.2083
2020-08-18 09:00 | -63 | -63.0079 | 20.561 | 22.7159 | 89.5388 | 89.5549 | -63 | -63.0079 | -199.4562 | 199.79 | -199.4562 | 199.79 | -39.662 | 88.6372 | 87.9 | 90.5871 | 88.2 | 90.8782 | -110.7 | -112.6004 | -122.6 | -127.9465 | -125.9 | -131.5967 | -125.4 | -130.8584 | 424.7805 | 434.2338
2020-08-18 09:30 | -62 | -62 | 13.091 | 16.3361 | 88.3554 | 88.4168 | -62 | -62 | -193.6435 | 193.8505 | -193.6435 | 193.8505 | -19.9603 | 147.9863 | 87.3 | 91.2044 | 88.8 | 92.814 | -111.4 | -114.1927 | -123.4 | -128.572 | -126.5 | -131.7161 | -126 | -131.236 | 400.2528 | 400.4257
2020-08-18 10:00 | -61 | -61.0082 | 11.7082 | 13.2029 | 79.3807 | 79.433 | -61 | -61.0082 | -174.7881 | 175.0169 | -174.7881 | 175.0169 | -11.1032 | 147.8713 | 88.5 | 92.4399 | 88.5 | 92.2684 | -112.4 | -115.625 | -123.2 | -125.9968 | -126.4 | -129.0062 | -125.9 | -128.6793 | 376.7415 | 377.1373
2020-08-18 10:30 | -57 | -57.0351 | 9.3415 | 10.9529 | 76.1949 | 76.2395 | -57 | -57.0088 | -166.3549 | 166.5382 | -166.3549 | 166.5382 | 4.0971 | 80.5776 | 87 | 91.643 | 87.9 | 92.5917 | -111.1 | -115.2287 | -121.9 | -125.0076 | -125.1 | -128.1084 | -125.3 | -128.271 | 372.9659 | 373.0059
2020-08-18 11:00 | -65 | -65.123 | -2.0567 | 2.7466 | 83.3667 | 83.3667 | -64 | -64.195 | -172.2366 | 172.5741 | -172.2366 | 172.5741 | 17.5213 | 79.636 | 87.3 | 91.469 | 85.8 | 90.3155 | -111.3 | -114.6231 | -122.1 | -125.7794 | -125.2 | -128.909 | -125.1 | -128.8119 | 366.4052 | 366.4092
2020-08-18 11:30 | -78 | -78.0256 | -12.8449 | 13.4855 | 97.6726 | 97.674 | -77 | -77.026 | -192.392 | 192.6043 | -192.392 | 192.6043 | 36.7906 | 82.199 | 87.9 | 91.9533 | 89.1 | 92.9288 | -110.1 | -112.9471 | -120.7 | -124.0884 | -123.5 | -126.8821 | -123.7 | -127.1458 | 385.9915 | 386.1191
2020-08-18 12:00 | -66 | -66.1211 | -2.5986 | 3.0267 | 83.3552 | 83.3555 | -65 | -65.123 | -172.9457 | 173.2851 | -172.9457 | 173.2851 | 15.992 | 78.5157 | 86.4 | 89.7522 | 87.6 | 90.7494 | -111 | -113.3986 | -122.1 | -125.0066 | -125.6 | -128.673 | -125.6 | -128.5967 | 390.4957 | 390.6223
2020-08-18 12:30 | -77 | -77.0065 | -10.8346 | 14.368 | 96.6216 | 96.9053 | -77 | -77.026 | -199.5897 | 199.5901 | -199.5897 | 199.5901 | 20.7914 | 79.9194 | 87.3 | 90.2282 | 87.9 | 90.8847 | -110.9 | -113.1396 | -122.3 | -125.0749 | -125.5 | -128.2673 | -125.7 | -128.3858 | 391.7776 | 391.963
2020-08-18 13:00 | -76 | -76.0592 | -3.474 | 12.2524 | 97.1686 | 97.4511 | -76 | -76.0263 | -200.6158 | 200.6174 | -200.6158 | 200.6174 | 39.1474 | 83.0335 | 87.9 | 91.3587 | 88.8 | 92.3064 | -112.1 | -114.4352 | -122.7 | -125.6691 | -125.9 | -128.7626 | -125.9 | -128.8047 | 394.1018 | 394.3223
2020-08-18 13:30 | -80 | -80.0999 | 5.6398 | 16.6065 | 105.5959 | 105.7491 | -80 | -80.0999 | -215.9207 | 215.9512 | -215.9207 | 215.9512 | 41.8546 | 86.7077 | 89.7 | 93.0121 | 90.9 | 94.092 | -113.6 | -116.199 | -122.2 | -125.7118 | -125.6 | -128.9025 | -125.2 | -128.8259 | 391.949 | 392.2158
2020-08-18 14:00 | -96 | -96.1301 | -9.4272 | 18.6445 | 121.8411 | 121.9527 | -96 | -96.0833 | -233.1689 | 233.1793 | -233.1689 | 233.1793 | 19.9644 | 72.9991 | 88.8 | 91.8314 | 88.5 | 91.2419 | -111.8 | -114.0421 | -123.9 | -126.305 | -127.4 | -129.6374 | -127 | -129.6744 | 422.9297 | 423.0295
2020-08-18 14:30 | -101 | -101.005 | -25.64 | 26.7233 | 118.5191 | 118.5426 | -100 | -100 | -230.6436 | 230.7375 | -230.6436 | 230.7375 | 8.6379 | 65.1251 | 88.5 | 92.0179 | 88.8 | 92.1445 | -111.2 | -113.5133 | -123.1 | -125.5931 | -126.5 | -128.9856 | -126.8 | -129.2604 | 433.3188 | 433.4229
2020-08-18 15:00 | -93 | -93 | -13.1445 | 15.7292 | 115.2549 | 115.2977 | -93 | -93 | -223.7305 | 223.7702 | -223.7305 | 223.7702 | 7.0485 | 72.9373 | 86.7 | 90.288 | 87.6 | 90.9886 | -111 | -113.6717 | -123.3 | -125.9704 | -126.5 | -129.1443 | -126.5 | -129.0052 | 427.2601 | 427.4024
2020-08-18 15:30 | -111 | -111.2879 | -35.3091 | 37.9878 | 132.7069 | 132.9948 | -113 | -113.2166 | -252.0086 | 252.0792 | -252.0086 | 252.0792 | 42.5444 | 85.5985 | 89.4 | 92.4336 | 89.4 | 92.3362 | -112.3 | -114.4733 | -123.1 | -125.6329 | -126.3 | -128.8288 | -126.3 | -128.9082 | 439.999 | 440.5663
2020-08-18 16:00 | -94 | -94.1329 | -16.0066 | 20.3253 | 120.5813 | 120.7963 | -94 | -94.0851 | -244.5791 | 244.5805 | -244.5791 | 244.5805 | 15.7582 | 87.5484 | 89.1 | 92.8441 | 90 | 93.7081 | -111.6 | -114.3659 | -124.2 | -127.0459 | -127.5 | -130.4109 | -127.4 | -130.3554 | 439.6967 | 440.3022
2020-08-18 16:30 | -95 | -95.021 | -3.2296 | 13.8889 | 123.3229 | 123.3746 | -95 | -95.021 | -254.3092 | 254.3688 | -254.3092 | 254.3688 | -18.7382 | 89.7847 | 90.6 | 94.4524 | 90.6 | 94.2019 | -113.2 | -116.0146 | -123.9 | -127.0673 | -127.1 | -130.2789 | -127 | -129.9857 | 414.38 | 415.1557
2020-08-18 17:00 | -85 | -85.4751 | 11.4992 | 11.6576 | 114.1348 | 114.5248 | -85 | -85.4751 | -253.8834 | 255.8694 | -253.8834 | 255.8694 | -38.5591 | 93.5396 | 88.8 | 91.6062 | 89.1 | 91.824 | -113.4 | -115.3471 | -123.5 | -126.0635 | -127 | -129.5151 | -127 | -129.2604 | 433.4985 | 433.8913
2020-08-18 17:30 | -78 | -78.9177 | 28.2872 | 28.3488 | 110.3694 | 111.0639 | -78 | -79.0759 | -256.6539 | 259.9205 | -256.6539 | 259.9205 | -72.3925 | 97.7476 | 89.4 | 91.9024 | 90 | 93.5428 | -113.2 | -115.4931 | -123.2 | -126.0692 | -126.5 | -129.4973 | -126.4 | -129.4334 | 440.4814 | 441.8779
2020-08-18 18:00 | -75 | -75.9539 | 34.3534 | 34.8205 | 109.9225 | 110.7496 | -74 | -74.9667 | -262.2067 | 266.1903 | -262.2067 | 266.1903 | -93.3234 | 107.6644 | 85.2 | 90.3274 | 87.3 | 92.3108 | -110.4 | -114.7513 | -124.6 | -127.5895 | -127.9 | -130.8167 | -128 | -130.7755 | 481.4729 | 482.8596
2020-08-18 18:30 | -81 | -82.0366 | 31.0748 | 31.8742 | 116.6914 | 117.6078 | -82 | -82.8734 | -272.5226 | 276.5346 | -272.5226 | 276.5346 | -71.0069 | 94.3574 | 87.6 | 92.6922 | 87.3 | 92.3108 | -110 | -114.0355 | -125.8 | -128.6859 | -129 | -131.8158 | -129.1 | -131.8727 | 535.5779 | 537.0389
2020-08-18 19:00 | -72 | -73.5459 | 38.8321 | 39.0018 | 107.33 | 108.4378 | -73 | -74.5252 | -252.0798 | 256.3028 | -252.0798 | 256.3028 | -60.1024 | 79.042 | 87.9 | 92.8785 | 87.6 | 92.4978 | -110.8 | -115.0012 | -126.3 | -129.3234 | -129.4 | -132.2484 | -129.2 | -132.028 | 513.5925 | 515.1939
2020-08-18 19:30 | -66 | -67.9117 | 41.6849 | 41.6883 | 102.3095 | 103.5732 | -66 | -68.1542 | -240.22 | 244.3539 | -240.22 | 244.3539 | -57.7236 | 73.2334 | 87.9 | 91.2774 | 88.2 | 91.0247 | -111.9 | -114.12 | -124.9 | -128.4028 | -128.2 | -131.5684 | -128.1 | -131.5903 | 500.1557 | 501.8306
2020-08-18 20:00 | -91 | -91.444 | 18.6345 | 20.3268 | 122.313 | 122.7962 | -89 | -89.4539 | -266.3759 | 268.5106 | -266.3759 | 268.5106 | -60.3373 | 73.2317 | 86.4 | 90.0845 | 86.7 | 90.288 | -109.7 | -112.1423 | -121.7 | -125.3215 | -125.1 | -128.3085 | -125 | -128.2907 | 466.1432 | 467.955
2020-08-18 20:30 | -90 | -90.4489 | 15.6708 | 17.1867 | 122.8942 | 123.3538 | -88 | -88.5664 | -262.7338 | 264.615 | -262.7338 | 264.615 | -51.4934 | 83.8321 | 86.1 | 88.9913 | 86.7 | 89.9605 | -110.5 | -112.4591 | -122 | -124.2238 | -125.1 | -127.4382 | -125.1 | -127.2513 | 453.5899 | 453.975
2020-08-18 21:00 | -84 | -84.2912 | 20.0865 | 21.1702 | 115.1784 | 115.4472 | -84 | -84.2912 | -247.6691 | 249.1248 | -247.6691 | 249.1248 | -41.0311 | 81.4731 | 86.4 | 89.7522 | 87 | 90.2497 | -109.6 | -112.2184 | -120.8 | -123.7702 | -124.1 | -126.9608 | -124.2 | -127.0726 | 439.8561 | 440.433
2020-08-18 21:30 | -83 | -83 | 16.4423 | 19.9353 | 113.2178 | 113.2183 | -83 | -83 | -242.5799 | 242.8417 | -242.5799 | 242.8417 | -33.9998 | 72.8414 | 87 | 90.9173 | 87 | 90.8307 | -110.5 | -113.2707 | -120.8 | -123.7371 | -124 | -126.9055 | -123.7 | -126.5911 | 400.3997 | 401.6835
2020-08-18 22:00 | -78 | -78 | 19.122 | 21.3314 | 104.4225 | 104.4391 | -77 | -77 | -223.2512 | 223.3839 | -223.2512 | 223.3839 | -20.5102 | 78.2149 | 85.8 | 89.5951 | 87 | 90.5762 | -109.8 | -112.5978 | -120 | -122.7079 | -122.9 | -125.6825 | -122.5 | -125.2081 | 383.0246 | 384.0754
2020-08-18 22:30 | -75 | -75 | 14.9061 | 17.0611 | 104.7161 | 104.744 | -76 | -76 | -225.2444 | 225.3295 | -225.2444 | 225.3295 | 4.4093 | 82.7143 | 86.4 | 90.1698 | 87.6 | 91.3203 | -110.8 | -113.5197 | -119.9 | -123.269 | -123.2 | -126.3862 | -122.9 | -126.304 | 382.4748 | 384.028
2020-08-18 23:00 | -68 | -68 | 16.3624 | 18.6846 | 98.45 | 98.555 | -68 | -68 | -218.2651 | 218.2846 | -218.2651 | 218.2846 | 14.7019 | 91.1779 | 89.7 | 94.6794 | 90.3 | 94.8731 | -113.7 | -117.8769 | -121.4 | -125.9373 | -124.7 | -128.9626 | -124.8 | -128.8759 | 375.8013 | 377.6519
2020-08-18 23:30 | -64 | -64.0312 | 24.1483 | 25.3092 | 87.2785 | 87.4214 | -62 | -62 | -207.1961 | 207.2383 | -207.1961 | 207.2383 | 9.8523 | 83.9464 | 90.9 | 95.3533 | 91.8 | 96.0337 | -116.1 | -119.2065 | -122.7 | -126.6613 | -125.9 | -129.9554 | -125.4 | -129.6694 | 348.7458 | 350.6132
2020-08-19 | -57 | -57 | 19.91 | 20.7143 | 85.848 | 86.1067 | -57 | -57 | -197.9844 | 197.9927 | -197.9844 | 197.9927 | 16.8032 | 87.4527 | 91.5 | 95.8358 | 91.2 | 95.3722 | -115.3 | -119.0638 | -121.1 | -125.5158 | -124.2 | -128.6386 | -123.6 | -128.1911 | 324.8254 | 328.7914
2020-08-19 00:30 | -65 | -65.123 | 15.1012 | 16.6665 | 86.0902 | 86.5588 | -64 | -64.0703 | -195.4412 | 195.5709 | -195.4412 | 195.5709 | 26.2697 | 96.8202 | 90.9 | 96.6028 | 90.9 | 96.6028 | -115.1 | -120.0735 | -120.7 | -126.4507 | -124 | -129.7213 | -123.7 | -129.5528 | 319.0251 | 323.1362
2020-08-19 01:00 | -55 | -55.0818 | 16.5394 | 17.9513 | 80.7813 | 81.5656 | -55 | -55.0818 | -182.4776 | 182.9247 | -182.4776 | 182.9247 | 30.8482 | 99.1941 | 90.9 | 96.3019 | 91.5 | 97.3711 | -114.9 | -120.0834 | -119.4 | -125.3661 | -122.6 | -128.5329 | -122.4 | -128.5545 | 306.5565 | 311.3142
2020-08-19 01:30 | -57 | -57 | 14.9185 | 15.0466 | 78.3109 | 78.6992 | -56 | -56.0089 | -180.952 | 181.2031 | -180.952 | 181.2031 | 44.8546 | 103.9672 | 91.8 | 98.4974 | 92.1 | 98.777 | -114.9 | -121.3063 | -119.6 | -126.7271 | -122.7 | -129.852 | -122.3 | -129.5729 | 293.724 | 299.9436
2020-08-19 02:00 | -56 | -56.0089 | 20.598 | 20.7045 | 71.3565 | 71.8933 | -56 | -56 | -168.0522 | 168.4094 | -168.0522 | 168.4094 | 56.7872 | 113.8438 | 90.3 | 99.5896 | 91.2 | 99.9104 | -116 | -124.7693 | -120.1 | -129.5474 | -123.2 | -132.421 | -122.7 | -132.3543 | 291.5264 | 296.4627
2020-08-19 02:30 | -50 | -50.01 | 17.8853 | 17.9273 | 71.1844 | 71.7151 | -50 | -50.01 | -169.9109 | 170.3362 | -169.9109 | 170.3362 | 63.6472 | 115.1029 | 91.5 | 100.0625 | 92.4 | 100.8861 | -115.8 | -124.0202 | -119.5 | -128.7798 | -122.8 | -131.9923 | -122.3 | -131.6596 | 287.3619 | 293.304
2020-08-19 03:00 | -57 | -57.0088 | 13.6556 | 13.7653 | 74.4754 | 74.9087 | -56 | -56.0089 | -173.3889 | 173.7904 | -173.3889 | 173.7904 | 59.6733 | 112.8391 | 92.7 | 100.804 | 91.5 | 99.7016 | -116.8 | -125.0256 | -120.2 | -129.0986 | -123.4 | -132.4431 | -123.1 | -132.2731 | 263.621 | 271.7299
2020-08-19 03:30 | -56 | -56.0357 | 10.2068 | 10.6992 | 78.0129 | 78.7304 | -54 | -54.037 | -177.0194 | 177.7601 | -177.0194 | 177.7601 | 60.2559 | 113.4591 | 91.5 | 99.9414 | 91.2 | 99.9104 | -116.3 | -124.9768 | -120.1 | -129.5982 | -122.3 | -132.0303 | -123 | -132.9254 | 260.3692 | 269.3385
2020-08-19 04:00 | -52 | -52.0384 | 13.6443 | 13.7104 | 72.4697 | 73.1596 | -51 | -51.0392 | -169.5476 | 170.2213 | -169.5476 | 170.2213 | 66.6165 | 116.5999 | 90.9 | 98.7952 | 91.2 | 99.1889 | -115.8 | -123.736 | -119.9 | -128.6698 | -122.9 | -131.8321 | -122.4 | -131.532 | 276.6447 | 286.0638
2020-08-19 04:30 | -58 | -58.0086 | 12.4075 | 12.47 | 74.8304 | 75.4201 | -57 | -57 | -170.1777 | 170.8186 | -170.1777 | 170.8186 | 64.2511 | 113.6643 | 90.6 | 98.362 | 91.2 | 98.7232 | -114.5 | -122.168 | -118.2 | -126.9446 | -121.1 | -129.8646 | -120.9 | -130.0825 | 281.2283 | 290.6362
2020-08-19 05:00 | -58 | -58.0086 | 10.3019 | 10.4792 | 80.8179 | 81.3008 | -58 | -58.0086 | -183.295 | 183.814 | -183.295 | 183.814 | 60.8991 | 109.4827 | 90.6 | 98.0541 | 91.5 | 98.7729 | -114.3 | -121.7476 | -118.3 | -127.0018 | -121.5 | -129.9873 | -120.9 | -129.8499 | 297.9462 | 304.9109
2020-08-19 05:30 | -67 | -67.0671 | 4.44 | 5.2104 | 90.384 | 90.6602 | -66 | -66.0681 | -201.253 | 201.5325 | -201.253 | 201.5325 | 53.4613 | 96.0544 | 91.5 | 97.067 | 90.9 | 96.5017 | -116.6 | -121.6253 | -121.2 | -127.168 | -123.8 | -129.7677 | -123.7 | -129.7023 | 312.077 | 318.283
2020-08-19 06:00 | -63 | -63 | 14.7122 | 15.4903 | 87.4791 | 87.6031 | -62 | -62 | -201.4426 | 201.5382 | -201.4426 | 201.5382 | 35.4242 | 94.7297 | 91.2 | 96.0075 | 91.8 | 96.5776 | -114.9 | -118.8026 | -120.5 | -124.5745 | -124 | -127.9657 | -123.4 | -127.5572 | 319.0145 | 323.3332
2020-08-19 06:30 | -59 | -59 | 26.9426 | 29.2116 | 87.3023 | 87.3055 | -59 | -59 | -206.9323 | 206.9344 | -206.9323 | 206.9344 | 17.7906 | 80.5915 | 91.5 | 96.2925 | 91.2 | 96.0075 | -114.8 | -118.7059 | -122 | -125.8523 | -125.4 | -129.2472 | -125.1 | -128.9562 | 358.0162 | 361.5731
2020-08-19 07:00 | -71 | -71.4493 | 20.921 | 21.7474 | 101.4738 | 101.724 | -70 | -70.5762 | -231.4889 | 232.0156 | -231.4889 | 232.0156 | 5.0335 | 64.1564 | 90 | 94.3146 | 90 | 93.9628 | -113.2 | -116.3292 | -122.7 | -126.3142 | -126 | -129.6389 | -125.9 | -129.5417 | 418.1129 | 420.8448
2020-08-19 07:30 | -57 | -58.4637 | 39.6279 | 39.6548 | 86.8858 | 87.9669 | -57 | -58.4637 | -217.695 | 219.605 | -217.695 | 219.605 | -24.7232 | 61.803 | 85.5 | 89.3078 | 85.8 | 89.2569 | -110.6 | -112.6305 | -122 | -124.7189 | -125.4 | -128.1078 | -125.2 | -127.9691 | 429.7294 | 430.9041
2020-08-19 08:00 | -46 | -48.3839 | 48.3581 | 48.4304 | 78.9445 | 80.6984 | -46 | -48.3839 | -213.9019 | 216.7939 | -213.9019 | 216.7939 | -46.7792 | 65.251 | 87.6 | 89.6794 | 87.6 | 90.1524 | -110.8 | -111.7941 | -124.2 | -125.9191 | -127.5 | -129.5306 | -127.7 | -129.5643 | 469.4184 | 470.0039
2020-08-19 08:30 | -53 | -54.3415 | 45.8004 | 46.4568 | 85.614 | 86.8179 | -54 | -55.5428 | -228.5687 | 231.4872 | -228.5687 | 231.4872 | -45.5377 | 102.675 | 82.5 | 85.2053 | 82.8 | 85.3483 | -105.4 | -106.926 | -128.8 | -131.339 | -132.8 | -135.283 | -132.6 | -135.0867 | 533.9101 | 534.7998
2020-08-19 09:00 | -55 | -57.28 | 46.8412 | 47.462 | 88.5779 | 89.9383 | -56 | -58.2409 | -236.7151 | 239.9466 | -236.7151 | 239.9466 | -59.0184 | 111.756 | 79.5 | 81.6469 | 80.1 | 82.7315 | -102.2 | -103.7044 | -128.2 | -130.5389 | -132 | -134.328 | -132.2 | -134.4877 | 552.9061 | 553.0612
2020-08-19 09:30 | -49 | -50.9608 | 47.167 | 47.5651 | 79.8247 | 81.1816 | -48 | -50 | -221.9382 | 225.0456 | -221.9382 | 225.0456 | -71.1578 | 116.3991 | 83.1 | 85.3572 | 82.5 | 84.9132 | -104.3 | -105.4533 | -128.4 | -130.8495 | -132.2 | -134.7351 | -131.9 | -134.5992 | 526.3857 | 526.6417
2020-08-19 10:00 | -46 | -48.3839 | 41.0655 | 41.0682 | 74.2789 | 76.0457 | -45 | -47.7598 | -209.3622 | 212.8787 | -209.3622 | 212.8787 | -57.6519 | 107.2657 | 83.4 | 85.7879 | 83.4 | 85.8587 | -104.8 | -106.4814 | -128.4 | -130.8688 | -131.9 | -134.3613 | -131.9 | -134.3423 | 517.0647 | 517.4588
2020-08-19 10:30 | -44 | -45.607 | 53.2734 | 53.6381 | 72.1782 | 73.7602 | -43 | -44.9222 | -202.8015 | 206.0892 | -202.8015 | 206.0892 | -47.3675 | 106.3533 | 85.2 | 88.198 | 84.3 | 87.1741 | -105.7 | -107.9076 | -127.3 | -130.691 | -130.9 | -134.525 | -131 | -134.4688 | 492.9401 | 493.8603
2020-08-19 11:00 | -53 | -53.9351 | 42.4764 | 44.1593 | 87.2926 | 87.882 | -53 | -54.1295 | -215.6888 | 217.9 | -215.6888 | 217.9 | -56.1961 | 118.9279 | 84.3 | 87.816 | 84.9 | 88.2734 | -106.4 | -109.577 | -126.1 | -130.3749 | -129.8 | -133.8221 | -129.9 | -133.8967 | 480.9015 | 481.4348
2020-08-19 11:30 | -69 | -71.0634 | 36.7174 | 37.4615 | 95.5179 | 96.9645 | -69 | -71.0634 | -227.0417 | 230.2897 | -227.0417 | 230.2897 | -57.6389 | 87.3597 | 85.5 | 87.9701 | 83.1 | 85.5673 | -106.5 | -108.4945 | -127.8 | -130.3388 | -131.4 | -134.2023 | -131.5 | -134.0457 | 498.2057 | 498.3401
2020-08-19 12:00 | -77 | -78.4474 | 22.2786 | 23.0723 | 107.3787 | 108.4703 | -77 | -78.4474 | -234.2243 | 236.6242 | -234.2243 | 236.6242 | -69.0144 | 92.7234 | 84 | 86.2337 | 82.8 | 85.0652 | -105.1 | -106.482 | -127.4 | -129.4595 | -131.1 | -133.172 | -131.4 | -133.3978 | 506.8458 | 506.8711
2020-08-19 12:30 | -89 | -89.8053 | 9.6056 | 11.5829 | 119.2473 | 120.1827 | -89 | -89.8053 | -254.2448 | 256.5768 | -254.2448 | 256.5768 | -74.8958 | 97.1554 | 82.8 | 84.9969 | 83.1 | 85.2222 | -104.7 | -106.0393 | -128.1 | -130.1308 | -132.4 | -134.529 | -132.2 | -134.1858 | 526.6077 | 526.6599
2020-08-19 13:00 | -88 | -88.6848 | 11.4784 | 15.4439 | 122.7869 | 123.6954 | -87 | -87.6926 | -253.4541 | 255.4539 | -253.4541 | 255.4539 | -79.6553 | 100.9992 | 84 | 86.2337 | 84.3 | 86.3276 | -106.3 | -107.5274 | -130.3 | -132.2454 | -133.2 | -135.1204 | -133.5 | -135.3497 | 522.8921 | 522.9098
2020-08-19 13:30 | -95 | -95.3363 | 9.4593 | 17.295 | 117.0183 | 117.2709 | -96 | -96.3328 | -238.9505 | 239.9215 | -238.9505 | 239.9215 | -65.8939 | 93.5352 | 83.7 | 86.2942 | 82.8 | 85.276 | -104.1 | -105.4469 | -127.7 | -129.8989 | -131.6 | -133.7885 | -131.5 | -133.6902 | 524.1961 | 524.2799
2020-08-19 14:00 | -95 | -95.1315 | -0.89054 | 12.8245 | 121.2415 | 121.3791 | -95 | -95.1315 | -250.4626 | 251.3168 | -250.4626 | 251.3168 | -59.7292 | 91.2335 | 82.2 | 85.3035 | 82.2 | 84.9906 | -104.6 | -106.4021 | -129.1 | -131.6566 | -132.6 | -135.125 | -132.7 | -135.1848 | 504.9587 | 505.2339
2020-08-19 14:30 | -86 | -86.093 | 9.7538 | 16.1283 | 108.7096 | 108.847 | -87 | -87.0919 | -221.3337 | 222.35 | -221.3337 | 222.35 | -54.8189 | 95.2645 | 85.5 | 89.395 | 86.1 | 90.0565 | -107.5 | -110.294 | -124 | -127.4377 | -127.3 | -130.7415 | -127.5 | -130.959 | 479.4533 | 479.6664
2020-08-19 15:00 | -90 | -90.05 | 12.5299 | 25.1182 | 116.4534 | 116.4774 | -90 | -90.05 | -230.2118 | 230.2764 | -230.2118 | 230.2764 | -48.7522 | 90.118 | 86.4 | 90.1698 | 85.8 | 89.5951 | -108 | -110.7925 | -125 | -128.054 | -128.7 | -131.7533 | -128.7 | -131.7319 | 488.1247 | 488.6627
2020-08-19 15:30 | -92 | -92.0217 | 1.0906 | 17.4102 | 120.6436 | 120.687 | -91 | -91.022 | -236.9713 | 237.0464 | -236.9713 | 237.0464 | -49.0569 | 87.1555 | 86.7 | 90.4573 | 85.8 | 89.5092 | -110.2 | -112.5137 | -125.5 | -128.6954 | -128.9 | -132.0782 | -129.2 | -132.3276 | 490.4382 | 491.0159
2020-08-19 16:00 | -86 | -86.0058 | 1.6743 | 17.129 | 120.666 | 120.7633 | -86 | -86.0058 | -242.2124 | 242.2422 | -242.2124 | 242.2422 | -62.3842 | 91.1965 | 88.5 | 91.6965 | 87.6 | 90.7494 | -111.4 | -113.6693 | -125.1 | -127.9385 | -129.1 | -131.9756 | -129.4 | -132.2278 | 470.9496 | 471.8185
2020-08-19 16:30 | -87 | -87.1436 | 8.8725 | 21.8868 | 120.1211 | 120.2798 | -87 | -87.1436 | -248.9515 | 248.9714 | -248.9515 | 248.9714 | -57.9292 | 90.3358 | 86.7 | 90.4573 | 86.7 | 90.5434 | -109.7 | -112.2658 | -123.5 | -126.8821 | -127.2 | -130.576 | -127.2 | -130.5534 | 489.1499 | 490.109
2020-08-19 17:00 | -95 | -95 | 6.7906 | 14.7707 | 125.4631 | 125.4884 | -95 | -95 | -264.6249 | 265.3265 | -264.6249 | 265.3265 | -65.0033 | 95.8038 | 87.3 | 90.4598 | 87.9 | 90.8089 | -110.5 | -112.8845 | -124 | -127.3232 | -127.9 | -131.1909 | -127.9 | -131.2757 | 501.9496 | 503.1514
2020-08-19 17:30 | -97 | -97.0206 | 13.6544 | 19.2848 | 127.9887 | 128.161 | -97 | -97.0206 | -278.5646 | 280.0473 | -278.5646 | 280.0473 | -73.0445 | 98.0261 | 88.2 | 90.8064 | 89.1 | 91.824 | -110.7 | -112.4744 | -123.4 | -126.2555 | -126.5 | -129.3077 | -126.6 | -129.3438 | 517.8205 | 518.7945
2020-08-19 18:00 | -90 | -90.6697 | 25.3675 | 27.9636 | 126.7569 | 127.427 | -90 | -90.6697 | -287.8812 | 291.3898 | -287.8812 | 291.3898 | -101.0077 | 113.8258 | 87.3 | 88.9018 | 87.3 | 88.9018 | -110.8 | -111.4587 | -125 | -126.6886 | -128.7 | -130.2911 | -128.7 | -130.2911 | 545.7797 | 546.1342
2020-08-19 18:30 | -101 | -102.5914 | 22.2347 | 23.3312 | 138.7089 | 140.5205 | -101 | -102.5914 | -307.8691 | 314.071 | -307.8691 | 314.071 | -92.5399 | 108.7292 | 87 | 90.3299 | 87 | 90.092 | -110.6 | -113.1953 | -127.1 | -129.4629 | -130.5 | -132.6525 | -131 | -133.1444 | 569.6939 | 570.3016
2020-08-19 19:00 | -93 | -94.2019 | 17.8859 | 19.6053 | 135.4021 | 136.7201 | -93 | -94.3663 | -298.7049 | 303.5691 | -298.7049 | 303.5691 | -73.052 | 97.0082 | 86.4 | 90.793 | 86.7 | 91.2641 | -109.3 | -112.6095 | -125.3 | -128.3469 | -128.8 | -131.724 | -129 | -131.9826 | 555.6252 | 556.8099
2020-08-19 19:30 | -109 | -109.7725 | 8.116 | 12.5895 | 143.504 | 144.5827 | -108 | -108.7796 | -305.8601 | 309.8137 | -305.8601 | 309.8137 | -81.4454 | 105.3292 | 87.9 | 92.4978 | 87.6 | 92.7907 | -110.3 | -114.2808 | -123.4 | -126.2979 | -127 | -129.8592 | -127.1 | -129.9154 | 513.9011 | 514.2846
2020-08-19 20:00 | -110 | -110.6526 | 4.0437 | 10.8748 | 144.6063 | 145.5518 | -110 | -110.7655 | -301.5266 | 304.7739 | -301.5266 | 304.7739 | -73.5168 | 91.3925 | 87.9 | 92.5917 | 87.9 | 92.5917 | -111.1 | -114.5496 | -124 | -126.8 | -127.7 | -130.4819 | -127.6 | -130.3431 | 500.5636 | 501.068
2020-08-19 20:30 | -100 | -100.08 | 8.644 | 16.8337 | 136.6631 | 136.9258 | -101 | -101.0792 | -285.2542 | 286.8722 | -285.2542 | 286.8722 | -63.4723 | 73.7122 | 87.9 | 92.5917 | 87.9 | 92.5917 | -111.3 | -114.869 | -122.8 | -125.6268 | -125.9 | -128.6587 | -126.1 | -128.7728 | 470.8676 | 471.4814
2020-08-19 21:00 | -109 | -109.1146 | 0.54572 | 13.2455 | 141.8161 | 142.0619 | -109 | -109.1146 | -287.3019 | 288.6205 | -287.3019 | 288.6205 | -44.2896 | 81.926 | 87.6 | 92.3069 | 88.2 | 92.7039 | -111.6 | -114.9864 | -123.3 | -125.3541 | -126.8 | -128.6823 | -126.9 | -128.8618 | 468.3123 | 468.4354
2020-08-19 21:30 | -95 | -95.1893 | 9.8044 | 12.9027 | 125.6176 | 125.799 | -94 | -94.1913 | -262.0034 | 263.093 | -262.0034 | 263.093 | -32.9604 | 73.8975 | 87.6 | 90.6715 | 88.5 | 91.5413 | -111.9 | -113.7443 | -122.4 | -124.5943 | -125.4 | -127.6572 | -125.6 | -127.793 | 445.0963 | 445.3905
2020-08-19 22:00 | -99 | -99.0454 | 3.684 | 10.186 | 126.5332 | 126.5941 | -97 | -97.0464 | -256.7659 | 257.3173 | -256.7659 | 257.3173 | -7.5493 | 75.7463 | 88.8 | 92.6412 | 89.4 | 93.2165 | -112.3 | -115.1367 | -123 | -126.2587 | -126.3 | -129.542 | -126.2 | -129.4668 | 437.0942 | 437.7035
2020-08-19 22:30 | -99 | -99.0051 | -0.96362 | 9.3069 | 126.9581 | 126.9706 | -97 | -97 | -258.3382 | 258.6918 | -258.3382 | 258.6918 | 22.3615 | 79.2828 | 88.8 | 92.4721 | 87.9 | 91.6081 | -113.4 | -116.2537 | -123.2 | -127.2129 | -126.6 | -130.6555 | -126.6 | -130.705 | 431.2669 | 432.2392
2020-08-19 23:00 | -93 | -93 | -1.6719 | 10.3529 | 121.1049 | 121.1104 | -91 | -91.0055 | -248.7075 | 248.8617 | -248.7075 | 248.8617 | 33.6387 | 94.445 | 89.4 | 93.3882 | 90.9 | 94.911 | -113.9 | -117.0564 | -122.4 | -126.0946 | -125.8 | -129.7081 | -125.7 | -129.6356 | 406.1938 | 407.055
2020-08-19 23:30 | -87 | -87 | 4.8383 | 8.3811 | 111.8031 | 111.8062 | -87 | -87 | -243.6992 | 243.9619 | -243.6992 | 243.9619 | 22.3859 | 91.3304 | 90.6 | 94.368 | 90.6 | 94.4524 | -115.2 | -118.2763 | -122.6 | -126.3128 | -126.1 | -129.8546 | -126 | -129.8054 | 404.5417 | 405.2642
2020-08-20 | -88 | -88 | -3.2879 | 5.8625 | 112.1654 | 112.2144 | -88 | -88 | -234.9296 | 234.9588 | -234.9296 | 234.9588 | 33.5312 | 93.5874 | 90 | 94.4047 | 90.6 | 94.8873 | -113.7 | -117.0731 | -121 | -124.9828 | -124.5 | -128.6468 | -124.2 | -128.4326 | 389.241 | 390.331
2020-08-20 00:30 | -85 | -85.2878 | -4.7096 | 12.3789 | 107.8111 | 108.4629 | -85 | -85.3756 | -222.3751 | 222.7153 | -222.3751 | 222.7153 | 47.862 | 92.0518 | 90.6 | 94.2845 | 91.2 | 95.1128 | -114.1 | -116.9585 | -120.8 | -124.3975 | -124.1 | -127.6278 | -123.6 | -127.2598 | 382.7 | 385.0708
2020-08-20 01:00 | -89 | -89.2749 | -9.3526 | 14.9264 | 110.4968 | 111.111 | -88 | -88.278 | -220.4037 | 220.8048 | -220.4037 | 220.8048 | 52.4324 | 95.3025 | 90 | 93.9628 | 90.9 | 94.7402 | -115.5 | -118.5235 | -121.3 | -125.0271 | -124.2 | -127.8901 | -124 | -127.9619 | 371.5014 | 374.468
2020-08-20 01:30 | -83 | -83.2947 | -8.9435 | 13.4297 | 105.7566 | 106.514 | -83 | -83.2947 | -210.1002 | 210.6702 | -210.1002 | 210.6702 | 71.3043 | 106.6646 | 90.6 | 94.4524 | 91.5 | 95.1128 | -116.1 | -119.1756 | -122.4 | -126.1428 | -125.6 | -129.3452 | -125.3 | -129.1988 | 369.0948 | 372.3186
2020-08-20 02:00 | -84 | -84.2912 | -11.887 | 14.2754 | 106.5271 | 107.0987 | -85 | -85.2115 | -206.4837 | 206.9923 | -206.4837 | 206.9923 | 75.8773 | 108.7328 | 91.5 | 95.6591 | 90.9 | 95.2631 | -116.3 | -119.3479 | -122.2 | -125.973 | -125.1 | -128.9078 | -125.1 | -129.0049 | 354.7095 | 359.3507
2020-08-20 02:30 | -80 | -80.2247 | -12.0658 | 14.2722 | 103.8329 | 104.4781 | -81 | -81.2219 | -199.6357 | 200.2224 | -199.6357 | 200.2224 | 83.2688 | 120.5632 | 90.9 | 94.5728 | 91.5 | 95.1497 | -116.3 | -119.0201 | -122.1 | -125.6603 | -125.2 | -128.7674 | -125 | -128.7148 | 345.4481 | 353.1712
2020-08-20 03:00 | -78 | -78.1601 | -8.6984 | 11.4219 | 100.7273 | 101.4138 | -78 | -78.1601 | -193.8821 | 194.5523 | -193.8821 | 194.5523 | 86.2535 | 123.5273 | 91.8 | 96.7657 | 92.7 | 97.2505 | -115.3 | -119.5783 | -120.9 | -126.1746 | -124.1 | -129.2322 | -123.7 | -129.115 | 344.8159 | 351.6024
2020-08-20 03:30 | -86 | -86.2844 | -14.3449 | 16.3851 | 105.0182 | 105.7989 | -86 | -86.209 | -199.2713 | 200.0011 | -199.2713 | 200.0011 | 89.1548 | 126.2295 | 91.2 | 96.1967 | 92.4 | 97.3351 | -116.1 | -120.4027 | -121.4 | -126.6253 | -124.4 | -129.6724 | -124.1 | -129.5556 | 345.9996 | 351.9954
2020-08-20 04:00 | -87 | -87.2812 | -16.745 | 18.559 | 106.2764 | 107.0921 | -87 | -87.2812 | -201.0321 | 201.8219 | -201.0321 | 201.8219 | 93.2372 | 127.4285 | 91.2 | 96.3892 | 91.5 | 96.7703 | -115.7 | -120.205 | -120.3 | -125.7153 | -123.7 | -129.115 | -123.6 | -129.2882 | 351.14 | 356.8786
2020-08-20 04:30 | -91 | -93.4345 | -19.2505 | 21.4524 | 110.5574 | 111.341 | -92 | -92.3472 | -206.853 | 207.6668 | -206.853 | 207.6668 | 84.6842 | 124.515 | 91.8 | 96.861 | 90.6 | 95.628 | -115.6 | -119.974 | -120.7 | -125.9543 | -123.5 | -128.8092 | -123.6 | -129.1345 | 344.1831 | 350.637
2020-08-20 05:00 | -85 | -85.2878 | -13.8668 | 15.3576 | 106.419 | 107.0934 | -84 | -84.214 | -201.5396 | 202.0825 | -201.5396 | 202.0825 | 86.093 | 122.8223 | 91.5 | 96.6731 | 91.5 | 96.6731 | -116.1 | -120.0394 | -121.9 | -126.688 | -125 | -129.9433 | -124.9 | -129.9847 | 364.1317 | 370.1524
2020-08-20 05:30 | -91 | -90.1998 | -14.9261 | 17.3855 | 113.0488 | 113.5134 | -92 | -92.1358 | -215.0795 | 215.4204 | -215.0795 | 215.4204 | 74.4937 | 117.2368 | 91.2 | 95.8217 | 91.2 | 95.8217 | -114.6 | -118.4616 | -120.3 | -125.2601 | -123.7 | -128.6382 | -123.5 | -128.5842 | 375.0715 | 380.4194
2020-08-20 06:00 | -88 | -88.0909 | -3.1122 | 11.1045 | 105.0838 | 105.3233 | -88 | -88.0909 | -208.6947 | 208.7733 | -208.6947 | 208.7733 | 54.9445 | 110.088 | 90.9 | 95.5362 | 90.6 | 95.2508 | -113.4 | -117.9103 | -120.5 | -125.4244 | -123.5 | -128.501 | -123.2 | -128.324 | 380.7032 | 384.1669
2020-08-20 06:30 | -86 | -86.0233 | 9.2563 | 18.0277 | 104.5176 | 104.6567 | -84 | -84.0238 | -216.4346 | 216.437 | -216.4346 | 216.437 | 24.5412 | 112.066 | 90.9 | 95.3533 | 91.2 | 95.4604 | -115.5 | -119.562 | -122.5 | -126.2157 | -125.7 | -129.371 | -125.2 | -128.9568 | 399.4605 | 402.4606
2020-08-20 07:00 | -78 | -78 | 11.9677 | 18.6319 | 106.9543 | 106.9596 | -78 | -78 | -226.1266 | 226.2708 | -226.1266 | 226.2708 | -4.4483 | 95.3128 | 90.3 | 94.2501 | 91.2 | 95.4604 | -114.6 | -117.9324 | -122.7 | -126.1498 | -126.1 | -129.5275 | -126 | -129.476 | 409.0842 | 412.39
2020-08-20 07:30 | -75 | -75 | 24.4866 | 29.0361 | 97.8665 | 97.89 | -75 | -75 | -220.0561 | 220.2793 | -220.0561 | 220.2793 | -31.2285 | 78.7276 | 89.1 | 92.6772 | 88.2 | 91.8122 | -111.4 | -113.8932 | -122.9 | -125.7245 | -125.8 | -128.5608 | -125.6 | -128.3035 | 428.0623 | 430.4407
2020-08-20 08:00 | -70 | -72.5603 | 22.651 | 23.9036 | 98.9897 | 99.347 | -70 | -70.5762 | -227.0497 | 228.8187 | -227.0497 | 228.8187 | -52.4663 | 80.1604 | 88.5 | 90.8886 | 88.2 | 90.5284 | -111.9 | -113.2447 | -123.7 | -125.4532 | -126.9 | -128.5934 | -126.8 | -128.4624 | 443.3139 | 444.4883
2020-08-20 08:30 | -76 | -76.0263 | 14.8232 | 19.3753 | 102.401 | 102.4249 | -75 | -75.06 | -230.2158 | 231.1726 | -230.2158 | 231.1726 | -55.851 | 142.2078 | 88.2 | 91.4862 | 88.5 | 91.6185 | -110.8 | -112.932 | -122.8 | -125.7118 | -126.3 | -129.238 | -125.9 | -128.8047 | 468.122 | 469.8443
2020-08-20 09:00 | -79 | -79.0569 | 6.9923 | 12.5773 | 106.345 | 106.3637 | -79 | -79.0569 | -232.177 | 233.0435 | -232.177 | 233.0435 | -62.4524 | 143.2722 | 88.2 | 91.3287 | 89.1 | 92.1215 | -112.3 | -114.2792 | -124 | -126.8 | -127.5 | -130.3068 | -127.2 | -129.9311 | 455.6263 | 457.8143
2020-08-20 09:30 | -88 | -88.0057 | -8.0335 | 14.5025 | 112.2719 | 112.2732 | -88 | -88.0057 | -238.7802 | 239.3909 | -238.7802 | 239.3909 | -49.0601 | 143.7467 | 88.2 | 91.407 | 88.2 | 91.407 | -111.5 | -113.6886 | -124.3 | -127.4146 | -127.6 | -130.5933 | -127.3 | -130.2125 | 484.157 | 485.8287
2020-08-20 10:00 | -95 | -95.0053 | -21.9624 | 24.9374 | 124.0846 | 124.0859 | -95 | -95.0053 | -248.3421 | 248.6957 | -248.3421 | 248.6957 | -54.0105 | 149.8888 | 87 | 90.4931 | 85.5 | 89.1364 | -108.8 | -111.4589 | -123.6 | -127.0717 | -127.1 | -130.5696 | -126.7 | -130.1117 | 481.4748 | 483.6362
2020-08-20 10:30 | -101 | -101.0198 | -23.381 | 24.4314 | 120.7104 | 120.7552 | -100 | -100.045 | -240.3843 | 241.0213 | -240.3843 | 241.0213 | -37.8003 | 77.5563 | 87.3 | 90.3817 | 88.2 | 91.0993 | -111.1 | -113.0488 | -125.5 | -127.6997 | -128.7 | -130.864 | -128.7 | -130.8459 | 488.6132 | 489.2096
2020-08-20 11:00 | -113 | -113.0044 | -32.7468 | 34.3258 | 138.5562 | 138.5705 | -113 | -113.0044 | -262.0804 | 262.3435 | -262.0804 | 262.3435 | -40.5167 | 82.7751 | 84 | 87.0393 | 86.4 | 89.2816 | -108.1 | -110.14 | -125.3 | -127.5966 | -128.9 | -131.1705 | -128.6 | -130.8387 | 497.8617 | 498.2718
2020-08-20 11:30 | -126 | -126.004 | -30.1002 | 33.2554 | 143.3925 | 143.4118 | -125 | -125.016 | -261.065 | 261.3468 | -261.065 | 261.3468 | -41.7422 | 82.3939 | 86.7 | 90.3722 | 86.4 | 90.0845 | -108.9 | -111.6882 | -125.9 | -128.5566 | -129.4 | -132.0456 | -129.2 | -131.93 | 469.1492 | 469.3944
2020-08-20 12:00 | -125 | -125.036 | -50.6229 | 52.2011 | 141.5635 | 141.573 | -125 | -125.016 | -259.6257 | 259.6651 | -259.6257 | 259.6651 | -95.7629 | 108.0323 | 87.9 | 91.2774 | 87 | 90.4931 | -110.6 | -112.9055 | -125 | -127.0803 | -128.5 | -130.5775 | -128.3 | -130.3101 | 414.3449 | 414.3945
2020-08-20 12:30 | -113 | -113.1592 | -50.1044 | 51.7906 | 132.649 | 132.8093 | -114 | -114.1578 | -255.937 | 255.9373 | -255.937 | 255.9373 | -95.631 | 119.2614 | 86.4 | 91.1689 | 86.4 | 91.0736 | -110.5 | -114.0444 | -124.5 | -127.9242 | -128 | -131.4005 | -127.8 | -131.1157 | 383.5163 | 383.7243
2020-08-20 13:00 | -94 | -94.0053 | -23.6832 | 24.8661 | 110.7053 | 110.7053 | -92 | -92.0054 | -225.118 | 225.4457 | -225.118 | 225.4457 | -70.829 | 109.5187 | 88.8 | 94.6294 | 88.8 | 94.4238 | -112.8 | -117.641 | -124.2 | -128.7962 | -127.6 | -132.1817 | -127.5 | -132.1817 | 348.6489 | 349.3856
2020-08-20 13:30 | -104 | -104.0769 | -20.0779 | 22.165 | 128.8084 | 128.9218 | -103 | -103.0776 | -238.5838 | 239.0551 | -238.5838 | 239.0551 | -62.3928 | 96.5872 | 89.7 | 96.6545 | 89.4 | 96.3761 | -112.9 | -119.6719 | -122 | -128.5152 | -125.2 | -131.9623 | -125 | -131.6147 | 347.6468 | 349.5932
2020-08-20 14:00 | -99 | -99.0202 | -23.6383 | 25.1261 | 119.0071 | 119.0078 | -99 | -99.0202 | -224.2446 | 224.3661 | -224.2446 | 224.3661 | -73.0452 | 104.9718 | 90.3 | 96.3486 | 90.3 | 96.2444 | -112.9 | -118.4703 | -123 | -128.5603 | -126.4 | -131.9885 | -126.2 | -131.7394 | 363.428 | 364.4502
2020-08-20 14:30 | -103 | -103.0049 | -24.8214 | 26.3748 | 124.2412 | 124.2505 | -103 | -103.0049 | -242.1836 | 242.4828 | -242.1836 | 242.4828 | -66.2408 | 94.1633 | 86.4 | 92.7034 | 87.9 | 93.9963 | -111.7 | -116.9954 | -119.5 | -124.8337 | -122.6 | -128.0039 | -122.4 | -127.6409 | 334.3587 | 336.2713
2020-08-20 15:00 | -99 | -99 | -26.2195 | 27.2677 | 118.9154 | 118.9158 | -99 | -99 | -243.9295 | 244.2226 | -243.9295 | 244.2226 | -89.6532 | 108.4757 | 80.4 | 86.0263 | 82.5 | 87.9921 | -104.5 | -108.7526 | -112.3 | -116.6342 | -114.8 | -119.2193 | -115.1 | -119.3326 | 358.0787 | 359.8585
2020-08-20 15:30 | -103 | -103 | -21.1634 | 23.3909 | 129.6169 | 129.6283 | -103 | -103.0049 | -254.4653 | 254.7792 | -254.4653 | 254.7792 | -100.9758 | 119.169 | 75.3 | 81.0561 | 75 | 80.7775 | -95.1 | -99.193 | -104.2 | -108.35 | -106.9 | -111.0568 | -106.8 | -111.015 | 388.006 | 389.5696
2020-08-20 16:00 | -109 | -109.0046 | -18.3774 | 20.8175 | 133.7206 | 133.766 | -108 | -108 | -273.7174 | 274.4558 | -273.7174 | 274.4558 | -131.7299 | 142.3499 | 66 | 71.8905 | 66.6 | 72.3243 | -86.6 | -90.0262 | -96.6 | -99.9602 | -99 | -102.3319 | -99.1 | -102.4034 | 396.5663 | 397.2449
2020-08-20 16:30 | -103 | -103.1213 | -7.3818 | 12.11 | 133.4869 | 133.6787 | -103 | -103.1213 | -274.401 | 275.6868 | -274.401 | 275.6868 | -140.884 | 148.7555 | 59.7 | 65.0364 | 57.9 | 63.0271 | -73.5 | -75.8415 | -85.9 | -88.2593 | -88.2 | -90.5221 | -88.2 | -90.6194 | 434.4687 | 434.9996
2020-08-20 17:00 | -104 | -104.0769 | -2.4853 | 11.4896 | 134.0441 | 134.2188 | -104 | -104.0769 | -281.9905 | 283.2649 | -281.9905 | 283.2649 | -172.8414 | 176.4446 | 38.7 | 41.6147 | 38.7 | 41.2923 | -50.9 | -50.9716 | -65.6 | -65.883 | -67.5 | -67.7661 | -67.4 | -67.6081 | 488.5296 | 489.3776
2020-08-20 17:30 | -114 | -114.0702 | -7.524 | 18.483 | 144.496 | 144.5237 | -114 | -114.0395 | -308.8536 | 309.8921 | -308.8536 | 309.8921 | -176.7356 | 179.7423 | 38.1 | 40.9464 | 39.6 | 42.3457 | -50.3 | -50.3894 | -67.2 | -67.5636 | -69.1 | -69.4436 | -69.1 | -69.4953 | 530.8767 | 532.389
2020-08-20 18:00 | -101 | -101.0445 | 9.9853 | 18.9336 | 133.9578 | 134.1022 | -100 | -100.045 | -302.7375 | 304.875 | -302.7375 | 304.875 | -131.2732 | 144.5874 | 39 | 41.7852 | 38.4 | 41.1175 | -50.2 | -50.2956 | -71.2 | -71.8784 | -73 | -73.59 | -73.3 | -73.7759 | 667.9876 | 669.1109
2020-08-20 18:30 | -100 | -101.4347 | 12.9449 | 40.5901 | 135.0887 | 135.6055 | -100 | -101.2719 | -309.6882 | 309.8764 | -309.6882 | 309.8764 | -128.1547 | 149.9538 | 37.5 | 41.2148 | 38.4 | 42.0353 | -49.6 | -49.986 | -71.6 | -72.4249 | -73.6 | -74.5017 | -73.8 | -74.5292 | 675.5449 | 676.7512
2020-08-20 19:00 | -112 | -113.6002 | 1.5064 | 40.0182 | 143.5422 | 144.114 | -112 | -113.4372 | -317.2047 | 317.2696 | -317.2047 | 317.2696 | -126.7336 | 145.2459 | 38.4 | 42.9325 | 38.7 | 43.201 | -50.6 | -51.309 | -70.6 | -71.0849 | -72.5 | -73.1681 | -72.6 | -73.1194 | 628.7525 | 629.0587
2020-08-20 19:30 | -99 | -100.449 | 0.88774 | 36.8911 | 135.6029 | 136.207 | -99 | -100.449 | -299.9694 | 299.993 | -299.9694 | 299.993 | -114.9189 | 135.4688 | 38.1 | 43.2177 | 38.7 | 43.8883 | -50.9 | -51.9773 | -70.1 | -70.9271 | -72.3 | -73.0442 | -72 | -72.7616 | 615.287 | 615.6034
2020-08-20 20:00 | -97 | -97.6217 | 0.11807 | 29.0813 | 132.944 | 133.1232 | -97 | -97.5141 | -290.6254 | 290.7874 | -290.6254 | 290.7874 | -105.7019 | 119.9054 | 38.1 | 43.2177 | 38.7 | 43.6085 | -50.7 | -51.6009 | -69.5 | -70.3651 | -71.2 | -71.9995 | -71.5 | -72.2381 | 595.1147 | 595.5604
2020-08-20 20:30 | -104 | -106.3015 | -2.4841 | 37.628 | 132.8725 | 133.9754 | -103 | -105.119 | -285.9114 | 286.0747 | -285.9114 | 286.0747 | -120.4951 | 129.2574 | 40.5 | 45.6207 | 41.1 | 46.4303 | -52.5 | -53.5793 | -68.9 | -69.8205 | -70.9 | -71.7636 | -70.7 | -71.5201 | 536.4834 | 537.1678
2020-08-20 21:00 | -100 | -101.789 | -1.1542 | 34.1797 | 127.8447 | 128.9532 | -100 | -101.6071 | -273.4493 | 273.6992 | -273.4493 | 273.6992 | -111.5947 | 129.7388 | 39.9 | 44.8126 | 38.1 | 43.2177 | -49.3 | -50.1148 | -65 | -65.3242 | -67.3 | -67.585 | -67.2 | -67.4498 | 512.1574 | 512.1608
2020-08-20 21:30 | -85 | -85 | 9.0771 | 14.2037 | 114.8943 | 114.8963 | -85 | -85.0059 | -252.371 | 252.8237 | -252.371 | 252.8237 | -88.8513 | 105.6898 | 40.2 | 44.945 | 40.5 | 44.95 | -52 | -52.8214 | -67.2 | -67.6284 | -69.2 | -69.5945 | -69.1 | -69.4638 | 503.7103 | 503.7942
2020-08-20 22:00 | -88 | -88 | 5.8042 | 13.776 | 117.9952 | 118.0109 | -88 | -88 | -248.0083 | 248.1234 | -248.0083 | 248.1234 | -69.9834 | 93.5138 | 39.6 | 44.5457 | 39.9 | 44.8126 | -52.6 | -53.7164 | -67.5 | -68.0974 | -69.5 | -70.0932 | -69.5 | -70.0549 | 484.1794 | 484.5709
2020-08-20 22:30 | -81 | -81.0062 | 10.1211 | 14.6773 | 107.8371 | 107.8952 | -81 | -81.0062 | -232.8763 | 232.9264 | -232.8763 | 232.9264 | -50.7126 | 82.5848 | 41.4 | 46.2866 | 41.7 | 46.2915 | -53.6 | -54.4656 | -67.1 | -67.9321 | -69 | -69.8932 | -68.9 | -69.7943 | 468.143 | 469.0859
2020-08-20 23:00 | -82 | -82.0549 | 3.5166 | 10.7024 | 109.9993 | 110.1132 | -83 | -83.0241 | -235.1661 | 235.1723 | -235.1661 | 235.1723 | -21.5812 | 67.2961 | 41.4 | 45.5773 | 42 | 46.1805 | -54.2 | -54.8293 | -66.7 | -67.6841 | -68.8 | -69.7545 | -68.7 | -69.6231 | 465.4085 | 467.7222
2020-08-20 23:30 | -79 | -79.1012 | 5.9064 | 10.5256 | 103.4365 | 103.6371 | -80 | -80.0999 | -234.0041 | 234.0083 | -234.0041 | 234.0083 | -28.2702 | 66.1647 | 41.1 | 44.2884 | 42.3 | 45.2354 | -54.1 | -54.2042 | -66.2 | -66.8501 | -67.9 | -68.5476 | -67.9 | -68.5339 | 467.3494 | 470.5234
2020-08-21 | -85 | -85.0529 | -3.3285 | 3.7232 | 106.7953 | 106.8006 | -85 | -85.0529 | -231.634 | 231.8674 | -231.634 | 231.8674 | -16.4326 | 65.717 | 42 | 45.296 | 42.6 | 45.9039 | -54.6 | -54.9287 | -66 | -66.9104 | -67.9 | -68.8013 | -67.9 | -68.8013 | 454.189 | 459.3741
2020-08-21 00:30 | -78 | -78.0256 | -1.6558 | 2.7469 | 101.0049 | 101.005 | -78 | -78.0577 | -216.2511 | 216.3862 | -216.2511 | 216.3862 | -12.2753 | 63.9863 | 43.8 | 46.5967 | 43.8 | 47.1296 | -55.8 | -56.0511 | -66.4 | -67.2095 | -68.2 | -69.0035 | -68.1 | -68.8895 | 436.1772 | 444.0375
2020-08-21 01:00 | -83 | -83.006 | -8.5226 | 8.6184 | 104.3155 | 104.3511 | -83 | -83.006 | -214.7438 | 214.7582 | -214.7438 | 214.7582 | -9.3928 | 66.2213 | 42.3 | 45.7389 | 42 | 45.3477 | -54.7 | -55.0281 | -64.4 | -65.4187 | -66.1 | -67.0255 | -66 | -67.0759 | 421.933 | 430.1271
2020-08-21 01:30 | -87 | -87.0057 | -14.481 | 14.6597 | 108.0901 | 108.1122 | -87 | -87.0057 | -218.9319 | 218.9443 | -218.9319 | 218.9443 | 8.7507 | 63.9092 | 42.6 | 46.0722 | 43.2 | 46.6854 | -55.5 | -55.7719 | -65.5 | -66.4507 | -67.4 | -68.3242 | -67.3 | -68.2587 | 430.8915 | 438.948
2020-08-21 02:00 | -69 | -69.0652 | -1.9476 | 5.8061 | 91.2668 | 91.8635 | -69 | -69.1158 | -188.7737 | 189.1146 | -188.7737 | 189.1146 | 5.4676 | 68.1756 | 43.5 | 47.5857 | 43.2 | 47.2745 | -57.2 | -57.799 | -65.2 | -66.5628 | -67 | -68.3288 | -66.8 | -68.3288 | 391.1755 | 402.1143
2020-08-21 02:30 | -75 | -75.06 | -0.55707 | 5.2478 | 88.3596 | 88.9991 | -75 | -75.0267 | -181.8602 | 182.2244 | -181.8602 | 182.2244 | 12.3733 | 71.771 | 42.9 | 46.7586 | 43.8 | 47.4692 | -56.6 | -57.2071 | -65.1 | -66.2873 | -66.7 | -67.9743 | -66.7 | -67.9936 | 386.0351 | 396.1951
2020-08-21 03:00 | -73 | -73.171 | -5.3013 | 8.3622 | 93.0751 | 93.7742 | -72 | -72.111 | -188.0546 | 188.4871 | -188.0546 | 188.4871 | 21.1917 | 69.2899 | 43.2 | 47.0771 | 44.1 | 47.7462 | -56.4 | -56.8327 | -64.9 | -66.2288 | -66.5 | -67.7886 | -66.6 | -67.8378 | 395.1185 | 404.5713
2020-08-21 03:30 | -81 | -81.1542 | -14.4014 | 16.2474 | 102.6306 | 103.2576 | -80 | -80.1561 | -200.7393 | 201.1577 | -200.7393 | 201.1577 | 27.0012 | 71.0749 | 43.5 | 46.8048 | 43.8 | 47.2412 | -57 | -57.3808 | -65.3 | -66.3687 | -67 | -68.2544 | -67 | -68.2728 | 391.7824 | 403.673
2020-08-21 04:00 | -83 | -83.1505 | -16.4278 | 17.8715 | 102.2731 | 102.9866 | -82 | -82.2192 | -200.9321 | 201.4142 | -200.9321 | 201.4142 | 25.4156 | 73.1148 | 43.5 | 47.3544 | 43.5 | 47.3097 | -57.2 | -57.6896 | -65.5 | -66.739 | -67.5 | -68.7594 | -67.3 | -68.5441 | 393.7643 | 404.6283
2020-08-21 04:30 | -83 | -83.1505 | -22.0211 | 23.5677 | 109.117 | 109.7485 | -83 | -83.1505 | -211.5997 | 211.994 | -211.5997 | 211.994 | 35.2511 | 67.6934 | 42.9 | 46.0165 | 43.2 | 46.0331 | -56 | -56.3099 | -65 | -65.9242 | -66.8 | -67.7324 | -66.7 | -67.7324 | 416.7449 | 426.435
2020-08-21 05:00 | -81 | -81.0555 | -9.2881 | 10.7413 | 98.8134 | 99.2066 | -81 | -81.0555 | -198.2324 | 198.3831 | -198.2324 | 198.3831 | 16.579 | 70.1923 | 43.8 | 47.2412 | 44.1 | 47.4085 | -57.4 | -57.7382 | -65.3 | -66.5839 | -67.1 | -68.31 | -67.2 | -68.4082 | 393.0033 | 402.4014
2020-08-21 05:30 | -72 | -72.0069 | -0.90342 | 5.671 | 95.6244 | 95.8447 | -73 | -73 | -195.1484 | 195.1958 | -195.1484 | 195.1958 | 5.127 | 68.3036 | 42.9 | 46.408 | 43.2 | 46.6854 | -57.2 | -57.4833 | -65.9 | -66.8788 | -67.6 | -68.5712 | -67.5 | -68.5065 | 413.16 | 421.4352
2020-08-21 06:00 | -87 | -87.0057 | -8.3678 | 11.3191 | 110.8488 | 110.9286 | -87 | -87 | -223.4129 | 223.4131 | -223.4129 | 223.4131 | -8.5286 | 61.7072 | 42.6 | 45.6838 | 42.6 | 45.065 | -55.4 | -55.6512 | -65.7 | -66.3833 | -67.4 | -68.0944 | -67.4 | -68.0802 | 432.512 | 438.8493
2020-08-21 06:30 | -80 | -80.0562 | 1.8372 | 15.0918 | 111.113 | 111.239 | -80 | -80.0562 | -231.604 | 231.6048 | -231.604 | 231.6048 | -30.9475 | 59.284 | 43.2 | 45.0849 | 43.5 | 45.4587 | -55.5 | -55.5032 | -67 | -67.2075 | -69 | -69.0991 | -69.1 | -69.1937 | 450.6936 | 454.7067
2020-08-21 07:00 | -90 | -90.1998 | 1.5529 | 19.027 | 117.6557 | 117.8679 | -90 | -90.1998 | -246.7544 | 246.7583 | -246.7544 | 246.7583 | -55.3152 | 68.1525 | 42.3 | 44.7815 | 42 | 44.4 | -55.2 | -55.2327 | -67.8 | -68.2941 | -69.7 | -70.1691 | -69.5 | -70.0814 | 481.1009 | 484.5469
2020-08-21 07:30 | -89 | -89.0505 | 9.2056 | 22.1987 | 118.2373 | 118.2643 | -89 | -89.0225 | -253.8083 | 254.0036 | -253.8083 | 254.0036 | -70.818 | 79.0383 | 40.5 | 42.4147 | 40.5 | 42.4147 | -52.5 | -52.5 | -68.5 | -68.7891 | -70.7 | -70.9294 | -70.4 | -70.6468 | 529.2985 | 530.9575
2020-08-21 08:00 | -117 | -117 | -18.162 | 22.1443 | 138.0437 | 138.114 | 0 | 0 | -232.2136 | 233.4636 | -232.2136 | 233.4636 | -100.613 | 104.9034 | 39 | 40.8044 | 39.3 | 41.1799 | -51.4 | -51.4164 | -68.2 | -68.2897 | -70.3 | -70.3774 | -70.5 | -70.5681 | 533.9976 | 534.5015
2020-08-21 08:30 | -119 | -119.708 | -27.9804 | 28.0663 | 145.9649 | 146.9027 | 0 | 0 | -240.2373 | 243.54 | -240.2373 | 243.54 | -114.1661 | 117.3024 | 39.9 | 42.3181 | 40.5 | 42.6908 | -52.7 | -52.7047 | -68.8 | -69.0699 | -70.8 | -71.0538 | -70.6 | -70.8139 | 522.5794 | 523.3733
2020-08-21 09:00 | -122 | -122.4949 | -35.3191 | 35.3982 | 146.5532 | 147.3078 | 0 | 0 | -236.9958 | 239.8844 | -236.9958 | 239.8844 | -99.0009 | 106.0755 | 37.8 | 40.3441 | 38.1 | 40.7305 | -50.3 | -50.3481 | -67.5 | -67.9963 | -69.5 | -69.9704 | -69.5 | -69.9252 | 536.5712 | 537.5133
2020-08-21 09:30 | -110 | -110.0409 | -33.1493 | 37.337 | 139.0178 | 139.038 | 0 | 0 | -221.7717 | 222.313 | -221.7717 | 222.313 | -85.2287 | 94.7938 | 39.3 | 42.1166 | 39.6 | 42.3457 | -51.5 | -51.5932 | -68.6 | -69.137 | -71.1 | -71.7187 | -70.9 | -71.3612 | 523.0968 | 524.8903
2020-08-21 10:00 | -118 | -118.1059 | -41.0976 | 44.5668 | 140.0736 | 140.1266 | 0 | 0 | -218.1113 | 218.4954 | -218.1113 | 218.4954 | -76.7413 | 93.6832 | 39.3 | 42.8591 | 38.7 | 42.0707 | -51.8 | -51.9542 | -68.8 | -69.2521 | -70.7 | -71.14 | -70.9 | -71.2851 | 519.5762 | 520.653
2020-08-21 10:30 | -127 | -127.1417 | -56.193 | 58.223 | 147.1299 | 147.171 | 0 | 0 | -223.5871 | 223.9422 | -223.5871 | 223.9422 | -69.5304 | 84.777 | 40.2 | 42.4062 | 40.8 | 42.9755 | -51.4 | -51.3219 | -68.9 | -69.1035 | -70.7 | -70.856 | -70.8 | -70.8368 | 513.0597 | 513.361
2020-08-21 11:00 | -123 | -123.199 | -52.7001 | 55.0286 | 143.8414 | 143.8963 | 0 | 0 | -219.3078 | 219.6559 | -219.3078 | 219.6559 | -67.6266 | 84.0125 | 39.9 | 42.7329 | 39.9 | 42.7329 | -51.8 | -51.8425 | -68.9 | -69.1035 | -71 | -71.1758 | -71.1 | -71.3616 | 510.8087 | 511.1056
2020-08-21 11:30 | -126 | -126.1943 | -48.3968 | 51.8583 | 149.6977 | 149.7385 | 0 | 0 | -224.1048 | 224.5093 | -224.1048 | 224.5093 | -81.0114 | 95.567 | 39.9 | 42.3457 | 39.9 | 42.0268 | -51.8 | -51.8386 | -69.6 | -69.7653 | -71.5 | -71.7413 | -71.8 | -71.9347 | 515.8767 | 516.1328
2020-08-21 12:00 | -132 | -132.4575 | -55.3578 | 58.7486 | 152.4084 | 152.5199 | 0 | 0 | -225.649 | 225.8611 | -225.649 | 225.8611 | -78.7271 | 93.1478 | 38.4 | 41.2257 | 39.3 | 41.9593 | -52.1 | -52.1384 | -69.5 | -69.7585 | -71.5 | -71.6353 | -71.7 | -71.7351 | 524.1309 | 524.4253
2020-08-21 12:30 | -130 | -130.3112 | -65.9494 | 68.4853 | 154.9753 | 155.091 | 0 | 0 | -226.9594 | 227.1454 | -226.9594 | 227.1454 | -70.4854 | 88.112 | 39.3 | 41.8551 | 39 | 41.3978 | -51.3 | -51.3282 | -70.5 | -70.6565 | -72.4 | -72.5397 | -72.4 | -72.5217 | 540.158 | 540.3847
2020-08-21 13:00 | -128 | -128.6585 | -61.1772 | 63.9023 | 142.8529 | 143.2251 | 0 | 0 | -210.304 | 210.3335 | -210.304 | 210.3335 | -63.8058 | 82.2751 | 38.4 | 41.6773 | 38.7 | 41.839 | -49.8 | -49.8903 | -68.1 | -68.2555 | -70 | -70.2399 | -69.8 | -70.0164 | 521.8016 | 522.2921
2020-08-21 13:30 | -128 | -128.2498 | -47.601 | 51.1263 | 147.7795 | 147.8717 | 0 | 0 | -219.1725 | 219.3927 | -219.1725 | 219.3927 | -65.6964 | 82.664 | 39.9 | 42.6264 | 40.2 | 42.9073 | -52.6 | -52.6745 | -68.6 | -68.8796 | -70.6 | -70.8545 | -70.5 | -70.7221 | 503.9365 | 504.6109
2020-08-21 14:00 | -126 | -126.1428 | -59.7654 | 61.3261 | 146.8996 | 146.9896 | 0 | 0 | -212.3328 | 212.4856 | -212.3328 | 212.4856 | -83.0158 | 98.1997 | 39.6 | 42.2404 | 40.5 | 43.1885 | -51 | -51.1003 | -70.8 | -71.0359 | -73.1 | -73.3973 | -72.9 | -73.1804 | 542.6226 | 543.0121
2020-08-21 14:30 | -103 | -103.0776 | -30.0157 | 33.1976 | 124.8229 | 124.9979 | -103 | -103.0776 | -248.677 | 248.6811 | -248.677 | 248.6811 | -53.7972 | 72.5583 | 40.8 | 43.5744 | 40.5 | 43.4006 | -52.7 | -52.8032 | -69.8 | -70.1208 | -71.9 | -72.2023 | -72 | -72.3591 | 511.9903 | 512.9478
2020-08-21 15:00 | -98 | -98.0816 | -26.0861 | 29.5824 | 118.4021 | 118.6278 | -98 | -98.0816 | -248.4646 | 248.4788 | -248.4646 | 248.4788 | -64.3037 | 86.9375 | 39.9 | 42.9514 | 40.2 | 43.0131 | -53.7 | -53.8273 | -70.1 | -70.5437 | -72.5 | -72.9078 | -72.6 | -72.9661 | 512.3455 | 512.9582
2020-08-21 15:30 | -98 | -98.0204 | -16.6716 | 21.0994 | 124.5941 | 124.6314 | -99 | -99.0202 | -246.6025 | 246.6636 | -246.6025 | 246.6636 | -58.1425 | 77.7274 | 41.4 | 44.2416 | 42.6 | 45.6483 | -54.2 | -54.333 | -68.4 | -68.8433 | -70.3 | -70.7314 | -70.4 | -70.809 | 501.5154 | 502.774
2020-08-21 16:00 | -88 | -88 | -33.9115 | 36.3331 | 131.7838 | 131.899 | -93 | -93 | -280.0205 | 280.1476 | -280.0205 | 280.1476 | -96.9997 | 106.5862 | 42.3 | 44.3117 | 42.3 | 44.1367 | -52.9 | -52.9024 | -68.8 | -68.9105 | -70.6 | -70.7916 | -70.6 | -70.6725 | 550.2418 | 550.5204
2020-08-21 16:30 | -105 | -105.019 | -16.0027 | 20.8066 | 129.4302 | 129.4574 | -105 | -105.019 | -274.1143 | 274.3905 | -274.1143 | 274.3905 | -107.1745 | 113.6744 | 40.2 | 42.7013 | 39.6 | 41.9357 | -52.5 | -52.5381 | -68.5 | -68.7623 | -70.8 | -71.0454 | -70.8 | -70.9294 | 547.3284 | 548.1787
2020-08-21 17:00 | -117 | -117.0684 | -11.6373 | 24.29 | 147.5502 | 147.5503 | -117 | -117.0684 | -310.1166 | 310.6844 | -310.1166 | 310.6844 | -117.0932 | 123.5343 | 38.1 | 40.2246 | 38.1 | 40.2246 | -50.6 | -50.6048 | -67.4 | -67.5707 | -69.5 | -69.7653 | -69.7 | -69.8451 | 570.2923 | 571.2297
2020-08-21 17:30 | -111 | -113.1592 | -0.83948 | 44.7884 | 145.4494 | 146.5012 | -111 | -112.969 | -316.74 | 316.7491 | -316.74 | 316.7491 | -148.464 | 156.5651 | 40.2 | 42.2191 | 39.9 | 41.7528 | -52 | -52.0138 | -70.6 | -70.7433 | -72.7 | -72.8454 | -72.8 | -72.9098 | 601.3508 | 601.8793
2020-08-21 18:00 | -118 | -119.6829 | -0.48002 | 42.1442 | 150.9849 | 151.3571 | -116 | -117.5457 | -331.3898 | 331.6009 | -331.3898 | 331.6009 | -154.2844 | 159.111 | 38.1 | 40.5222 | 38.1 | 40.5222 | -50.3 | -50.3195 | -71.4 | -71.7521 | -73.4 | -73.8518 | -73.6 | -73.9861 | 646.7574 | 647.5043
2020-08-21 18:30 | -104 | -104.9381 | 13.9823 | 42.6059 | 141.9135 | 142.0634 | -104 | -104.9381 | -322.5918 | 323.3175 | -322.5918 | 323.3175 | -157.1147 | 159.599 | 38.7 | 40.2604 | 39 | 40.5489 | -51.1 | -51.1611 | -71.5 | -71.6517 | -73.6 | -73.7364 | -73.8 | -73.9625 | 641.228 | 641.6219
2020-08-21 19:00 | -105 | -106.8878 | 13.8499 | 47.3405 | 139.6 | 140.2114 | -105 | -106.8878 | -316.8864 | 317.049 | -316.8864 | 317.049 | -146.9438 | 162.4468 | 38.4 | 41.1886 | 39.3 | 41.9593 | -51.6 | -51.6314 | -70.6 | -71.3474 | -72.7 | -73.4401 | -72.8 | -73.4973 | 639.1738 | 640.6159
2020-08-21 19:30 | -111 | -111 | 4.6055 | 25.8 | 145.4337 | 145.5065 | -111 | -111 | -318.1703 | 319.9512 | -318.1703 | 319.9512 | -141.2979 | 153.4433 | 39 | 41.8938 | 39.6 | 42.4529 | -50.8 | -50.8355 | -70.1 | -70.798 | -72 | -72.7616 | -72.2 | -72.8892 | 611.3002 | 613.6763
2020-08-21 20:00 | -113 | -113.0708 | 3.4975 | 28.2444 | 146.1899 | 146.1915 | -113 | -113.0398 | -315.2594 | 316.2717 | -315.2594 | 316.2717 | -136.7436 | 154.9585 | 39.3 | 42.7855 | 39.6 | 42.9 | -50.7 | -51.0421 | -68.7 | -69.5751 | -70.7 | -71.5201 | -70.8 | -71.5891 | 584.7328 | 586.6888
2020-08-21 20:30 | -112 | -112.0045 | -0.15419 | 18.611 | 143.2661 | 143.4114 | -112 | -112.0179 | -308.2412 | 309.9758 | -308.2412 | 309.9758 | -129.4735 | 138.1444 | 39 | 42.2308 | 39.3 | 42.3946 | -52 | -52.1536 | -68.6 | -68.8979 | -70.4 | -70.6725 | -70.3 | -70.6224 | 569.1367 | 569.6473
2020-08-21 21:00 | -110 | -110 | -2.8706 | 19.5637 | 144.0185 | 144.0567 | -110 | -110 | -305.683 | 306.7339 | -305.683 | 306.7339 | -110.0314 | 120.556 | 39.6 | 43.0163 | 40.2 | 43.8041 | -51.5 | -51.8145 | -67.6 | -68.0485 | -69.3 | -69.7376 | -69.4 | -69.7934 | 551.2786 | 552.5098
2020-08-21 21:30 | -107 | -107 | -0.8251 | 17.225 | 138.6619 | 138.6912 | -106 | -106.0047 | -295.7334 | 296.6668 | -295.7334 | 296.6668 | -98.0652 | 112.0906 | 39.9 | 43.0633 | 39.9 | 42.9514 | -51.4 | -51.519 | -67.5 | -68.1514 | -69.7 | -70.3177 | -69.8 | -70.3651 | 544.4118 | 545.9371
2020-08-21 22:00 | -105 | -105.0048 | -0.45463 | 13.5293 | 130.0512 | 130.0661 | -105 | -105.019 | -274.2517 | 274.8009 | -274.2517 | 274.8009 | -79.5587 | 88.4277 | 40.8 | 42.7013 | 41.1 | 42.901 | -53.3 | -53.2001 | -67.8 | -68.0309 | -69.9 | -70.1083 | -69.8 | -70.1161 | 517.8237 | 518.442
2020-08-21 22:30 | -98 | -98 | 0.46297 | 12.0783 | 123.638 | 123.6542 | -97 | -97 | -263.7896 | 264.0042 | -263.7896 | 264.0042 | -57.1357 | 73.1321 | 41.1 | 43.4514 | 40.8 | 43.1677 | -53.6 | -53.6373 | -67.6 | -68.0717 | -69.6 | -70.0583 | -69.7 | -70.0357 | 493.8577 | 495.0103
2020-08-21 23:00 | -80 | -80.0062 | 10.5535 | 16.2058 | 107.7212 | 107.7971 | -80 | -80.0062 | -238.0947 | 238.2031 | -238.0947 | 238.2031 | -42.5286 | 79.8732 | 41.4 | 44.6789 | 41.1 | 44.401 | -54.6 | -54.6938 | -67.3 | -67.8729 | -69.2 | -69.7098 | -68.9 | -69.4984 | 480.0258 | 480.8579
2020-08-21 23:30 | -89 | -89.0056 | 0.2303 | 9.6368 | 113.7712 | 113.867 | -90 | -90.0056 | -254.9205 | 254.9937 | -254.9205 | 254.9937 | -48.3136 | 73.1696 | 41.4 | 43.6394 | 42 | 44.4982 | -54.7 | -54.7483 | -66.3 | -66.6898 | -68.2 | -68.5686 | -68.1 | -68.4487 | 475.1039 | 476.8988
2020-08-22 | -84 | -84.0238 | 0.079489 | 7.1967 | 106.1951 | 106.4153 | -85 | -85.0059 | -233.3332 | 233.3333 | -233.3332 | 233.3333 | -35.3369 | 72.4093 | 42 | 44.5982 | 41.7 | 44.2152 | -54.9 | -54.9765 | -66 | -66.4476 | -68.1 | -68.5452 | -67.9 | -68.4346 | 454.1631 | 457.42
2020-08-22 00:30 | -71 | -71.0282 | 7.2915 | 10.244 | 94.6977 | 94.9657 | -71 | -71.007 | -209.6167 | 209.6245 | -209.6167 | 209.6245 | -31.8653 | 75.8134 | 42.6 | 45.6838 | 42.9 | 45.7517 | -55 | -55.1601 | -65.8 | -66.3727 | -67.4 | -68.0523 | -67.5 | -68.0712 | 436.5461 | 439.8426
2020-08-22 01:00 | -75 | -75.06 | 1.2222 | 6.4964 | 95.4887 | 95.9282 | -79 | -79.0569 | -205.9659 | 206.0792 | -205.9659 | 206.0792 | -19.2511 | 75.686 | 42.6 | 46.6044 | 42.9 | 47.1239 | -55.6 | -56.0736 | -65.5 | -66.6408 | -67.2 | -68.4459 | -67.1 | -68.465 | 433.6333 | 437.8169
2020-08-22 01:30 | -79 | -79.2275 | -7.8933 | 11.0559 | 100.661 | 101.3524 | -77 | -77.2334 | -210.7895 | 211.1049 | -210.7895 | 211.1049 | 2.615 | 77.6741 | 42.3 | 49.0846 | 42.6 | 49.0433 | -55.6 | -57.8841 | -65 | -68.2469 | -66.8 | -70.1747 | -66.5 | -70.0461 | 432.1037 | 436.3775
2020-08-22 02:00 | -83 | -83.2947 | -5.4426 | 9.753 | 95.1189 | 96.0432 | -82 | -82.2982 | -196.9258 | 197.5062 | -196.9258 | 197.5062 | 17.283 | 80.2139 | 42.3 | 49.7041 | 42.6 | 49.6489 | -55.3 | -57.5129 | -65.4 | -68.4781 | -67.1 | -70.1909 | -67 | -70.214 | 433.8925 | 438.1505
2020-08-22 02:30 | -84 | -84.3801 | -16.0331 | 17.8331 | 103.0928 | 103.9458 | -84 | -84.3801 | -206.6348 | 207.1978 | -206.6348 | 207.1978 | 19.3819 | 76.246 | 42 | 48.674 | 41.7 | 48.723 | -56.1 | -58.1489 | -64.8 | -67.8162 | -66.7 | -69.8087 | -66.4 | -69.5221 | 415.9166 | 422.2501
2020-08-22 03:00 | -83 | -83.3847 | -18.3798 | 19.7246 | 103.1168 | 104.0479 | -85 | -85.2878 | -205.7714 | 206.3334 | -205.7714 | 206.3334 | 30.1384 | 78.5163 | 42.6 | 49.0433 | 42.9 | 48.9883 | -56.1 | -57.9186 | -65.8 | -68.6571 | -67.5 | -70.4006 | -67.6 | -70.4577 | 416.9393 | 423.0319
2020-08-22 03:30 | -71 | -71.3442 | -4.4854 | 7.3365 | 89.0849 | 90.1961 | -71 | -71.2531 | -183.85 | 184.5558 | -183.85 | 184.5558 | 27.9465 | 81.1912 | 42.9 | 49.3042 | 42.6 | 49.1927 | -55 | -57.3349 | -64.1 | -67.2983 | -65.9 | -69.1348 | -65.6 | -68.9099 | 404.5402 | 411.9941
2020-08-22 04:00 | -79 | -79.2275 | -15.2866 | 16.241 | 97.835 | 98.7166 | -78 | -78.2304 | -196.296 | 196.7945 | -196.296 | 196.7945 | 31.2572 | 79.5523 | 43.8 | 50.0892 | 42.6 | 49.1927 | -56.8 | -58.8507 | -65.7 | -68.7059 | -67.7 | -70.7939 | -67.5 | -70.6616 | 402.6265 | 409.8639
2020-08-22 04:30 | -79 | -79.2275 | -13.2029 | 13.6562 | 95.425 | 96.1375 | -78 | -78.1601 | -193.0465 | 193.464 | -193.0465 | 193.464 | 35.8623 | 80.9795 | 42 | 48.3735 | 43.2 | 49.5654 | -55.6 | -57.6667 | -64.8 | -67.9353 | -66.5 | -69.707 | -66.5 | -69.7672 | 417.7441 | 423.9175
2020-08-22 05:00 | -72 | -72.3395 | -13.3913 | 15.5846 | 96.7069 | 98.0443 | -71 | -71.3442 | -195.7975 | 196.6499 | -195.7975 | 196.6499 | 22.3807 | 76.1333 | 43.5 | 50.1225 | 44.4 | 50.4714 | -56.5 | -58.483 | -65.6 | -68.7285 | -67.4 | -70.5365 | -67.3 | -70.5003 | 411.6486 | 416.9072
2020-08-22 05:30 | -91 | -91.5478 | -22.3341 | 24.5029 | 107.5353 | 108.6799 | -91 | -91.5478 | -214.1378 | 214.8775 | -214.1378 | 214.8775 | 24.3519 | 74.9927 | 42.9 | 48.5824 | 44.4 | 50.4714 | -55.7 | -57.4816 | -64.8 | -67.6705 | -66.7 | -69.6161 | -66.7 | -69.6443 | 421.1852 | 426.3646
2020-08-22 06:00 | -87 | -87.6926 | -18.1098 | 21.8694 | 106.5775 | 107.6762 | -88 | -88.6848 | -215.2928 | 215.9292 | -215.2928 | 215.9292 | 14.1945 | 72.7317 | 43.2 | 49.7132 | 43.8 | 50.2354 | -55.6 | -57.597 | -65.1 | -68.1324 | -67 | -70.1248 | -66.9 | -70.0887 | 416.7329 | 420.9038
2020-08-22 06:30 | -85 | -85.5862 | -4.3587 | 14.0821 | 98.6822 | 99.7644 | -85 | -85.5862 | -207.2074 | 207.6976 | -207.2074 | 207.6976 | -1.3118 | 66.4899 | 43.5 | 50.4232 | 43.2 | 50.0128 | -56.8 | -59.148 | -66.8 | -70.3314 | -68.6 | -72.072 | -68.8 | -72.2318 | 421.4653 | 426.6234
2020-08-22 07:00 | -86 | -86.7006 | -18.2197 | 24.364 | 112.7849 | 114.0001 | -89 | -89.8053 | -231.6193 | 232.2306 | -231.6193 | 232.2306 | -6.8451 | 62.6863 | 42.9 | 47.1239 | 42 | 46.1805 | -55.5 | -56.225 | -66.1 | -67.5457 | -67.8 | -69.2916 | -67.8 | -69.2711 | 436.6405 | 442.2527
2020-08-22 07:30 | -86 | -86.4697 | -12.8092 | 19.1869 | 107.9837 | 108.7652 | -86 | -86.4697 | -230.4235 | 230.5747 | -230.4235 | 230.5747 | -30.3832 | 65.2745 | 42.6 | 46.8509 | 41.7 | 45.5388 | -55.3 | -55.8063 | -66.5 | -67.7207 | -68.2 | -69.3297 | -68.4 | -69.662 | 448.5252 | 452.5187
2020-08-22 08:00 | -87 | -87.0517 | -9.0344 | 13.8438 | 109.9349 | 110.1069 | -87 | -87.0517 | -238.7349 | 238.7879 | -238.7349 | 238.7879 | -42.3577 | 74.4682 | 42.6 | 46.7269 | 42 | 45.9343 | -54.2 | -54.7727 | -66.8 | -67.923 | -68.5 | -69.6857 | -68.6 | -69.7117 | 453.3837 | 456.5084
2020-08-22 08:30 | -104 | -104.1201 | -21.3351 | 25.1514 | 127.6957 | 127.856 | -104 | -104.1201 | -278.2821 | 278.4463 | -278.2821 | 278.4463 | -61.1544 | 85.1144 | 40.5 | 44.0796 | 40.2 | 43.9241 | -52.8 | -53.1068 | -67.2 | -67.9697 | -68.8 | -69.5667 | -69 | -69.6509 | 480.7967 | 482.5315
2020-08-22 09:00 | -107 | -107.5639 | -18.5993 | 27.4926 | 132.0503 | 132.452 | -107 | -107.3778 | -288.8822 | 288.976 | -288.8822 | 288.976 | -79.9752 | 99.5144 | 39.9 | 42.9514 | 40.8 | 43.8985 | -52.9 | -53.0224 | -68.3 | -69.2449 | -70.1 | -71.1519 | -70.4 | -71.3331 | 500.9282 | 502.9009
2020-08-22 09:30 | -112 | -112.2853 | -21.8371 | 27.7572 | 135.7761 | 135.9521 | -112 | -112.2185 | -294.876 | 295.1464 | -294.876 | 295.1464 | -105.3301 | 119.8257 | 38.1 | 41.17 | 40.5 | 43.5093 | -50.7 | -50.8207 | -68.2 | -68.8044 | -70.1 | -70.7011 | -70.3 | -70.8611 | 536.8755 | 537.6654
2020-08-22 10:00 | -118 | -118.1059 | -32.8975 | 33.2216 | 139.3504 | 139.4839 | -117 | -117.1537 | -306.3451 | 308.4403 | -306.3451 | 308.4403 | -123.0372 | 130.2635 | 38.1 | 40.8375 | 38.7 | 41.3978 | -51 | -51.1414 | -70.2 | -71.0218 | -72.3 | -73.0442 | -72.6 | -73.3554 | 564.8408 | 565.1752
2020-08-22 10:30 | -109 | -109.0734 | -29.0822 | 29.6218 | 133.2867 | 133.3568 | -109 | -109.0734 | -285.2865 | 286.8021 | -285.2865 | 286.8021 | -128.2494 | 137.4456 | 38.1 | 41.8852 | 38.7 | 42.5556 | -50.6 | -50.9664 | -70.9 | -71.7178 | -72.8 | -73.6666 | -73.1 | -73.8645 | 569.4763 | 569.7651
2020-08-22 11:00 | -119 | -119 | -43.1831 | 43.5484 | 133.6154 | 133.6162 | -118 | -118.0042 | -275.9003 | 276.6207 | -275.9003 | 276.6207 | -130.7251 | 140.0512 | 38.1 | 41.7615 | 38.1 | 41.8852 | -50 | -50.14 | -70.5 | -71.2341 | -72.7 | -73.3575 | -72.8 | -73.4172 | 574.0161 | 574.3103
2020-08-22 11:30 | -120 | -120.0042 | -57.6392 | 57.9185 | 132.9595 | 133.0066 | -120 | -120.0042 | -270.5666 | 270.8041 | -270.5666 | 270.8041 | -138.9986 | 150.0071 | 37.2 | 41.326 | 36.9 | 40.7967 | -49.2 | -49.5891 | -71.4 | -72.2424 | -73.6 | -74.4473 | -73.7 | -74.4727 | 584.1389 | 584.195
2020-08-22 12:00 | -116 | -116.1077 | -58.0827 | 58.0827 | 125.8485 | 125.86 | -115 | -115.0695 | -272.1528 | 272.5802 | -272.1528 | 272.5802 | -151.1258 | 162.6146 | 38.4 | 41.9142 | 38.1 | 41.6395 | -50.3 | -50.5917 | -70.5 | -71.2198 | -72.6 | -73.3411 | -72.6 | -73.2992 | 594.1638 | 594.3304
2020-08-22 12:30 | -112 | -112.0402 | -59.4767 | 59.5713 | 126.2585 | 126.2587 | -111 | -111.0721 | -276.6616 | 277.3775 | -276.6616 | 277.3775 | -121.6872 | 134.9316 | 40.8 | 44.4739 | 40.8 | 44.0101 | -51.2 | -51.594 | -67.2 | -68.2109 | -69.1 | -70.1172 | -69.3 | -70.3143 | 564.5036 | 565.7276
2020-08-22 13:00 | -109 | -109.0734 | -31.7946 | 32.0008 | 122.3508 | 122.3822 | -109 | -109.1146 | -282.0565 | 283.7894 | -282.0565 | 283.7894 | -137.8133 | 148.3907 | 38.1 | 41.17 | 39.3 | 42.283 | -51.3 | -51.4405 | -70.5 | -71.333 | -72.7 | -73.3845 | -72.7 | -73.4302 | 574.1375 | 575.1035
2020-08-22 13:30 | -122 | -122.0369 | -26.6688 | 26.7972 | 148.9641 | 149.2586 | -122 | -122.0164 | -313.2014 | 315.5891 | -313.2014 | 315.5891 | -139.4811 | 144.4167 | 39.9 | 42.419 | 40.5 | 42.6264 | -51.5 | -51.6218 | -68.9 | -69.3745 | -70.8 | -71.2618 | -70.9 | -71.3278 | 580.75 | 581.5516
2020-08-22 14:00 | -130 | -130.0961 | -33.2526 | 37.6494 | 157.9681 | 157.9808 | -129 | -129.0969 | -327.1558 | 327.7555 | -327.1558 | 327.7555 | -142.9046 | 160.4549 | 39 | 42.9535 | 39.3 | 43.102 | -51.1 | -51.4395 | -69.7 | -70.5014 | -71.7 | -72.6077 | -71.7 | -72.4793 | 603.8947 | 604.9729
2020-08-22 14:30 | -128 | -128.0976 | -29.3362 | 33.3965 | 151.8823 | 151.8978 | -128 | -128.0976 | -308.5768 | 309.0059 | -308.5768 | 309.0059 | -162.9865 | 181.3317 | 38.1 | 42.0107 | 38.1 | 42.0107 | -48.6 | -49.0597 | -70.6 | -71.4986 | -72.8 | -73.6565 | -72.9 | -73.7104 | 604.7742 | 605.2672
2020-08-22 15:00 | -126 | -126.0357 | -34.3699 | 37.6765 | 149.1477 | 149.1588 | -125 | -125.036 | -306.3597 | 306.85 | -306.3597 | 306.85 | -154.9854 | 173.7768 | 36.3 | 41.3489 | 36 | 41.0858 | -48.6 | -49.3377 | -72.3 | -73.2089 | -74.7 | -75.5649 | -74.7 | -75.5056 | 609.2242 | 609.3725
2020-08-22 15:30 | -129 | -129.1395 | -37.6252 | 41.5301 | 152.0965 | 152.1509 | -128 | -128.0976 | -315.6155 | 315.9715 | -315.6155 | 315.9715 | -142.0147 | 161.204 | 37.2 | 41.5909 | 37.2 | 42.0011 | -48.8 | -49.4425 | -71.7 | -72.493 | -74.2 | -74.8708 | -74.1 | -74.9176 | 611.6954 | 612.2724
2020-08-22 16:00 | -124 | -124.004 | -29.4934 | 33.7684 | 152.1769 | 152.1771 | -123 | -123.0041 | -310.6637 | 311.2449 | -310.6637 | 311.2449 | -118.2267 | 140.1951 | 36.6 | 41.7561 | 37.2 | 42.283 | -48.5 | -49.2741 | -71.5 | -72.4835 | -73.9 | -74.8362 | -73.9 | -74.8049 | 612.7243 | 613.2009
2020-08-22 16:30 | -128 | -128.0352 | -26.7829 | 33.3836 | 154.0066 | 154.0175 | -126 | -126.0357 | -319.5251 | 320.0055 | -319.5251 | 320.0055 | -98.1662 | 123.4907 | 38.1 | 43.2177 | 37.5 | 42.8339 | -49.9 | -50.741 | -69.7 | -70.9355 | -71.8 | -73.1142 | -71.9 | -73.0581 | 600.3774 | 601.4335
2020-08-22 17:00 | -122 | -122.0656 | -20.4379 | 28.6862 | 149.7689 | 149.7759 | -122 | -122.0656 | -322.0709 | 322.837 | -322.0709 | 322.837 | -112.2137 | 136.9122 | 38.7 | 43.8883 | 39 | 43.8749 | -51.7 | -52.4269 | -69.7 | -70.9953 | -71.8 | -73.0767 | -71.9 | -73.138 | 602.3735 | 603.7815
2020-08-22 17:30 | -115 | -115.0174 | -10.3508 | 22.15 | 147.1256 | 147.1284 | -115 | -115.0043 | -326.2493 | 327.7745 | -326.2493 | 327.7745 | -131.7171 | 152.6311 | 39.9 | 43.8965 | 40.2 | 44.1693 | -51.5 | -52.1138 | -70.7 | -71.6945 | -72.9 | -73.8974 | -73 | -73.9475 | 621.1562 | 621.8203
2020-08-22 18:00 | -138 | -138.1774 | -25.885 | 36.582 | 168.1196 | 168.1199 | -138 | -138.1774 | -361.1864 | 362.4097 | -361.1864 | 362.4097 | -146.8901 | 164.7896 | 37.2 | 41.326 | 36.9 | 40.9255 | -49.2 | -49.4414 | -71.8 | -72.6164 | -73.9 | -74.6753 | -74 | -74.729 | 670.7872 | 671.8505
2020-08-22 18:30 | -137 | -137.1787 | -23.3471 | 35.6264 | 167.2068 | 167.2071 | -136 | -136.18 | -359.5458 | 360.7782 | -359.5458 | 360.7782 | -138.0051 | 158.4984 | 38.1 | 42.267 | 37.5 | 41.5963 | -49.4 | -49.9514 | -72.3 | -73.2406 | -74.5 | -75.5749 | -74.6 | -75.6263 | 693.3181 | 693.9477
2020-08-22 19:00 | -138 | -138.3618 | -27.2562 | 39.3162 | 168.314 | 168.3547 | -138 | -138.3618 | -357.0367 | 357.7638 | -357.0367 | 357.7638 | -136.8078 | 157.7879 | 37.2 | 42.1412 | 37.8 | 42.6718 | -49.4 | -50.1777 | -70.7 | -72.0535 | -72.8 | -74.1529 | -72.9 | -74.1761 | 662.6528 | 663.5869
2020-08-22 19:30 | -134 | -134.0597 | -27.7821 | 35.2379 | 162.7864 | 162.7875 | -133 | -133.0601 | -342.9674 | 343.9324 | -342.9674 | 343.9324 | -120.0722 | 129.202 | 38.1 | 42.6644 | 38.7 | 43.201 | -50.1 | -50.7829 | -70.5 | -71.7622 | -72.7 | -73.8708 | -72.7 | -73.9167 | 643.6232 | 644.5734
2020-08-22 20:00 | -134 | -134.0597 | -29.0515 | 34.9384 | 161.1612 | 161.162 | -134 | -134.0336 | -335.594 | 336.3185 | -335.594 | 336.3185 | -118.5871 | 125.7876 | 37.8 | 41.7388 | 38.4 | 42.283 | -50.8 | -51.2142 | -69.4 | -70.1749 | -71.5 | -72.2669 | -71.7 | -72.494 | 607.0236 | 607.5165
2020-08-22 20:30 | -130 | -130.1384 | -28.8984 | 34.491 | 158.5125 | 158.5256 | -130 | -130.0961 | -325.4569 | 325.9251 | -325.4569 | 325.9251 | -121.6609 | 130.0178 | 39.3 | 44.1418 | 39.9 | 44.6768 | -51.6 | -52.345 | -69 | -70.1231 | -71.1 | -72.2253 | -71.2 | -72.2546 | 569.3762 | 570.0325
2020-08-22 21:00 | -124 | -125.028 | -22.347 | 34.677 | 148.5832 | 149.1498 | -123 | -124.0363 | -305.1416 | 305.1569 | -305.1416 | 305.1569 | -110.1205 | 118.8921 | 39.9 | 44.95 | 40.5 | 45.4834 | -51.9 | -52.8358 | -68.5 | -69.7782 | -70.5 | -71.7591 | -70.5 | -71.8188 | 550.395 | 551.744
2020-08-22 21:30 | -116 | -116.4302 | -19.5385 | 27.726 | 141.8127 | 142.0629 | -116 | -116.3486 | -295.5267 | 295.5367 | -295.5267 | 295.5367 | -95.9251 | 104.4914 | 39 | 43.3383 | 39.6 | 44.0224 | -51.9 | -52.5754 | -68 | -69.6475 | -70.1 | -71.6247 | -70.3 | -71.8001 | 534.2212 | 536.0366
2020-08-22 22:00 | -114 | -114.3547 | -21.5604 | 27.1293 | 137.7948 | 138.1141 | -114 | -114.3547 | -285.8134 | 285.8188 | -285.8134 | 285.8188 | -77.125 | 87.1515 | 39.6 | 43.2541 | 40.8 | 44.0101 | -51.7 | -51.9132 | -67.7 | -69.2354 | -69.5 | -71.0792 | -69.8 | -71.4258 | 519.3047 | 523.5827
2020-08-22 22:30 | -100 | -100.3195 | -12.1939 | 17.6751 | 123.5134 | 123.8831 | -100 | -100.2447 | -266.4026 | 266.4155 | -266.4026 | 266.4155 | -62.3947 | 84.7204 | 40.8 | 44.4739 | 40.2 | 43.9241 | -52.9 | -53.2857 | -66.9 | -68.3904 | -68.6 | -70.2342 | -68.9 | -70.3683 | 490.4277 | 494.5839
2020-08-22 23:00 | -95 | -95.1893 | -13.6832 | 18.3655 | 120.0593 | 120.4464 | -95 | -95.2575 | -259.6266 | 259.6364 | -259.6266 | 259.6364 | -39.7242 | 69.3388 | 40.8 | 44.965 | 40.5 | 44.8206 | -53.1 | -53.6411 | -66.9 | -68.0762 | -68.8 | -70.0789 | -68.9 | -70.159 | 486.9731 | 490.2359
2020-08-22 23:30 | -87 | -87.2066 | -5.2104 | 11.83 | 109.0324 | 109.4991 | -87 | -87.2066 | -258.9167 | 258.9386 | -258.9167 | 258.9386 | -53.3052 | 76.5223 | 40.8 | 44.7161 | 41.1 | 45.1129 | -53.6 | -54.2698 | -66.4 | -67.7386 | -68 | -69.4058 | -68.2 | -69.504 | 465.1212 | 468.7249
2020-08-23 | -87 | -87.367 | -8.4911 | 12.0543 | 105.6163 | 106.3159 | -86 | -86.2844 | -236.5322 | 236.671 | -236.5322 | 236.671 | -43.9831 | 72.8702 | 41.1 | 44.401 | 42 | 45.3477 | -53.9 | -54.3026 | -65.9 | -67.3707 | -67.5 | -69.1376 | -67.7 | -69.1527 | 445.3334 | 451.4255
2020-08-23 00:30 | -81 | -81.3941 | -9.0809 | 11.736 | 102.4384 | 103.2445 | -82 | -82.2982 | -226.4342 | 226.6893 | -226.4342 | 226.6893 | -35.0238 | 78.0787 | 42.3 | 46.8327 | 42.9 | 47.0005 | -54.6 | -55.1686 | -65.5 | -66.8367 | -67.2 | -68.4446 | -67.2 | -68.5426 | 423.8005 | 428.7542
2020-08-23 01:00 | -88 | -89.4427 | -18.6202 | 24.1677 | 107.6698 | 109.8468 | -88 | -89.4427 | -221.9078 | 223.5894 | -221.9078 | 223.5894 | -24.9298 | 75.5245 | 42.6 | 50.5969 | 42 | 49.6081 | -54.7 | -58.0003 | -65.4 | -67.9121 | -67.1 | -69.6036 | -67.1 | -69.6036 | 409.3229 | 417.3998
2020-08-23 01:30 | -89 | -90.802 | -21.3758 | 25.9325 | 106.9226 | 109.2292 | -89 | -90.609 | -219.0487 | 220.8985 | -219.0487 | 220.8985 | -1.5952 | 72.6861 | 41.4 | 50.0919 | 41.7 | 50.0065 | -55.6 | -58.597 | -66.1 | -68.507 | -67.8 | -70.3156 | -67.8 | -70.3427 | 416.1449 | 425.1744
2020-08-23 02:00 | -90 | -91.5915 | -23.7046 | 27.9535 | 107.1665 | 109.5972 | -90 | -91.5915 | -215.0367 | 217.1189 | -215.0367 | 217.1189 | 10.9055 | 73.6119 | 42 | 50.2569 | 42.6 | 50.7594 | -54.3 | -57.3973 | -65.4 | -67.8585 | -67 | -69.5072 | -66.9 | -69.4644 | 412.1101 | 421.4324
2020-08-23 02:30 | -87 | -89.0505 | -22.5682 | 27.2989 | 103.871 | 106.8832 | -87 | -89.0505 | -206.5722 | 209.232 | -206.5722 | 209.232 | 16.5562 | 77.9238 | 42.3 | 51.1735 | 42.3 | 50.8383 | -56 | -59.1676 | -65.9 | -68.4475 | -67.8 | -70.3051 | -67.7 | -70.4015 | 404.3567 | 414.2353
2020-08-23 03:00 | -86 | -87.6641 | -22.0969 | 25.8439 | 102.3188 | 104.9515 | -86 | -87.6641 | -202.7564 | 205.0644 | -202.7564 | 205.0644 | 24.2112 | 79.2356 | 41.1 | 49.1753 | 42.9 | 50.6894 | -55.5 | -58.4706 | -65.9 | -68.3405 | -67.5 | -69.9629 | -67.6 | -70.0594 | 403.9145 | 416.0695
2020-08-23 03:30 | -87 | -88.6454 | -23.8329 | 27.1197 | 102.4599 | 104.9972 | -87 | -88.6454 | -200.7508 | 203.0214 | -200.7508 | 203.0214 | 31.6498 | 79.728 | 42.6 | 50.5969 | 42 | 50.0928 | -54.9 | -58.06 | -65.1 | -67.7738 | -66.8 | -69.4223 | -66.7 | -69.3534 | 401.3249 | 412.5566
2020-08-23 04:00 | -81 | -82.5651 | -18.3659 | 22.0464 | 97.7062 | 100.2656 | -81 | -82.3772 | -194.9499 | 197.4239 | -194.9499 | 197.4239 | 31.4075 | 81.6713 | 42.3 | 50.1826 | 43.2 | 51.1031 | -55.5 | -58.5657 | -65 | -67.72 | -66.8 | -69.5607 | -66.7 | -69.4361 | 395.4144 | 406.8413
2020-08-23 04:30 | -84 | -85.9069 | -21.3629 | 25.6393 | 100.7371 | 103.6051 | -84 | -85.9069 | -194.8481 | 197.6621 | -194.8481 | 197.6621 | 26.3374 | 80.0685 | 42.9 | 51.0115 | 42.9 | 50.6894 | -55.1 | -58.3824 | -64.4 | -67.1727 | -66.3 | -69.1365 | -66.2 | -68.9281 | 382.144 | 395.1543
2020-08-23 05:00 | -77 | -78.2624 | -13.8977 | 17.266 | 93.4885 | 95.6948 | -77 | -78.2624 | -185.9562 | 187.9017 | -185.9562 | 187.9017 | 28.8263 | 82.8409 | 42.3 | 50.5969 | 42.9 | 51.1744 | -55.8 | -59.1091 | -65.6 | -68.2407 | -67.3 | -70.1522 | -67.2 | -70.0846 | 387.3404 | 399.4125
2020-08-23 05:30 | -71 | -72.0069 | -8.016 | 12.4217 | 88.6633 | 90.8519 | -70 | -70.859 | -180.3516 | 182.2634 | -180.3516 | 182.2634 | 21.879 | 84.3285 | 42 | 50.7594 | 42.3 | 50.5969 | -56.3 | -59.3877 | -66 | -68.8042 | -67.8 | -70.5485 | -67.8 | -70.6723 | 383.1408 | 395.9591
2020-08-23 06:00 | -66 | -66.7533 | -3.1524 | 8.7433 | 84.8586 | 86.8097 | -66 | -66.7533 | -177.7261 | 179.403 | -177.7261 | 179.403 | 12.2766 | 84.2015 | 43.5 | 51.6784 | 42.9 | 51.1744 | -55.3 | -58.7042 | -65.3 | -68.036 | -67.2 | -69.876 | -67.1 | -69.9603 | 377.3235 | 390.5475
2020-08-23 06:30 | -59 | -59.5399 | 6.2755 | 9.1201 | 77.2766 | 78.898 | -59 | -59.5399 | -173.621 | 174.9069 | -173.621 | 174.9069 | 1.7101 | 78.0101 | 42.9 | 49.4527 | 42.9 | 49.7539 | -55.7 | -57.8976 | -65.8 | -67.5328 | -67.4 | -69.137 | -67.5 | -69.2568 | 366.4421 | 380.2262
2020-08-23 07:00 | -44 | -44.0114 | 16.5228 | 16.5709 | 67.0705 | 67.8534 | -44 | -44.0114 | -160.1619 | 160.5851 | -160.1619 | 160.5851 | -16.0019 | 75.1493 | 42.9 | 47.7641 | 42.9 | 47.633 | -55.3 | -56.4228 | -65.8 | -66.7791 | -67.7 | -68.6706 | -67.8 | -68.6391 | 371.6078 | 384.1227
2020-08-23 07:30 | -48 | -48.0416 | 17.5796 | 17.642 | 67.1327 | 67.9607 | -48 | -48.0416 | -165.9489 | 166.1755 | -165.9489 | 166.1755 | -27.4314 | 76.7593 | 41.7 | 46.5551 | 42.6 | 47.4948 | -54.3 | -55.348 | -66.6 | -67.3615 | -68.5 | -69.2552 | -68.3 | -69.0427 | 383.4228 | 394.3941
2020-08-23 08:00 | -46 | -46 | 19.3566 | 19.4261 | 67.5375 | 68.0141 | -46 | -46 | -175.2397 | 175.2736 | -175.2397 | 175.2736 | -47.501 | 83.1424 | 40.5 | 45.2135 | 40.2 | 44.945 | -52.8 | -53.627 | -66 | -66.4459 | -67.8 | -68.2821 | -67.8 | -68.2703 | 400.6411 | 409.4328
2020-08-23 08:30 | -52 | -52.2398 | 14.2769 | 15.8534 | 73.1807 | 73.2104 | -52 | -52.2398 | -183.2399 | 183.4968 | -183.2399 | 183.4968 | -72.8764 | 100.5117 | 39.3 | 44.2792 | 39 | 44.2945 | -52.3 | -53.1204 | -67.1 | -67.5404 | -69 | -69.3289 | -69 | -69.4738 | 418.581 | 423.0919
2020-08-23 09:00 | -56 | -56.1427 | 8.0552 | 9.7806 | 77.1279 | 77.1779 | -56 | -56.1427 | -193.5641 | 193.903 | -193.5641 | 193.903 | -85.2431 | 105.7866 | 37.2 | 42.1412 | 38.7 | 42.9377 | -49.7 | -50.3766 | -67.4 | -67.6491 | -69.5 | -69.75 | -69.2 | -69.4104 | 467.1288 | 469.8849
2020-08-23 09:30 | -57 | -57.2189 | 8.685 | 10.6868 | 76.6097 | 76.6144 | -56 | -56.2228 | -194.8541 | 195.3486 | -194.8541 | 195.3486 | -93.8204 | 114.467 | 36.9 | 42.0193 | 37.8 | 42.3967 | -47.6 | -48.4809 | -67.5 | -68.0584 | -69.4 | -69.9432 | -69.4 | -69.9186 | 475.0917 | 477.1992
2020-08-23 10:00 | -65 | -65.2763 | 4.7323 | 7.4385 | 84.0209 | 84.021 | -65 | -65.192 | -205.3924 | 205.9983 | -205.3924 | 205.9983 | -88.9271 | 109.9574 | 37.2 | 42.0011 | 35.7 | 40.9695 | -48.5 | -49.1392 | -68.8 | -69.2521 | -70.8 | -71.2284 | -70.8 | -71.1625 | 480.6417 | 482.0153
2020-08-23 10:30 | -72 | -72.2496 | -2.1784 | 5.6653 | 91.2563 | 91.2606 | -70 | -70.2567 | -214.7285 | 215.3429 | -214.7285 | 215.3429 | -90.513 | 111.0846 | 36.6 | 41.4706 | 36.6 | 41.3304 | -48.4 | -49.0897 | -68.9 | -69.4173 | -71.1 | -71.4536 | -71.2 | -71.6045 | 506.2663 | 507.3252
2020-08-23 11:00 | -81 | -81.0555 | -12.9896 | 13.2241 | 100.0798 | 100.099 | -80 | -80.0562 | -217.3806 | 217.7837 | -217.3806 | 217.7837 | -91.8692 | 117.3093 | 36.3 | 41.0649 | 36.6 | 41.9013 | -47.2 | -47.89 | -67 | -67.4878 | -69.1 | -69.5616 | -69.1 | -69.5501 | 500.0143 | 501.0695
2020-08-23 11:30 | -82 | -82.0061 | -21.0597 | 21.1869 | 97.8613 | 97.9996 | -82 | -82.0061 | -217.3827 | 217.5354 | -217.3827 | 217.5354 | -89.8488 | 112.5963 | 36.9 | 41.7356 | 37.5 | 42.2617 | -48 | -48.7123 | -67.2 | -67.8473 | -69.4 | -69.9811 | -69.5 | -70.0549 | 495.1681 | 496.707
2020-08-23 12:00 | -81 | -81.0062 | -20.0927 | 20.1733 | 98.8528 | 98.9749 | -82 | -82.0061 | -209.811 | 209.9271 | -209.811 | 209.9271 | -77.0815 | 101.0753 | 36.9 | 42.0193 | 37.2 | 42.283 | -49.5 | -50.1108 | -68.3 | -68.9766 | -70 | -70.551 | -70.1 | -70.5664 | 495.9595 | 497.5405
2020-08-23 12:30 | -85 | -85 | -14.12 | 14.4804 | 107.536 | 107.5909 | -85 | -85 | -223.7653 | 223.8129 | -223.7653 | 223.8129 | -70.2167 | 99.0608 | 38.7 | 43.0686 | 37.8 | 42.9535 | -49.5 | -50.4643 | -67.2 | -67.9108 | -69.1 | -69.8056 | -69.1 | -69.7915 | 488.2205 | 490.0703
2020-08-23 13:00 | -92 | -92 | -26.6005 | 26.6394 | 106.5894 | 106.7022 | -91 | -91 | -217.3887 | 217.43 | -217.3887 | 217.43 | -69.3344 | 97.2467 | 35.7 | 40.9695 | 37.2 | 41.8766 | -48.3 | -49.1131 | -67.3 | -67.9813 | -69.4 | -70.1599 | -69.5 | -70.2727 | 503.113 | 504.6632
2020-08-23 13:30 | -89 | -89.2749 | -14.7729 | 18.091 | 110.1882 | 110.6753 | -89 | -89.202 | -214.8536 | 214.9735 | -214.8536 | 214.9735 | -69.1355 | 94.2564 | 37.8 | 42.2617 | 37.8 | 42.5334 | -48.8 | -49.6162 | -67.9 | -68.4213 | -70 | -70.602 | -70 | -70.6151 | 487.5142 | 489.9808
2020-08-23 14:00 | -91 | -91.2688 | -26.4247 | 27.7372 | 108.1245 | 108.7384 | -90 | -90.1998 | -224.3314 | 224.4163 | -224.3314 | 224.4163 | -50.891 | 80.8723 | 36.9 | 41.7356 | 37.2 | 42.0011 | -49.1 | -49.7157 | -69.2 | -69.696 | -71.5 | -71.9687 | -71.5 | -71.9573 | 502.6685 | 505.2982
2020-08-23 14:30 | -91 | -91.2688 | -20.3361 | 22.612 | 110.0065 | 110.5671 | -91 | -91.2688 | -218.5771 | 218.7016 | -218.5771 | 218.7016 | -38.9452 | 70.6687 | 39 | 43.47 | 39 | 43.6033 | -50.7 | -51.4242 | -67.6 | -68.2504 | -69.7 | -70.3444 | -69.6 | -70.428 | 484.4426 | 487.9716
2020-08-23 15:00 | -86 | -86.1452 | -12.1302 | 15.4086 | 106.5921 | 107.0479 | -86 | -86.1452 | -218.7815 | 218.8303 | -218.7815 | 218.8303 | -38.8194 | 66.6025 | 39.3 | 44.2792 | 39.6 | 44.4091 | -51.1 | -51.9756 | -66.4 | -67.305 | -68.4 | -69.3109 | -68.4 | -69.36 | 460.4995 | 464.272
2020-08-23 15:30 | -84 | -84.1487 | -9.6953 | 13.4761 | 104.7315 | 105.1088 | -84 | -84.1487 | -219.0988 | 219.1258 | -219.0988 | 219.1258 | -59.9901 | 77.1158 | 39 | 43.7383 | 39.6 | 44.4091 | -51.3 | -52.0663 | -66.6 | -67.3172 | -68.7 | -69.4096 | -68.7 | -69.3675 | 451.4691 | 455.7778
2020-08-23 16:00 | -82 | -82.0549 | 1.8782 | 8.3615 | 107.5162 | 107.7661 | -82 | -82.0244 | -224.8481 | 224.8486 | -224.8481 | 224.8486 | -74.5748 | 91.7764 | 39 | 43.2083 | 39.6 | 43.879 | -50.6 | -51.2228 | -66.8 | -67.417 | -68.8 | -69.3001 | -68.8 | -69.4124 | 469.4852 | 473.4523
2020-08-23 16:30 | -76 | -76.0263 | 11.2641 | 13.4143 | 100.8733 | 101.0572 | -76 | -76.0066 | -220.3362 | 220.3618 | -220.3362 | 220.3618 | -102.0018 | 111.3746 | 39 | 44.7282 | 38.7 | 44.3199 | -50.8 | -51.944 | -66.9 | -67.3766 | -68.9 | -69.3514 | -68.9 | -69.4283 | 479.2185 | 480.9168
2020-08-23 17:00 | -53 | -53.1507 | 38.931 | 39.0034 | 80.7656 | 80.7657 | -54 | -54.0833 | -201.8805 | 202.6689 | -201.8805 | 202.6689 | -134.5037 | 143.4915 | 39.3 | 44.1418 | 39.6 | 44.4091 | -50.8 | -51.7248 | -68.2 | -68.5283 | -70.2 | -70.5096 | -70.4 | -70.6903 | 485.0981 | 486.6457
2020-08-23 17:30 | -51 | -52.1728 | 44.6142 | 44.8948 | 83.1494 | 83.6716 | -51 | -52.3927 | -216.464 | 219.4645 | -216.464 | 219.4645 | -161.7721 | 166.0111 | 38.4 | 44.206 | 38.4 | 44.0581 | -50.9 | -52.161 | -69.2 | -69.6609 | -71.2 | -71.626 | -71.2 | -71.5835 | 526.2071 | 527.6512
2020-08-23 18:00 | -42 | -44.2719 | 59.5998 | 59.6806 | 76.54 | 77.8423 | -42 | -44.2719 | -216.958 | 221.4067 | -216.958 | 221.4067 | -169.8336 | 175.5398 | 36.6 | 41.4706 | 36.6 | 40.92 | -48.6 | -49.1304 | -70.2 | -70.5889 | -72.3 | -72.6777 | -72.3 | -72.6285 | 591.8475 | 593.8079
2020-08-23 18:30 | -46 | -47.8017 | 61.4539 | 68.6093 | 80.9203 | 81.8994 | -46 | -47.8017 | -226.6032 | 226.7622 | -226.6032 | 226.7622 | -177.787 | 181.972 | 36.6 | 40.6553 | 36.6 | 40.6553 | -47.5 | -47.9893 | -71.1 | -71.5681 | -73.2 | -73.7512 | -73.3 | -73.8028 | 609.8852 | 611.8991
2020-08-23 19:00 | -43 | -44.9222 | 65.568 | 71.5154 | 77.7005 | 78.8238 | -43 | -44.9222 | -221.631 | 221.6685 | -221.631 | 221.6685 | -161.6797 | 165.9731 | 36 | 40.5211 | 36.6 | 40.7868 | -48.5 | -48.9744 | -70.5 | -71.0651 | -72.5 | -73.146 | -72.7 | -73.3665 | 598.5621 | 601.3794
2020-08-23 19:30 | -40 | -42.3792 | 63.4513 | 69.6441 | 75.565 | 76.8793 | -40 | -42.3792 | -215.0718 | 215.0723 | -215.0718 | 215.0723 | -157.1542 | 161.2055 | 37.5 | 42.6897 | 36.9 | 42.0193 | -48.9 | -49.6679 | -69.6 | -70.3651 | -71.6 | -72.5019 | -71.8 | -72.6227 | 571.665 | 575.2638
2020-08-23 20:00 | -45 | -45.2769 | 56.6521 | 57.2894 | 78.2185 | 78.3133 | -45 | -45.2769 | -210.1405 | 211.7197 | -210.1405 | 211.7197 | -155.0294 | 157.4373 | 36.9 | 42.4572 | 37.8 | 43.2416 | -49.5 | -50.5807 | -68.7 | -69.7924 | -70.8 | -71.814 | -70.8 | -71.8777 | 533.3353 | 538.2883
2020-08-23 20:30 | -38 | -38.4708 | 63.8222 | 63.8612 | 69.0372 | 69.3335 | -38 | -38.6394 | -193.878 | 195.51 | -193.878 | 195.51 | -153.1553 | 155.5218 | 38.1 | 43.0769 | 38.4 | 43.127 | -49.2 | -49.9289 | -67.1 | -67.7975 | -69.3 | -69.9346 | -69.5 | -70.0675 | 501.0106 | 504.5472
2020-08-23 21:00 | -33 | -33.541 | 64.8548 | 64.8607 | 63.5221 | 63.7219 | -33 | -33.541 | -181.2222 | 182.4909 | -181.2222 | 182.4909 | -143.6411 | 146.3462 | 37.2 | 42.5715 | 37.8 | 43.2416 | -49.4 | -50.4624 | -67 | -67.8649 | -68.9 | -69.7884 | -69.1 | -69.9083 | 485.4477 | 489.79
2020-08-23 21:30 | -32 | -32.3883 | 63.3939 | 63.4098 | 61.5266 | 61.5567 | -31 | -31.257 | -174.6883 | 175.4443 | -174.6883 | 175.4443 | -123.4832 | 127.1062 | 39.3 | 44.8447 | 38.7 | 44.3199 | -49.9 | -50.8151 | -66.3 | -67.4681 | -68.1 | -69.2741 | -68.2 | -69.3003 | 463.7191 | 469.5508
2020-08-23 22:00 | -35 | -35.1283 | 53.0691 | 53.0734 | 64.3689 | 64.3768 | -35 | -35.2278 | -173.2818 | 173.5842 | -173.2818 | 173.5842 | -77.8209 | 83.8114 | 38.1 | 43.7969 | 37.8 | 43.4824 | -49.5 | -50.6014 | -66.3 | -67.6805 | -68.4 | -69.7782 | -68.7 | -69.9351 | 473.6741 | 480.1228
2020-08-23 22:30 | -33 | -33.3766 | 52.6914 | 52.7158 | 60.2363 | 60.253 | -33 | -33.3766 | -171.072 | 171.2683 | -171.072 | 171.2683 | -50.6495 | 77.2995 | 38.7 | 43.3352 | 39.6 | 44.4091 | -51 | -51.7071 | -66 | -66.9765 | -67.9 | -68.7071 | -67.9 | -68.8059 | 462.8453 | 469.0152
2020-08-23 23:00 | -20 | -20.6155 | 59.1008 | 59.1779 | 49.4372 | 49.4745 | -21 | -21.8403 | -153.9348 | 154.0696 | -153.9348 | 154.0696 | -34.4834 | 79.9705 | 38.1 | 45.846 | 38.4 | 46.4303 | -50.1 | -52.8421 | -63.8 | -65.8991 | -65.7 | -67.91 | -65.7 | -67.7892 | 450.3778 | 457.0228
2020-08-23 23:30 | -17 | -17.4642 | 63.8879 | 64.0479 | 42.3636 | 42.4867 | -16 | -16.7631 | -150.3402 | 150.6184 | -150.3402 | 150.6184 | -42.5092 | 79.2173 | 38.7 | 46.1815 | 39.9 | 47.0321 | -51.6 | -54.0534 | -65.2 | -66.994 | -67.1 | -68.8445 | -66.9 | -68.7922 | 438.5378 | 445.1642
2020-08-24 | -12 | -13 | 61.9555 | 62.3223 | 38.5253 | 38.6311 | -13 | -13.9284 | -140.8596 | 140.9188 | -140.8596 | 140.9188 | -31.9951 | 70.9599 | 39.6 | 47.4275 | 40.2 | 47.6056 | -52.2 | -54.9016 | -65.3 | -67.2555 | -67 | -68.9307 | -67.2 | -69.1017 | 424.6822 | 431.8311
2020-08-24 00:30 | -7 | -8.6023 | 68.0801 | 68.4462 | 29.033 | 29.2591 | -7 | -8.6023 | -119.9583 | 119.962 | -119.9583 | 119.962 | -25.6426 | 67.5588 | 41.1 | 48.8484 | 41.4 | 48.7811 | -54.1 | -56.7382 | -65.4 | -67.3279 | -67.2 | -69.1722 | -67.2 | -69.1229 | 404.5012 | 412.8732
2020-08-24 01:00 | -6 | -8.4853 | 62.6404 | 63.3151 | 30.9247 | 31.0893 | -6 | -7.8102 | -115.754 | 115.7549 | -115.754 | 115.7549 | -20.086 | 67.3775 | 40.8 | 48.5963 | 40.8 | 48.7599 | -53.4 | -56.1324 | -64.3 | -66.4585 | -66.1 | -68.177 | -66 | -68.1294 | 398.3118 | 407.6183
2020-08-24 01:30 | -4 | -5.6569 | 63.0519 | 63.6449 | 28.2888 | 28.5989 | -4 | -5.6569 | -110.8469 | 110.8592 | -110.8469 | 110.8592 | -14.1011 | 67.8828 | 41.7 | 49.7684 | 40.5 | 48.6749 | -53.9 | -57.1508 | -64.1 | -66.7163 | -65.8 | -68.3242 | -65.8 | -68.3512 | 375.843 | 386.656
2020-08-24 02:00 | -4 | -5.6569 | 62.4591 | 63.1451 | 26.3302 | 26.8234 | -3 | -5 | -102.2465 | 102.3736 | -102.2465 | 102.3736 | -6.133 | 57.7018 | 41.4 | 50.3401 | 41.7 | 50.5088 | -54 | -57.5156 | -63.8 | -66.3329 | -65.6 | -68.2176 | -65.7 | -68.1743 | 362.0355 | 370.1158
2020-08-24 02:30 | -6 | -7.2111 | 58.9465 | 59.5561 | 28.5655 | 29.1118 | -6 | -6.7082 | -106.2061 | 106.3938 | -106.2061 | 106.3938 | 2.8019 | 60.1858 | 41.1 | 50.0146 | 41.7 | 50.8498 | -54.1 | -57.7958 | -64.2 | -66.818 | -65.9 | -68.5328 | -65.8 | -68.544 | 362.4903 | 370.4754
2020-08-24 03:00 | -2 | -5.3852 | 62.313 | 63.1864 | 24.2233 | 24.6213 | -3 | -5.831 | -98.0601 | 98.1765 | -98.0601 | 98.1765 | 1.5893 | 56.6841 | 42 | 50.4223 | 42 | 50.5889 | -54.3 | -57.7291 | -63.4 | -65.9606 | -64.9 | -67.3767 | -65.1 | -67.6089 | 343.2887 | 353.6631
2020-08-24 03:30 | -6 | -7.2111 | 56.5206 | 57.4082 | 28.8748 | 29.3226 | -6 | -7.2111 | -99.9946 | 100.1368 | -99.9946 | 100.1368 | 1.4428 | 56.9434 | 42.6 | 50.9232 | 41.1 | 49.8443 | -54.7 | -58.2074 | -63 | -65.632 | -64.7 | -67.3205 | -64.5 | -67.1283 | 341.0769 | 351.4545
2020-08-24 04:00 | -6 | -7.8102 | 58.3284 | 59.2447 | 28.4977 | 28.7976 | -7 | -8.6023 | -97.9716 | 98.0335 | -97.9716 | 98.0335 | 6.7777 | 59.4944 | 41.4 | 50.0919 | 42 | 50.4223 | -53.7 | -57.234 | -62.8 | -65.3841 | -64.6 | -67.0732 | -64.5 | -67.0732 | 355.8362 | 365.3448
2020-08-24 04:30 | -6 | -7.8102 | 59.7492 | 60.669 | 28.2481 | 28.4669 | -5 | -7.8102 | -98.6074 | 98.6395 | -98.6074 | 98.6395 | 2.3524 | 58.8195 | 42 | 50.4223 | 41.7 | 49.5155 | -54.3 | -57.6011 | -63.3 | -65.7012 | -64.9 | -67.2704 | -65 | -67.2967 | 352.6306 | 361.8648
2020-08-24 05:00 | -4 | -7.2111 | 64.3347 | 65.1909 | 26.9043 | 27.1673 | -4 | -7.2111 | -100.2735 | 100.2938 | -100.2735 | 100.2938 | -5.024 | 58.3739 | 41.4 | 49.9236 | 42 | 50.5889 | -54.2 | -57.6351 | -63.9 | -66.414 | -65.6 | -68.201 | -65.6 | -68.2279 | 362.2735 | 369.3929
2020-08-24 05:30 | -2 | -8.2462 | 68.5532 | 69.1831 | 28.0843 | 28.9544 | -3 | -8.544 | -104.2511 | 104.3269 | -104.2511 | 104.3269 | -19.3966 | 57.1466 | 41.1 | 49.3406 | 41.1 | 49.3406 | -54.3 | -57.2689 | -64.3 | -66.535 | -66 | -68.3773 | -66 | -68.1542 | 368.6396 | 374.9066
2020-08-24 06:00 | -1 | -10.0499 | 76.7985 | 77.2287 | 28.3128 | 30.1999 | 0 | 10 | -107.3108 | 107.8944 | -107.3108 | 107.8944 | -32.8012 | 59.5961 | 40.8 | 46.7384 | 40.5 | 46.4768 | -52.6 | -54.0649 | -64.1 | -65.1234 | -65.9 | -66.9306 | -66 | -67.1126 | 398.8426 | 404.2369
2020-08-24 06:30 | 4 | 13.6015 | 92.7694 | 92.886 | 26.8911 | 31.1231 | 4 | 13.6015 | -114.8404 | 116.7455 | -114.8404 | 116.7455 | -58.6855 | 72.6979 | 39.6 | 42.9 | 39.9 | 42.8412 | -51.3 | -51.448 | -65.7 | -65.7555 | -67.6 | -67.6462 | -67.6 | -67.6462 | 457.046 | 459.6835
2020-08-24 07:00 | 4 | 10.7703 | 95.1153 | 95.1234 | 31.0713 | 33.6503 | 4 | 10.7703 | -122.0142 | 123.5229 | -122.0142 | 123.5229 | -84.8842 | 85.6061 | 38.1 | 40.5222 | 37.8 | 40.1384 | -49.7 | -49.617 | -66.7 | -66.8797 | -68.5 | -68.675 | -68.7 | -68.8472 | 483.749 | 486.8939
2020-08-24 07:30 | 17 | 24.0416 | 112.9491 | 113.0606 | 14.8738 | 25.6347 | 17 | 24.0416 | -108.0615 | 114.424 | -108.0615 | 114.424 | -125.6749 | 127.0799 | 36.9 | 40.9255 | 37.5 | 41.3402 | -48.1 | -48.4366 | -67.2 | -67.2625 | -69.4 | -69.445 | -69.4 | -69.4162 | 496.07 | 497.445
2020-08-24 08:00 | 14 | 27.7849 | 108.8736 | 109.3385 | 18.8502 | 34.2582 | 13 | 27.2947 | -121.0404 | 130.9423 | -121.0404 | 130.9423 | -159.4994 | 159.6578 | 36.9 | 40.0621 | 36.6 | 39.4417 | -47.8 | -47.9208 | -67.6 | -67.65 | -69.7 | -69.7485 | -69.9 | -69.9315 | 509.0544 | 510.0978
2020-08-24 08:30 | 10 | 25.0799 | 102.8892 | 103.2163 | 21.864 | 34.5221 | 9 | 24.6982 | -125.5825 | 134.8938 | -125.5825 | 134.8938 | -178.6044 | 188.8481 | 35.7 | 41.7259 | 36 | 42.2947 | -46.5 | -47.8533 | -67.6 | -67.6958 | -69.9 | -69.9447 | -69.7 | -69.7379 | 534.2513 | 535.6695
2020-08-24 09:00 | 7 | 25 | 98.3818 | 98.8852 | 21.4233 | 33.8873 | 8 | 24.3516 | -127.1811 | 135.8865 | -127.1811 | 135.8865 | -193.6049 | 207.1651 | 34.8 | 41.2781 | 35.4 | 42.107 | -46.5 | -47.6631 | -67.2 | -67.3074 | -69.4 | -69.4012 | -69.4 | -69.4001 | 526.6926 | 527.1861
2020-08-24 09:30 | 4 | 22.3607 | 88.1166 | 88.7382 | 24.793 | 35.0263 | 4 | 22.3607 | -128.1426 | 135.6258 | -128.1426 | 135.6258 | -185.3834 | 202.1737 | 34.5 | 40.8639 | 35.7 | 41.7259 | -47.4 | -48.5927 | -67.1 | -67.1361 | -69.3 | -69.326 | -69.3 | -69.3087 | 540.1684 | 540.3683
2020-08-24 10:00 | -7 | -24.0416 | 75.1133 | 75.8874 | 35.4453 | 42.8094 | -7 | -24.0416 | -134.6548 | 140.2807 | -134.6548 | 140.2807 | -160.8927 | 184.394 | 35.7 | 38.4948 | 35.7 | 39.0807 | -46.4 | -46.4785 | -65.9 | -66.191 | -68.1 | -68.3816 | -68.1 | -68.3217 | 570.6599 | 570.7875
2020-08-24 10:30 | -19 | -29.0689 | 66.2416 | 67.023 | 45.4841 | 51.0926 | -18 | -29.2062 | -142.1977 | 146.9136 | -142.1977 | 146.9136 | -144.3815 | 171.7211 | 36.3 | 39.5101 | 36.9 | 39.9462 | -47.7 | -47.7603 | -68.4 | -68.654 | -70.6 | -70.8217 | -70.6 | -70.8062 | 586.34 | 586.3858
2020-08-24 11:00 | -19 | -29.8329 | 70.113 | 70.6804 | 46.7871 | 53.0152 | -18 | -30 | -144.4373 | 149.4672 | -144.4373 | 149.4672 | -133.2656 | 160.951 | 36.6 | 39.7859 | 36.3 | 39.2347 | -47.4 | -47.4607 | -68.3 | -68.4723 | -70.7 | -70.8139 | -70.5 | -70.6701 | 586.0797 | 586.1399
2020-08-24 11:30 | -10 | -26.9258 | 79.1518 | 79.9488 | 38.2932 | 46.7872 | -9 | -26.5707 | -123.9522 | 130.1714 | -123.9522 | 130.1714 | -127.7326 | 152.6795 | 36.3 | 39.5101 | 37.2 | 40.6951 | -48.1 | -48.2345 | -68.1 | -68.4588 | -70.3 | -70.5999 | -70.4 | -70.5999 | 548.9833 | 549.1204
2020-08-24 12:00 | -10 | -26 | 66.4064 | 67.6722 | 36.4171 | 43.3866 | -11 | -26.4008 | -120.5835 | 126.9591 | -120.5835 | 126.9591 | -101.5402 | 134.2653 | 37.8 | 40.8925 | 37.2 | 40.6951 | -49.4 | -49.6456 | -67.2 | -67.7481 | -69.5 | -69.9557 | -69.3 | -69.9186 | 551.2738 | 551.9077
2020-08-24 12:30 | -9 | -19.2354 | 70.1498 | 70.478 | 35.6843 | 40.0374 | -9 | -19.2354 | -129.4046 | 132.3939 | -129.4046 | 132.3939 | -88.8367 | 127.0192 | 37.5 | 40.7316 | 38.1 | 41.17 | -50.7 | -50.7718 | -67.4 | -67.6665 | -69.7 | -69.8496 | -69.6 | -69.8249 | 534.7966 | 535.2581
2020-08-24 13:00 | -6 | -17.088 | 75.2688 | 75.4057 | 33.4057 | 37.2772 | -6 | -16.1555 | -129.5239 | 132.2533 | -129.5239 | 132.2533 | -82.3436 | 122.5444 | 37.8 | 41.4879 | 37.5 | 40.7316 | -49.9 | -50.0025 | -66.1 | -66.3 | -68 | -68.1825 | -68 | -68.1473 | 513.3735 | 514.1714
2020-08-24 13:30 | 0 | 15 | 74.0164 | 74.3345 | 24.4798 | 28.9189 | 0 | 15 | -122.8818 | 126.1553 | -122.8818 | 126.1553 | -74.1836 | 114.4041 | 36.6 | 39.7859 | 36.6 | 40.025 | -47.8 | -47.9508 | -63.8 | -64.1938 | -65.7 | -66.0613 | -65.6 | -65.9312 | 511.9823 | 512.9165
2020-08-24 14:00 | -7 | -16.5529 | 76.5553 | 76.7344 | 33.6923 | 37.3 | -7 | -16.5529 | -133.9034 | 136.9497 | -133.9034 | 136.9497 | -66.712 | 108.6233 | 37.5 | 40.9695 | 37.5 | 40.9695 | -48.2 | -48.3128 | -62.9 | -63.3575 | -65 | -65.4905 | -64.8 | -65.2212 | 499.4912 | 500.7125
2020-08-24 14:30 | -3 | -17.2627 | 81.0771 | 81.2945 | 32.9608 | 37.8306 | -2 | -17.1172 | -128.3126 | 132.0204 | -128.3126 | 132.0204 | -77.212 | 83.5851 | 36.3 | 39.5101 | 36 | 39.2347 | -47.1 | -47.1832 | -64.1 | -64.1187 | -65.8 | -65.8827 | -66.1 | -66.215 | 508.0772 | 508.3183
2020-08-24 15:00 | -3 | -18.2483 | 88.7417 | 88.9091 | 33.2872 | 38.3418 | -2 | -17.1172 | -135.1876 | 139.0072 | -135.1876 | 139.0072 | -80.3648 | 87.1114 | 35.1 | 38.1708 | 35.4 | 38.1708 | -45.7 | -45.7683 | -65.7 | -65.7731 | -67.7 | -67.7621 | -68 | -68.0497 | 527.1021 | 527.2767
2020-08-24 15:30 | -4 | -16.4924 | 89.7595 | 89.8288 | 35.8774 | 40.2693 | -4 | -17.4642 | -130.0633 | 133.9507 | -130.0633 | 133.9507 | -84.9096 | 91.7782 | 36 | 39.2347 | 36 | 39.4771 | -46.5 | -46.6315 | -64.8 | -65.0112 | -66.8 | -66.9968 | -67 | -67.0764 | 513.9567 | 514.1449
2020-08-24 16:00 | -11 | -20.2485 | 85.2915 | 85.4013 | 43.4113 | 47.8465 | -11 | -21.095 | -143.1392 | 147.1714 | -143.1392 | 147.1714 | -99.1671 | 105.2088 | 35.1 | 38.0539 | 35.7 | 38.4948 | -46.2 | -46.2433 | -64.4 | -64.5844 | -66.6 | -66.6721 | -66.6 | -66.63 | 544.2014 | 544.4188
2020-08-24 16:30 | -8 | -18.7883 | 97.5907 | 97.6256 | 41.3126 | 46.1563 | -6 | -18.9737 | -146.5276 | 150.6425 | -146.5276 | 150.6425 | -135.6327 | 137.9276 | 35.1 | 38.6581 | 35.4 | 38.8068 | -46.3 | -46.4037 | -63.9 | -64.0513 | -66.2 | -66.309 | -66.2 | -66.2773 | 538.2582 | 538.6529
2020-08-24 17:00 | -6 | -18.0278 | 101.3871 | 101.3873 | 43.4793 | 48.3281 | -5 | -17.72 | -158.1658 | 162.3987 | -158.1658 | 162.3987 | -143.5961 | 147.1691 | 34.8 | 38.1366 | 34.5 | 37.7404 | -44.8 | -44.9071 | -65.7 | -65.8041 | -67.6 | -67.6665 | -67.8 | -67.8708 | 587.3661 | 587.6891
2020-08-24 17:30 | 0 | 14.0357 | 113.7214 | 113.9764 | 39.4838 | 42.977 | -1 | -14.0357 | -161.3077 | 165.3537 | -161.3077 | 165.3537 | -156.3437 | 159.2793 | 35.1 | 37.293 | 36 | 38.2415 | -45.4 | -45.401 | -68 | -68.2642 | -70.2 | -70.4475 | -70.6 | -70.8217 | 628.0632 | 629.7133
2020-08-24 18:00 | 3 | 5.831 | 120.5502 | 121.8335 | 38.6403 | 40.9899 | 3 | 5.831 | -167.9697 | 171.5169 | -167.9697 | 171.5169 | -183.0564 | 185.4577 | 33.6 | 35.7806 | 35.1 | 37.1927 | -45.2 | -45.2018 | -67.3 | -67.7056 | -69.6 | -69.9818 | -69.8 | -70.1305 | 636.5295 | 637.6048
2020-08-24 18:30 | 11 | 12.083 | 132.3682 | 134.0421 | 30.5923 | 34.1961 | 11 | 12.083 | -163.3758 | 168.0656 | -163.3758 | 168.0656 | -196.5036 | 197.9622 | 32.7 | 34.9368 | 33.3 | 35.2956 | -43.1 | -43.0228 | -65.8 | -65.9822 | -68 | -68.2356 | -68.3 | -68.3231 | 624.4062 | 625.1852
2020-08-24 19:00 | 6 | 7.2111 | 131.6875 | 133.323 | 30.3293 | 33.2365 | 6 | 7.8102 | -159.2816 | 162.9419 | -159.2816 | 162.9419 | -177.6492 | 180.215 | 35.7 | 38.3836 | 34.5 | 37.0473 | -45.8 | -45.801 | -67.4 | -67.816 | -69.6 | -69.9363 | -69.7 | -70.0812 | 622.3161 | 623.8085
2020-08-24 19:30 | 12 | 12.0416 | 130.0939 | 131.9753 | 28.8051 | 30.5627 | 12 | 12 | -152.2123 | 154.349 | -152.2123 | 154.349 | -174.2267 | 176.3153 | 34.8 | 38.1366 | 35.1 | 38.1708 | -46.1 | -46.1573 | -67 | -67.5245 | -69.3 | -69.7835 | -69.4 | -69.8259 | 582.2466 | 584.5738
2020-08-24 20:00 | 8 | 8.0623 | 122.3973 | 124.1519 | 31.7835 | 33.3959 | 8 | 8.0623 | -151.7635 | 153.7134 | -151.7635 | 153.7134 | -165.9227 | 167.7808 | 34.8 | 38.5135 | 35.4 | 38.9307 | -46 | -46.1913 | -65.9 | -66.6101 | -68 | -68.6884 | -68.4 | -68.9303 | 556.9171 | 559.6872
2020-08-24 20:30 | 0 | 3 | 110.6576 | 111.7933 | 39.0259 | 40.9052 | 0 | 3 | -159.1017 | 161.1768 | -159.1017 | 161.1768 | -132.8994 | 136.1979 | 35.1 | 39.4463 | 34.8 | 38.9076 | -46.1 | -46.4634 | -66.1 | -66.6701 | -68.3 | -68.8269 | -68.4 | -68.8898 | 565.2875 | 566.9763
2020-08-24 21:00 | -13 | -13.3417 | 96.8623 | 98.1436 | 50.6862 | 51.465 | -13 | -13.1529 | -173.2379 | 174.5087 | -173.2379 | 174.5087 | -106.8588 | 111.1017 | 35.1 | 39.3103 | 34.5 | 38.5053 | -46.1 | -46.3923 | -65.8 | -66.454 | -67.9 | -68.5204 | -68 | -68.593 | 563.9117 | 566.1656
2020-08-24 21:30 | -20 | -27.5862 | 82.4445 | 82.5593 | 58.8944 | 63.0705 | -20 | -28.2843 | -184.9971 | 189.4511 | -184.9971 | 189.4511 | -82.8638 | 89.191 | 34.8 | 38.1366 | 35.1 | 38.4105 | -46.7 | -46.6901 | -65.9 | -66.7313 | -68 | -68.8681 | -68.2 | -68.9734 | 567.7841 | 571.0014
2020-08-24 22:00 | -10 | -16.4012 | 90.7015 | 90.7073 | 43.6198 | 46.6154 | -9 | -16.6433 | -152.4014 | 154.6571 | -152.4014 | 154.6571 | -67.5894 | 75.5168 | 38.1 | 42.267 | 39.3 | 43.102 | -51.2 | -51.92 | -68.5 | -69.9743 | -70.5 | -72.1346 | -70.6 | -72.0337 | 517.729 | 521.5654
2020-08-24 22:30 | -8 | -15.2643 | 89.1495 | 89.2246 | 39.7084 | 42.657 | -8 | -15.2643 | -148.6836 | 150.7613 | -148.6836 | 150.7613 | -36.0278 | 69.746 | 43.8 | 48.5741 | 42.6 | 47.2326 | -56.3 | -57.1638 | -71.9 | -72.4365 | -73.9 | -74.3872 | -73.8 | -74.2765 | 502.8614 | 503.8517
2020-08-24 23:00 | -3 | -13.3417 | 88.0405 | 88.211 | 35.8384 | 38.7774 | -4 | -12.6491 | -138.5 | 140.1682 | -138.5 | 140.1682 | -20.3801 | 60.5825 | 49.2 | 53.1474 | 49.5 | 53.4253 | -62.9 | -63.7377 | -76.3 | -76.8769 | -78.7 | -79.2898 | -78.3 | -78.793 | 451.7111 | 454.8759
2020-08-24 23:30 | 2 | 12.1655 | 92.2562 | 92.4176 | 27.7023 | 30.7074 | 1 | 11.0454 | -137.3673 | 139.0155 | -137.3673 | 139.0155 | -23.7487 | 57.1332 | 52.8 | 56.6039 | 55.2 | 58.849 | -72.2 | -72.8892 | -83.3 | -83.7531 | -86 | -86.5485 | -85.6 | -86.0511 | 433.6272 | 436.9815
2020-08-25 | 1 | 11.0454 | 93.0268 | 93.3221 | 21.5584 | 24.8797 | 1 | 11.0454 | -120.4116 | 121.5767 | -120.4116 | 121.5767 | -16.0983 | 59.5983 | 61.5 | 65.3842 | 61.8 | 65.5656 | -78.9 | -80.1325 | -89 | -89.9016 | -91.5 | -92.3499 | -91.2 | -92.0939 | 402.7789 | 406.7841
2020-08-25 00:30 | 4 | 12.6491 | 86.803 | 87.273 | 22.8652 | 26.4686 | 4 | 11.7047 | -116.4138 | 117.4371 | -116.4138 | 117.4371 | 0.25931 | 61.5911 | 67.5 | 71.6397 | 68.1 | 72.1062 | -87.5 | -89.1553 | -96.7 | -97.8675 | -98.8 | -100.0554 | -98.9 | -100.17 | 385.303 | 389.956
2020-08-25 01:00 | 2 | 12.1655 | 81.7355 | 82.3912 | 23.9584 | 27.4499 | 3 | 13.3417 | -112.5108 | 113.3594 | -112.5108 | 113.3594 | 3.1277 | 66.6528 | 68.1 | 73.7079 | 66.6 | 72.5603 | -87 | -90.118 | -95.6 | -97.9224 | -97.9 | -100.2116 | -97.7 | -100.0377 | 366.8531 | 371.1565
2020-08-25 01:30 | 8 | 14.4222 | 84.1882 | 84.8144 | 17.3468 | 20.9694 | 8 | 14.4222 | -99.6427 | 100.2136 | -99.6427 | 100.2136 | 29.8332 | 82.159 | 74.1 | 81.2385 | 74.7 | 81.5437 | -95 | -100.2442 | -103.3 | -107.4023 | -106 | -110.1635 | -105.8 | -110.0258 | 364.8558 | 369.0239
2020-08-25 02:00 | 1 | 15.0333 | 75.4429 | 76.7017 | 24.1672 | 28.2046 | 1 | 15.1327 | -103.1499 | 104.1236 | -103.1499 | 104.1236 | 37.2337 | 76.6868 | 75.6 | 81.9 | 75.3 | 81.5079 | -95.6 | -100.0776 | -103 | -106.6338 | -105.9 | -109.5136 | -105.8 | -109.468 | 349.5207 | 355.08
2020-08-25 02:30 | 0 | 15 | 74.1443 | 75.4361 | 23.7412 | 27.6291 | 0 | 14 | -103.2825 | 104.1106 | -103.2825 | 104.1106 | 28.7989 | 73.2838 | 79.5 | 87.0253 | 79.5 | 87.0253 | -101.5 | -108.3451 | -107.2 | -112.8312 | -109.5 | -115.0187 | -109.2 | -114.7331 | 307.3949 | 312.0959
2020-08-25 03:00 | 0 | 15 | 77.5306 | 78.8965 | 19.3652 | 23.7547 | 0 | 15 | -93.6822 | 94.4354 | -93.6822 | 94.4354 | 38.0978 | 82.0523 | 85.5 | 93.7273 | 86.1 | 94.3976 | -111.3 | -118.9962 | -116.2 | -122.5066 | -119.1 | -125.3852 | -118.8 | -125.2895 | 290.0084 | 294.6543
2020-08-25 03:30 | 0 | 16 | 73.2889 | 74.7659 | 22.6861 | 26.4958 | 0 | 15 | -97.1311 | 97.9717 | -97.1311 | 97.9717 | 48.675 | 88.1672 | 93.9 | 101.9086 | 95.4 | 103.2924 | -119.5 | -127.3776 | -122.8 | -129.2426 | -125.3 | -131.7753 | -125.6 | -132.3099 | 278.0667 | 283.0771
2020-08-25 04:00 | 5 | 14.8661 | 76.4823 | 77.8426 | 19.2247 | 23.3848 | 5 | 14.8661 | -93.4255 | 94.2544 | -93.4255 | 94.2544 | 48.3406 | 89.3337 | 94.2 | 101.7261 | 95.7 | 103.3416 | -120 | -127.8124 | -124 | -130.4774 | -127 | -133.5157 | -126.9 | -133.5135 | 280.3587 | 285.4207
2020-08-25 04:30 | 0 | 14 | 70.5264 | 72.0076 | 26.0505 | 29.32 | 0 | 14 | -104.4943 | 105.2785 | -104.4943 | 105.2785 | 48.6054 | 89.4921 | 94.5 | 102.2314 | 96 | 103.7328 | -119.2 | -127.027 | -123.8 | -130.3186 | -126.7 | -133.2613 | -126.6 | -133.2596 | 286.973 | 291.8374
2020-08-25 05:00 | -1 | -15.1327 | 72.653 | 74.058 | 27.3399 | 30.5995 | -2 | -15.1327 | -108.6186 | 109.557 | -108.6186 | 109.557 | 49.3702 | 89.5861 | 94.8 | 102.1697 | 95.4 | 102.6158 | -121 | -128.0204 | -125.6 | -131.6948 | -128 | -133.9561 | -128.5 | -134.7012 | 309.6086 | 314.2658
2020-08-25 05:30 | 2 | 15.1327 | 80.8545 | 81.8379 | 24.7958 | 29.1216 | 2 | 15.0333 | -109.1362 | 110.4857 | -109.1362 | 110.4857 | 43.1183 | 75.2383 | 93.9 | 100.6722 | 93.6 | 100.3925 | -120.1 | -126.5544 | -125.8 | -132.0062 | -128.9 | -135.0385 | -128.7 | -134.9821 | 332.8591 | 338.2425
2020-08-25 06:00 | -17 | -22.0227 | 68.1041 | 68.436 | 47.21 | 49.6365 | -16 | -21.2603 | -148.8829 | 150.2962 | -148.8829 | 150.2962 | 46.9788 | 74.4948 | 93.9 | 98.5759 | 95.1 | 99.7197 | -119.6 | -123.5022 | -127.9 | -131.258 | -130.7 | -133.9878 | -131.1 | -134.4756 | 392.9765 | 396.4227
2020-08-25 06:30 | -20 | -24.4131 | 77.2849 | 77.2902 | 50.6092 | 52.6001 | -19 | -21.9545 | -158.0043 | 159.5864 | -158.0043 | 159.5864 | 35.0588 | 56.8194 | 92.1 | 95.6454 | 92.4 | 95.8541 | -117.1 | -119.7181 | -127.9 | -130.4173 | -131.2 | -133.8693 | -131 | -133.7334 | 445.2917 | 448.1256
2020-08-25 07:00 | 0 | 15 | 92.0104 | 92.0806 | 42.0261 | 44.6094 | 0 | 12 | -151.353 | 153.5577 | -151.353 | 153.5577 | -20.3298 | 45.2044 | 91.8 | 94.9617 | 92.7 | 95.6817 | -116.6 | -118.7876 | -127.2 | -129.2449 | -130.6 | -132.6446 | -130.5 | -132.5287 | 425.545 | 426.9813
2020-08-25 07:30 | -8 | -19.6977 | 94.3901 | 94.403 | 43.6397 | 49.6624 | -7 | -19.3132 | -163.8887 | 169.898 | -163.8887 | 169.898 | -71.9633 | 72.6835 | 85.8 | 88.1918 | 85.8 | 88.1229 | -111.9 | -113.1393 | -122.8 | -125.6691 | -126.1 | -129.0638 | -126.1 | -129.1402 | 436.0406 | 441.9422
2020-08-25 08:00 | -11 | -23.7065 | 93.4839 | 93.488 | 47.8824 | 54.7558 | -11 | -23.7065 | -173.0658 | 180.5553 | -173.0658 | 180.5553 | -114.462 | 114.4646 | 82.5 | 84.4408 | 81.6 | 83.4976 | -104.4 | -105.0989 | -119.2 | -121.7729 | -122 | -124.7606 | -122.2 | -124.8322 | 481.2657 | 486.8134
2020-08-25 08:30 | -11 | -11.1803 | 93.776 | 95.3002 | 47.2918 | 48.1748 | -10 | -10.198 | -173.6442 | 175.6768 | -173.6442 | 175.6768 | -144.2064 | 144.237 | 80.4 | 82.8022 | 81.9 | 84.1894 | -103.3 | -104.3978 | -119.5 | -121.9857 | -122.4 | -124.9471 | -122.5 | -125.0651 | 471.9036 | 475.4538
2020-08-25 09:00 | -14 | -14 | 82.814 | 84.7669 | 46.5284 | 46.8806 | -15 | -15 | -172.0249 | 173.1976 | -172.0249 | 173.1976 | -122.0798 | 123.5784 | 85.8 | 88.7011 | 85.5 | 88.6443 | -108 | -109.8913 | -125.5 | -129.0825 | -128.7 | -132.3109 | -128.5 | -132.2416 | 514.751 | 517.4334
2020-08-25 09:30 | -13 | -13.6015 | 74.6822 | 75.1296 | 42.2194 | 43.6469 | -13 | -13.9284 | -160.2712 | 162.4213 | -160.2712 | 162.4213 | -123.1577 | 124.5284 | 88.2 | 91.7294 | 88.8 | 92.3064 | -112.4 | -114.7492 | -128 | -132.0615 | -131 | -135.1908 | -131.1 | -135.2385 | 472.669 | 476.374
2020-08-25 10:00 | -14 | -30.4138 | 69.9764 | 71.5846 | 38.5435 | 48.7239 | -14 | -30.4138 | -148.3416 | 157.5942 | -148.3416 | 157.5942 | -100.4834 | 102.0062 | 90.9 | 93.9388 | 89.7 | 92.8552 | -113.3 | -115.3406 | -128.8 | -132.9108 | -132 | -136.2339 | -131.9 | -136.0141 | 478.2587 | 482.9903
2020-08-25 10:30 | -14 | -27.7849 | 63.3403 | 65.0612 | 38.939 | 47.2186 | -12 | -26.8328 | -142.5652 | 150.0384 | -142.5652 | 150.0384 | -89.5433 | 98.6124 | 82.2 | 85.8886 | 84.6 | 87.9384 | -105.9 | -108.1407 | -120.8 | -125.0179 | -123.8 | -128.1228 | -123.7 | -127.9236 | 476.3974 | 481.0376
2020-08-25 11:00 | -23 | -31.8277 | 51.7426 | 53.4445 | 45.4512 | 51.7579 | -19 | -29.8329 | -146.7286 | 152.698 | -146.7286 | 152.698 | -68.8235 | 86.2035 | 82.8 | 85.8818 | 83.7 | 86.6714 | -105.9 | -107.7535 | -120.9 | -124.5424 | -123.8 | -127.598 | -123.7 | -127.4527 | 482.6598 | 486.2551
2020-08-25 11:30 | -18 | -29.2062 | 55.2772 | 57.2146 | 42.5289 | 49.2854 | -18 | -30 | -140.1866 | 146.0464 | -140.1866 | 146.0464 | -49.4677 | 69.8285 | 83.1 | 86.58 | 82.2 | 85.632 | -105.5 | -107.6287 | -120.2 | -124.2843 | -123.1 | -127.2417 | -123 | -127.1703 | 473.2481 | 477.62
2020-08-25 12:00 | -28 | -35.609 | 45.8911 | 47.9001 | 49.374 | 54.4536 | -26 | -34.0588 | -158.5447 | 163.43 | -158.5447 | 163.43 | -40.5815 | 52.8527 | 83.1 | 87.1927 | 84.3 | 88.4273 | -105.6 | -108.2708 | -120.2 | -124.8889 | -123.4 | -128.159 | -123 | -127.7468 | 464.8625 | 469.0013
2020-08-25 12:30 | -33 | -39.1152 | 48.3086 | 49.7019 | 57.8512 | 62.1661 | -32 | -38.2753 | -168.3908 | 173.7742 | -168.3908 | 173.7742 | -38.3599 | 52.6049 | 83.1 | 87.5635 | 83.7 | 88.0396 | -106.8 | -109.3549 | -121.2 | -125.6914 | -124 | -128.5867 | -124.2 | -128.7433 | 475.5049 | 479.5989
2020-08-25 13:00 | -30 | -37.2022 | 57.1621 | 57.9494 | 54.7551 | 59.3141 | -29 | -36.4006 | -168.3903 | 173.0937 | -168.3903 | 173.0937 | -24.5062 | 42.3658 | 84.3 | 88.1597 | 84.6 | 88.7133 | -106.7 | -109.4099 | -121.3 | -125.975 | -124.2 | -128.9294 | -124 | -128.7368 | 481.3624 | 485.23
2020-08-25 13:30 | -28 | -35.609 | 62.6724 | 63.3322 | 56.044 | 61.3073 | -28 | -36.2353 | -170.8349 | 176.0038 | -170.8349 | 176.0038 | -24.8415 | 40.1308 | 84 | 87.8729 | 84.3 | 87.7324 | -106.3 | -108.8882 | -119.9 | -124.5731 | -122.8 | -127.5003 | -122.4 | -127.2384 | 473.2411 | 477.2888
2020-08-25 14:00 | -32 | -38.833 | 62.6766 | 63.3546 | 59.876 | 64.4768 | -31 | -38.0132 | -165.7513 | 170.652 | -165.7513 | 170.652 | -31.82 | 43.4671 | 84.6 | 88.1883 | 84.3 | 87.9005 | -106.4 | -108.5703 | -119.2 | -123.5512 | -122.3 | -126.674 | -122 | -126.4105 | 481.8612 | 485.6338
2020-08-25 14:30 | -40 | -46.1411 | 56.2017 | 57.2007 | 68.9904 | 73.4875 | -40 | -46.1411 | -173.4403 | 178.7021 | -173.4403 | 178.7021 | -34.1473 | 44.1714 | 82.5 | 85.8367 | 82.8 | 86.1251 | -105.4 | -107.2579 | -119 | -122.9464 | -122.2 | -126.1201 | -121.7 | -125.6606 | 496.6771 | 500.5491
2020-08-25 15:00 | -38 | -44.4185 | 60.493 | 61.2104 | 71.1107 | 76.0302 | -38 | -44.9444 | -177.8845 | 183.7554 | -177.8845 | 183.7554 | -42.5969 | 56.0204 | 82.5 | 86.1758 | 82.8 | 86.1251 | -106.8 | -108.8066 | -121.9 | -125.8047 | -124.9 | -128.8354 | -124.6 | -128.4956 | 501.414 | 505.1713
2020-08-25 15:30 | -26 | -34.7131 | 69.0443 | 69.9182 | 58.6897 | 63.7823 | -26 | -34.7131 | -162.9873 | 168.1457 | -162.9873 | 168.1457 | -57.0227 | 65.8627 | 84.3 | 87.986 | 84.3 | 87.6498 | -107.2 | -109.2991 | -121.9 | -125.9042 | -125.1 | -129.2025 | -124.9 | -128.9341 | 489.5218 | 493.2347
2020-08-25 16:00 | -30 | -37.8021 | 62.7641 | 63.9729 | 58.0821 | 62.7669 | -29 | -37.0135 | -172.7021 | 177.3197 | -172.7021 | 177.3197 | -60.5424 | 67.9737 | 84 | 87.4442 | 85.2 | 88.4349 | -107.2 | -109.4342 | -121.1 | -125.2822 | -124 | -128.1883 | -123.8 | -127.9442 | 492.2855 | 496.0216
2020-08-25 16:30 | -24 | -31.8904 | 69.0939 | 69.9628 | 56.507 | 61.1613 | -24 | -32.5576 | -176.6392 | 181.4622 | -176.6392 | 181.4622 | -64.381 | 65.3296 | 83.7 | 86.6714 | 84 | 86.9612 | -107.4 | -109.1204 | -121.4 | -125.5722 | -124.4 | -128.626 | -124.1 | -128.4581 | 519.1841 | 524.123
2020-08-25 17:00 | -12 | -25.0599 | 87.6607 | 88.173 | 45.8959 | 52.3103 | -12 | -25.0599 | -169.285 | 175.4464 | -169.285 | 175.4464 | -71.4114 | 71.5114 | 86.7 | 89.3502 | 88.2 | 90.8782 | -111.3 | -113.0827 | -125.7 | -130.8365 | -128.8 | -134.0091 | -128.8 | -134.0922 | 526.8516 | 534.0695
2020-08-25 17:30 | -8 | -25.2982 | 99.1417 | 99.4291 | 47.3547 | 55.0905 | -8 | -25.2982 | -178.6638 | 186.9645 | -178.6638 | 186.9645 | -89.4968 | 90.4063 | 88.8 | 91.4607 | 89.7 | 92.264 | -112.8 | -115.0026 | -128 | -132.7253 | -131.4 | -136.2598 | -131.7 | -136.4007 | 545.0501 | 551.6539
2020-08-25 18:00 | -3 | -20.2237 | 109.2504 | 109.2517 | 43.2756 | 50.6083 | -4 | -20.3961 | -178.7348 | 187.3068 | -178.7348 | 187.3068 | -107.7613 | 108.6574 | 88.5 | 90.9574 | 89.1 | 91.5413 | -112.1 | -113.8178 | -129.5 | -133.4678 | -132.7 | -136.7901 | -132.4 | -136.3535 | 556.9365 | 561.8237
2020-08-25 18:30 | -1 | -19.0263 | 115.5042 | 115.5304 | 41.8028 | 49.0928 | -1 | -19.0263 | -180.6295 | 189.3854 | -180.6295 | 189.3854 | -121.0085 | 121.013 | 89.4 | 92.7228 | 89.4 | 92.5654 | -113.2 | -115.3756 | -130.2 | -134.4656 | -133.5 | -137.789 | -133.1 | -137.3 | 550.7781 | 557.6444
2020-08-25 19:00 | 3 | 19.2354 | 121.6246 | 121.6586 | 35.7385 | 44.058 | 3 | 19.2354 | -166.5687 | 174.9435 | -166.5687 | 174.9435 | -102.0855 | 102.7141 | 87.3 | 91.7416 | 87.9 | 92.6864 | -112.5 | -115.7152 | -129 | -135.1783 | -132.2 | -138.4415 | -132 | -138.1912 | 549.7209 | 557.0093
2020-08-25 19:30 | 9 | 24.6982 | 118.3002 | 118.33 | 34.6379 | 45.8707 | 9 | 24.6982 | -158.2891 | 167.6324 | -158.2891 | 167.6324 | -90.3302 | 95.1873 | 89.4 | 93.9244 | 88.8 | 93.6351 | -113.5 | -117.3723 | -128.9 | -135.1729 | -132 | -138.37 | -131.9 | -138.1848 | 525.462 | 533.2989
2020-08-25 20:00 | 8 | 26.2488 | 120.3034 | 120.4069 | 30.3473 | 43.703 | 8 | 26.2488 | -147.6966 | 157.4478 | -147.6966 | 157.4478 | -82.0445 | 91.7867 | 90.3 | 96.0384 | 90.6 | 96.3206 | -112.9 | -117.9663 | -127.8 | -134.5558 | -130.5 | -137.1843 | -130.8 | -137.3722 | 501.3994 | 507.4797
2020-08-25 20:30 | 8 | 24.3516 | 123.7912 | 123.9111 | 22.7447 | 36.1471 | 8 | 24.3516 | -131.7744 | 139.6894 | -131.7744 | 139.6894 | -70.7848 | 87.5239 | 90.3 | 97.2116 | 90.3 | 96.8819 | -114 | -120.3897 | -127 | -134.0181 | -130 | -137.1484 | -130.2 | -137.3062 | 490.8021 | 496.0103
2020-08-25 21:00 | 3 | 23.1948 | 110.3198 | 110.5308 | 31.3299 | 41.0129 | 4 | 22.3607 | -140.8283 | 147.2815 | -140.8283 | 147.2815 | -41.8901 | 57.7395 | 90.9 | 95.629 | 92.1 | 96.7703 | -114.3 | -118.2994 | -127.2 | -133.3711 | -130.6 | -136.8247 | -130.4 | -136.6338 | 485.1862 | 490.8073
2020-08-25 21:30 | 1 | 22.0227 | 103.6437 | 103.9115 | 32.0905 | 40.9385 | 1 | 22.0227 | -140.0393 | 145.3005 | -140.0393 | 145.3005 | -14.4938 | 79.9949 | 90 | 95.5532 | 90.9 | 96.3019 | -114.7 | -119.492 | -127.7 | -131.4799 | -131.1 | -134.7846 | -131.5 | -135.2669 | 472.6209 | 473.3119
2020-08-25 22:00 | 10 | 25.0799 | 107.0084 | 107.7145 | 22.601 | 34.1562 | 10 | 25.0799 | -116.8357 | 122.2345 | -116.8357 | 122.2345 | 4.4122 | 84.8805 | 91.2 | 97.4016 | 89.7 | 96.1059 | -114.4 | -120.2654 | -125.7 | -130.2694 | -129.2 | -133.7527 | -128.9 | -133.489 | 453.9095 | 454.1105
2020-08-25 22:30 | 6 | 21.8403 | 98.7317 | 99.564 | 26.0044 | 34.792 | 6 | 21.8403 | -122.009 | 126.4525 | -122.009 | 126.4525 | 32.3028 | 91.5734 | 90.9 | 97.3337 | 91.5 | 97.788 | -115.4 | -121.7163 | -126 | -131.2081 | -129.3 | -134.4897 | -129 | -134.2289 | 445.3309 | 445.829
2020-08-25 23:00 | 8 | 14.4222 | 101.0923 | 101.224 | 17.3365 | 22.1494 | 9 | 15.8114 | -111.2266 | 112.5245 | -111.2266 | 112.5245 | 35.1027 | 90.7312 | 92.1 | 99.1059 | 92.1 | 99.329 | -115.5 | -122.7163 | -124.6 | -130.442 | -127.8 | -133.5891 | -127.4 | -133.3021 | 407.248 | 408.5101
2020-08-25 23:30 | 15 | 18.6011 | 100.4028 | 100.577 | 13.2093 | 18.4735 | 15 | 18.6011 | -113.3041 | 114.6024 | -113.3041 | 114.6024 | 36.8899 | 77.5699 | 93.3 | 98.6676 | 92.4 | 97.9159 | -117.3 | -122.4677 | -124.4 | -128.1802 | -127.7 | -131.4562 | -127.4 | -131.3576 | 404.8 | 406.6513
2020-08-26 | 16 | 18.868 | 95.323 | 95.5987 | 12.1524 | 16.2178 | 16 | 18.868 | -104.9131 | 105.5867 | -104.9131 | 105.5867 | 35.1218 | 83.2292 | 92.4 | 99.1653 | 93.9 | 100.4575 | -117.4 | -123.4276 | -123.4 | -127.9453 | -126.6 | -130.9573 | -126.3 | -130.7445 | 370.6886 | 372.3936
2020-08-26 00:30 | 15 | 18.0278 | 86.689 | 87.2263 | 15.9912 | 19.3024 | 15 | 18.0278 | -104.4627 | 104.9128 | -104.4627 | 104.9128 | 46.2108 | 85.4039 | 93 | 98.782 | 93.3 | 99.1476 | -117.8 | -123.3617 | -123.6 | -128.0333 | -126.4 | -130.8411 | -126.2 | -130.7782 | 359.2164 | 362.3732
2020-08-26 01:00 | 12 | 16.2788 | 86.2823 | 86.9107 | 14.1423 | 18.1344 | 11 | 15.5563 | -94.9271 | 95.3035 | -94.9271 | 95.3035 | 54.0876 | 91.8195 | 94.2 | 100.2162 | 94.2 | 100.2162 | -118.8 | -124.3396 | -123.9 | -128.4276 | -127.5 | -131.9887 | -127.3 | -131.9184 | 346.2974 | 350.2653
2020-08-26 01:30 | 20 | 22.3607 | 91.9539 | 92.6042 | 5.6605 | 11.9711 | 20 | 22.3607 | -81.7395 | 82.013 | -81.7395 | 82.013 | 60.6948 | 98.5958 | 93.9 | 100.2458 | 91.8 | 97.6531 | -116.8 | -122.7029 | -121.8 | -126.7014 | -124.9 | -129.7236 | -124.7 | -129.6821 | 334.1297 | 338.1729
2020-08-26 02:00 | 16 | 20.6155 | 86.6401 | 87.697 | 8.1068 | 15.0495 | 17 | 21.4009 | -80.8495 | 81.055 | -80.8495 | 81.055 | 74.2786 | 108.3958 | 92.7 | 99.9977 | 92.4 | 99.3847 | -119.3 | -126.0192 | -123.7 | -129.3758 | -126.5 | -131.931 | -126.8 | -132.516 | 333.3137 | 339.0765
2020-08-26 02:30 | 13 | 19.8494 | 82.3391 | 83.6621 | 11.0348 | 16.7614 | 13 | 19.105 | -81.0529 | 81.1469 | -81.0529 | 81.1469 | 82.0986 | 114.1449 | 93.3 | 99.79 | 93.9 | 100.5645 | -118.2 | -124.6571 | -123.2 | -128.7435 | -126.4 | -131.7604 | -126.1 | -131.7394 | 333.3433 | 340.0442
2020-08-26 03:00 | 12 | 16.9706 | 80.6554 | 81.8278 | 10.508 | 14.8703 | 12 | 16.9706 | -74.6196 | 74.722 | -74.6196 | 74.722 | 85.3233 | 116.4076 | 95.1 | 102.0079 | 94.5 | 101.5583 | -118.7 | -125.1948 | -123.3 | -128.8474 | -127 | -132.5632 | -126.7 | -132.4494 | 324.4297 | 331.1544
2020-08-26 03:30 | 10 | 15.6205 | 77.9104 | 79.152 | 13.6797 | 17.2835 | 10 | 15.6205 | -80.2978 | 80.3672 | -80.2978 | 80.3672 | 82.5084 | 113.8786 | 93.6 | 100.7214 | 93.6 | 100.5013 | -118.5 | -125.0052 | -122.5 | -128.1113 | -125.5 | -131.0115 | -125 | -130.6775 | 311.2481 | 318.622
2020-08-26 04:00 | 14 | 18.4391 | 80.8586 | 81.9972 | 10.4813 | 14.851 | 13 | 17.0294 | -73.9404 | 74.0408 | -73.9404 | 74.0408 | 83.3766 | 116.3456 | 94.8 | 101.6199 | 94.8 | 101.6199 | -119 | -125.9303 | -123.5 | -129.2729 | -126.8 | -132.6035 | -126.5 | -132.3029 | 314.9821 | 321.6234
2020-08-26 04:30 | 3 | 12.3693 | 72.5387 | 73.8079 | 19.0768 | 21.6929 | 4 | 12.6491 | -86.3504 | 86.4693 | -86.3504 | 86.4693 | 76.3208 | 107.2659 | 95.4 | 102.1798 | 95.7 | 102.46 | -120.2 | -126.7441 | -123.5 | -129.0098 | -126.5 | -131.9697 | -126.5 | -132.1131 | 306.4714 | 312.4958
2020-08-26 05:00 | 2 | 12.1655 | 70.8762 | 72.2891 | 23.6656 | 26.2748 | 1 | 13.0384 | -96.6677 | 96.9021 | -96.6677 | 96.9021 | 73.723 | 102.9778 | 94.8 | 101.2992 | 95.1 | 101.58 | -120 | -126.4595 | -124.2 | -129.4805 | -127.6 | -132.884 | -126.8 | -132.2006 | 314.8078 | 320.3953
2020-08-26 05:30 | 7 | 15.6525 | 81.5093 | 82.4505 | 19.4253 | 23.5887 | 7 | 15.6525 | -96.5921 | 97.1366 | -96.5921 | 97.1366 | 71.6027 | 100.3648 | 94.2 | 99.2325 | 94.8 | 100.1838 | -120.4 | -125.1631 | -125 | -129.0062 | -128.2 | -132.0607 | -128 | -132.014 | 347.923 | 352.5593
2020-08-26 06:00 | -4 | -11.7047 | 75.7645 | 76.0027 | 32.7224 | 34.7414 | -4 | -11.7047 | -123.5678 | 124.01 | -123.5678 | 124.01 | 62.6308 | 80.1357 | 93 | 100.053 | 93.9 | 100.4575 | -120 | -126.3027 | -126.2 | -131.615 | -129.1 | -134.6047 | -129.4 | -135.0631 | 383.3506 | 389.5737
2020-08-26 06:30 | 0 | 12 | 88.3817 | 88.4027 | 32.8389 | 35.8049 | 0 | 12 | -131.5458 | 132.6932 | -131.5458 | 132.6932 | 59.6138 | 83.2984 | 92.1 | 98.0376 | 93.3 | 99.1658 | -117.2 | -122.2574 | -127.4 | -132.2 | -130.9 | -135.6022 | -131.1 | -135.8738 | 447.9698 | 451.5298
2020-08-26 07:00 | -11 | -13.6015 | 77.893 | 77.9893 | 48.1254 | 51.1365 | -11 | -13.6015 | -162.0871 | 164.4631 | -162.0871 | 164.4631 | 21.1438 | 61.5773 | 90.3 | 93.8314 | 90.9 | 94.4905 | -115.3 | -117.7918 | -127 | -129.418 | -130.7 | -133.0321 | -130.4 | -132.8127 | 473.3486 | 475.4392
2020-08-26 07:30 | -13 | -23.0217 | 82.711 | 82.775 | 46.2248 | 50.9094 | -13 | -22.2036 | -164.8662 | 168.8267 | -164.8662 | 168.8267 | 17.0675 | 27.2312 | 88.8 | 91.7554 | 89.7 | 91.9905 | -113.5 | -115.3471 | -129.2 | -132.9845 | -132.2 | -136.0414 | -132.2 | -136.0414 | 526.0908 | 532.5855
2020-08-26 08:00 | -16 | -24.0832 | 80.5048 | 80.5698 | 50.1734 | 55.0049 | -16 | -24.8395 | -174.2071 | 178.9104 | -174.2071 | 178.9104 | -7.134 | 23.0822 | 89.7 | 92.5523 | 89.7 | 92.3347 | -113.7 | -115.3264 | -127.9 | -131.5096 | -131.3 | -134.887 | -131 | -134.6411 | 539.1627 | 543.2548
2020-08-26 08:30 | -30 | -33.1059 | 65.617 | 65.6737 | 63.6426 | 65.7091 | -31 | -34.0147 | -201.6007 | 205.018 | -201.6007 | 205.018 | -15.068 | 22.6474 | 89.1 | 91.5413 | 89.4 | 91.8333 | -112.4 | -113.7176 | -127.7 | -130.9737 | -131.2 | -134.4756 | -130.9 | -134.1829 | 536.5856 | 539.6202
2020-08-26 09:00 | -28 | -30.4631 | 58.0695 | 58.0871 | 63.4365 | 64.9951 | -28 | -30.4631 | -196.0714 | 198.5063 | -196.0714 | 198.5063 | -32.3565 | 35.1195 | 88.5 | 91.0978 | 88.8 | 91.3188 | -112 | -113.7021 | -127.6 | -131.1251 | -131 | -134.5264 | -130.4 | -133.9651 | 508.4124 | 511.8835
2020-08-26 09:30 | -42 | -43.6807 | 53.1113 | 53.264 | 73.5618 | 74.7817 | -41 | -42.72 | -210.8741 | 213.3934 | -210.8741 | 213.3934 | -13.4006 | 17.8192 | 90.3 | 92.9177 | 91.5 | 94.1546 | -114.6 | -116.4368 | -128.1 | -131.9219 | -131.4 | -135.0533 | -130.9 | -134.7809 | 503.5686 | 507.2529
2020-08-26 10:00 | -40 | -40.4475 | 46.6636 | 47.5814 | 74.3895 | 74.8503 | -39 | -39.6232 | -209.6327 | 211.1051 | -209.6327 | 211.1051 | -24.1194 | 110.6274 | 91.5 | 95.9254 | 90.9 | 95.2631 | -115.5 | -119.0365 | -126.6 | -130.364 | -130.2 | -133.9094 | -129.9 | -133.6412 | 456.7184 | 457.386
2020-08-26 10:30 | -36 | -36.6742 | 43.3072 | 43.6365 | 63.4054 | 64.0285 | -36 | -36.8782 | -183.2923 | 184.5965 | -183.2923 | 184.5965 | -19.8405 | 72.9183 | 90 | 95.8593 | 90 | 95.8593 | -114.7 | -119.5373 | -128.1 | -132.1831 | -131.6 | -135.626 | -131.2 | -135.2156 | 458.5411 | 458.5897
2020-08-26 11:00 | -35 | -38.9102 | 39.5335 | 40.3288 | 60.7996 | 63.5254 | -36 | -39.8121 | -163.3088 | 166.3426 | -163.3088 | 166.3426 | -20.362 | 73.9342 | 90 | 95.7865 | 91.2 | 97.0893 | -114 | -119.1933 | -127.3 | -131.5078 | -131.2 | -135.36 | -131.3 | -135.4324 | 455.252 | 455.2746
2020-08-26 11:30 | -39 | -39.8121 | 35.2126 | 35.2957 | 64.9368 | 65.3672 | -39 | -39.8121 | -163.1295 | 163.7338 | -163.1295 | 163.7338 | -10.2851 | 66.0282 | 90.3 | 96.2444 | 90.9 | 96.7048 | -115.2 | -120.2369 | -126.6 | -130.9573 | -130.1 | -134.4878 | -130 | -134.3474 | 431.1068 | 431.3901
2020-08-26 12:00 | -43 | -43.566 | 30.6172 | 30.7115 | 67.1511 | 67.3467 | -43 | -43.566 | -164.2962 | 164.7995 | -164.2962 | 164.7995 | -10.2193 | 67.6142 | 90 | 95.3533 | 91.2 | 96.2925 | -114.1 | -118.5024 | -126.3 | -130.6417 | -129.5 | -133.7879 | -129.3 | -133.6195 | 447.3628 | 447.6476
2020-08-26 12:30 | -39 | -39.4588 | 26.583 | 26.6185 | 60.7834 | 60.9671 | -39 | -39.4588 | -161.5869 | 162.1537 | -161.5869 | 162.1537 | -13.4969 | 66.2045 | 91.8 | 97.4501 | 91.8 | 97.4501 | -114.5 | -119.3282 | -124.8 | -129.5075 | -128.3 | -132.9883 | -128.1 | -132.7691 | 426.6581 | 426.8668
2020-08-26 13:00 | -46 | -46.3897 | 19.1424 | 19.319 | 63.9971 | 64.1361 | -45 | -45.3982 | -162.9202 | 163.3941 | -162.9202 | 163.3941 | 8.6089 | 54.5113 | 90.9 | 96.4014 | 91.2 | 96.8851 | -115.6 | -120.4681 | -127.3 | -132.0504 | -131.7 | -136.4267 | -131.1 | -135.8214 | 408.7934 | 409.1253
2020-08-26 13:30 | -42 | -42.4264 | 20.9904 | 21.1225 | 62.9128 | 63.0808 | -42 | -42.5793 | -163.1067 | 163.4459 | -163.1067 | 163.4459 | 17.2515 | 54.4355 | 91.2 | 96.4867 | 90.9 | 96.4014 | -114.9 | -119.49 | -126.2 | -130.9903 | -129.6 | -134.4006 | -129.1 | -133.9185 | 394.3622 | 394.8152
2020-08-26 14:00 | -38 | -38.6394 | 23.6669 | 23.8382 | 59.8223 | 60.0272 | -37 | -37.6563 | -154.6341 | 154.8653 | -154.6341 | 154.8653 | 18.6135 | 73.2413 | 90.9 | 96.4014 | 91.2 | 96.6843 | -117 | -121.868 | -126.6 | -131.2166 | -130.1 | -134.6223 | -130 | -134.5 | 387.1608 | 387.3644
2020-08-26 14:30 | -33 | -36.2491 | 31.4745 | 33.0905 | 55.0883 | 57.0954 | -34 | -37.1618 | -150.4808 | 152.0433 | -150.4808 | 152.0433 | 24.8229 | 85.2706 | 91.5 | 97.067 | 91.8 | 97.3499 | -115.8 | -121.0609 | -125.7 | -129.985 | -129 | -133.3231 | -128.8 | -133.1789 | 390.5229 | 390.5361
2020-08-26 15:00 | -34 | -36.4006 | 33.2988 | 33.4276 | 53.7976 | 54.0235 | -33 | -33.541 | -148.2563 | 148.4089 | -148.2563 | 148.4089 | 13.9434 | 92.6349 | 92.4 | 98.2174 | 92.1 | 98.0376 | -114.4 | -119.3741 | -125.2 | -129.2496 | -128.7 | -132.6913 | -128.2 | -132.2309 | 387.8418 | 388.3485
2020-08-26 15:30 | -32 | -32.5576 | 36.1524 | 36.5752 | 53.6462 | 53.6887 | -31 | -31.5753 | -146.825 | 146.872 | -146.825 | 146.872 | 3.853 | 88.4636 | 91.5 | 96.5767 | 91.8 | 97.0541 | -117.7 | -122.32 | -126.4 | -130.0984 | -129.8 | -133.4505 | -129.9 | -133.6412 | 367.1759 | 368.593
2020-08-26 16:00 | -38 | -38.3275 | 34.5646 | 34.6354 | 61.775 | 61.8144 | -38 | -38.3275 | -167.3289 | 167.4132 | -167.3289 | 167.4132 | -1.7278 | 86.9288 | 92.1 | 97.3379 | 92.4 | 97.4298 | -118 | -122.3507 | -126.7 | -130.3932 | -130.1 | -133.6502 | -129.7 | -133.4785 | 375.0828 | 376.7541
2020-08-26 16:30 | -33 | -33.3766 | 53.5597 | 53.5599 | 59.412 | 59.7318 | -33 | -33.541 | -168.5997 | 168.8033 | -168.5997 | 168.8033 | -27.8315 | 90.8963 | 92.7 | 97.3416 | 93.3 | 98.0968 | -116 | -120.3329 | -125.3 | -128.7949 | -128.9 | -132.2774 | -128.7 | -132.0825 | 381.6575 | 383.0334
2020-08-26 17:00 | -18 | -20.5913 | 78.9574 | 78.9609 | 45.2215 | 46.4703 | -18 | -20.5913 | -152.9524 | 153.7811 | -152.9524 | 153.7811 | -41.0817 | 94.2971 | 84.9 | 88.7336 | 84.6 | 88.7133 | -107.5 | -110.4142 | -117.2 | -120.3603 | -120.3 | -123.4032 | -120.4 | -123.5229 | 439.4227 | 442.6536
2020-08-26 17:30 | -7 | -9.2195 | 85.8688 | 85.923 | 46.978 | 48.1396 | -7 | -9.2195 | -168.1954 | 169.3421 | -168.1954 | 169.3421 | -76.8295 | 100.753 | 83.4 | 87.3886 | 83.1 | 86.9244 | -107.6 | -110.4661 | -120.2 | -122.4565 | -123.4 | -125.599 | -123.7 | -125.8938 | 475.0963 | 477.7889
2020-08-26 18:00 | -3 | -15.2971 | 100.6621 | 100.6709 | 40.0107 | 44.8989 | -3 | -16.2788 | -170.0377 | 174.6783 | -170.0377 | 174.6783 | -89.4408 | 108.9701 | 87.6 | 90.9079 | 87 | 90.3299 | -112.1 | -114.218 | -126.1 | -128.4011 | -129.7 | -132.0735 | -129.6 | -131.8769 | 514.1436 | 517.3369
2020-08-26 18:30 | -10 | -10.4403 | 97.7655 | 99.935 | 49.0324 | 49.136 | -10 | -10.4403 | -192.7866 | 193.678 | -192.7866 | 193.678 | -93.7563 | 118.6418 | 89.7 | 92.8552 | 90.6 | 93.8803 | -114 | -116.2186 | -129.8 | -132.1479 | -133.2 | -135.5443 | -133.1 | -135.446 | 543.8975 | 545.4588
2020-08-26 19:00 | -6 | -6.7082 | 103.6432 | 105.9861 | 44.3715 | 44.4375 | -6 | -6.3246 | -182.2012 | 182.9939 | -182.2012 | 182.9939 | -79.1688 | 105.3507 | 89.4 | 92.6437 | 89.4 | 92.6437 | -113.3 | -115.6509 | -129 | -131.5351 | -132.7 | -135.1657 | -132.7 | -135.1468 | 538.1378 | 540.2611
2020-08-26 19:30 | -18 | -18.2483 | 90.0329 | 92.6394 | 55.3584 | 55.447 | -18 | -18.2483 | -191.9727 | 192.2635 | -191.9727 | 192.2635 | -65.4972 | 96.1768 | 88.5 | 92.1005 | 89.1 | 92.8441 | -113.9 | -116.6114 | -128.6 | -131.4658 | -132.2 | -135.0096 | -132.2 | -134.9894 | 532.4352 | 535.1034
2020-08-26 20:00 | -19 | -19 | 87.6524 | 89.0096 | 55.2119 | 55.4558 | -20 | -20 | -187.8588 | 188.5232 | -187.8588 | 188.5232 | -58.3026 | 90.6778 | 89.4 | 93.4754 | 89.4 | 93.3882 | -112.7 | -115.5268 | -127.7 | -130.6486 | -131.2 | -134.0922 | -131 | -133.8759 | 517.4311 | 520.6549
2020-08-26 20:30 | -30 | -32.311 | 74.9942 | 75.0104 | 65.2387 | 66.8645 | -29 | -31.7805 | -197.2458 | 199.2268 | -197.2458 | 199.2268 | -44.6514 | 77.7156 | 90.3 | 93.9963 | 90 | 93.7921 | -113.7 | -116.7473 | -127.1 | -130.2025 | -130.6 | -133.7575 | -130.6 | -133.7425 | 507.1573 | 511.7871
2020-08-26 21:00 | -39 | -39.8121 | 62.6737 | 62.939 | 74.0052 | 74.4011 | -38 | -38.833 | -207.8393 | 209.0077 | -207.8393 | 209.0077 | -20.5834 | 70.9774 | 90 | 95.1568 | 90 | 95.0598 | -114.8 | -119.0697 | -126.8 | -131.3573 | -130.4 | -134.9379 | -130.3 | -134.8929 | 488.7495 | 492.5288
2020-08-26 21:30 | -56 | -56.4358 | 43.7105 | 43.9957 | 88.4146 | 88.5539 | -56 | -56.4358 | -226.7877 | 227.593 | -226.7877 | 227.593 | 0.88911 | 65.2711 | 90.6 | 95.2508 | 90.3 | 94.9655 | -114.6 | -118.487 | -126.2 | -130.0961 | -129.4 | -133.1789 | -129.2 | -133.0798 | 485.4543 | 488.0081
2020-08-26 22:00 | -56 | -56.2228 | 37.9951 | 38.4901 | 87.9254 | 87.9443 | -57 | -57.2189 | -215.173 | 215.4633 | -215.173 | 215.4633 | 14.7114 | 58.5368 | 92.4 | 96.7843 | 93 | 97.4464 | -117 | -120.7354 | -126.9 | -131.0955 | -129.7 | -133.7587 | -129.7 | -133.857 | 452.8276 | 455.6425
2020-08-26 22:30 | -65 | -65.0308 | 32.328 | 33.1375 | 89.4074 | 89.4192 | -65 | -65.0308 | -208.6153 | 208.7286 | -208.6153 | 208.7286 | 47.8502 | 90.1495 | 91.5 | 97.269 | 92.4 | 98.0156 | -115 | -120.0635 | -125.7 | -130.6986 | -129.2 | -134.2026 | -128.8 | -133.9266 | 463.4174 | 465.5226
2020-08-26 23:00 | -62 | -62 | 25.3315 | 26.5241 | 91.7234 | 91.8446 | -61 | -61 | -212.651 | 212.6511 | -212.651 | 212.6511 | 50.4798 | 99.6668 | 91.8 | 98.2815 | 92.7 | 99.1226 | -116 | -121.9416 | -124.9 | -129.957 | -128.5 | -133.5833 | -128 | -133.2126 | 424.3792 | 425.7742
2020-08-26 23:30 | -67 | -67.0298 | 21.5145 | 23.342 | 92.9668 | 93.2119 | -68 | -68.0294 | -223.9578 | 223.9641 | -223.9578 | 223.9641 | 38.3485 | 93.5962 | 91.5 | 97.6826 | 92.4 | 98.6307 | -116.5 | -122.4789 | -124.4 | -129.5321 | -127.5 | -132.5667 | -127.5 | -132.7323 | 419.6093 | 420.9941
2020-08-27 | -71 | -71.2531 | 11.9262 | 17.0365 | 96.1349 | 96.6852 | -71 | -71.1758 | -218.8875 | 219.1299 | -218.8875 | 219.1299 | 31.8397 | 93.3669 | 92.4 | 99.1653 | 93 | 99.7246 | -115.8 | -122.3838 | -122 | -127.5746 | -124.9 | -130.3793 | -125 | -130.6775 | 376.5023 | 379.0769
2020-08-27 00:30 | -70 | -70.1783 | 10.3603 | 13.0777 | 92.2609 | 92.7244 | -69 | -69.1809 | -203.2197 | 203.4617 | -203.2197 | 203.4617 | 39.2393 | 92.7101 | 92.7 | 99.217 | 92.7 | 99.5539 | -116.7 | -123.0443 | -122.9 | -128.3776 | -125.4 | -130.6205 | -125.3 | -130.7241 | 358.4517 | 363.2
2020-08-27 01:00 | -73 | -73.171 | 3.9422 | 9.9245 | 94.5838 | 95.2634 | -73 | -73.2462 | -198.7935 | 199.2641 | -198.7935 | 199.2641 | 47.4325 | 96.0829 | 91.5 | 97.8943 | 93 | 99.193 | -116.3 | -122.1046 | -121.5 | -126.6645 | -124.8 | -129.9441 | -124.6 | -129.8642 | 354.6505 | 361.8008
2020-08-27 01:30 | -72 | -72.3395 | 1.5252 | 8.1434 | 93.0856 | 93.8259 | -71 | -71.2531 | -195.086 | 195.62 | -195.086 | 195.62 | 54.7416 | 100.0646 | 93 | 99.4033 | 93.6 | 99.9648 | -118.6 | -124.6309 | -122.7 | -127.9003 | -125.9 | -131.2808 | -125.6 | -131.0501 | 334.3188 | 342.7582
2020-08-27 02:00 | -73 | -73.2462 | -4.0233 | 7.5009 | 95.1144 | 95.9098 | -73 | -73.3348 | -193.9622 | 194.6851 | -193.9622 | 194.6851 | 56.8253 | 100.3298 | 92.7 | 99.2293 | 93.9 | 100.1412 | -118.1 | -123.9107 | -122.4 | -127.4321 | -125.5 | -130.6721 | -125.1 | -130.3722 | 314.8451 | 326.9621
2020-08-27 02:30 | -67 | -67.2681 | 1.9108 | 6.8149 | 87.941 | 89.001 | -67 | -67.2681 | -183.4669 | 184.4534 | -183.4669 | 184.4534 | 59.2851 | 103.3483 | 93.3 | 99.684 | 93.6 | 99.8599 | -116.9 | -123.424 | -120.3 | -126.0989 | -123.3 | -129.0819 | -123.1 | -129.1653 | 307.9871 | 320.0627
2020-08-27 03:00 | -75 | -75.326 | -4.4649 | 9.6492 | 94.8611 | 95.8025 | -73 | -73.3348 | -186.4693 | 187.3188 | -186.4693 | 187.3188 | 69.4953 | 107.3242 | 93.3 | 99.5788 | 93.3 | 99.684 | -117.6 | -123.4992 | -120.7 | -125.9158 | -124.3 | -129.6331 | -124.3 | -129.8624 | 309.1196 | 322.292
2020-08-27 03:30 | -76 | -76.3217 | -8.1643 | 10.8658 | 96.2426 | 97.1897 | -77 | -77.3175 | -188.3512 | 189.1723 | -188.3512 | 189.1723 | 75.0902 | 110.1923 | 93 | 99.193 | 93.9 | 100.1412 | -119.1 | -124.5602 | -122.2 | -127.1687 | -125.3 | -130.2592 | -124.9 | -130.124 | 315.0001 | 328.5418
2020-08-27 04:00 | -69 | -69.2604 | -1.3889 | 6.2731 | 88.7498 | 89.7142 | -75 | -75.2396 | -176.2993 | 177.1354 | -176.2993 | 177.1354 | 77.7499 | 110.5098 | 93.6 | 99.5498 | 94.5 | 100.2956 | -119.4 | -124.796 | -122.7 | -127.5668 | -125.7 | -130.5896 | -125.6 | -130.6299 | 320.3585 | 333.5241
2020-08-27 04:30 | -70 | -70.3491 | -0.71897 | 7.3871 | 89.6838 | 90.7107 | -70 | -70.3491 | -176.3568 | 177.2959 | -176.3568 | 177.2959 | 75.4645 | 109.5174 | 91.5 | 97.269 | 93.6 | 99.0491 | -115.8 | -121.2076 | -120.6 | -125.728 | -123.8 | -128.6932 | -123.4 | -128.544 | 322.6895 | 335.4989
2020-08-27 05:00 | -78 | -78.4092 | -7.0976 | 10.9869 | 98.382 | 99.3932 | -78 | -78.4092 | -191.2169 | 192.0879 | -191.2169 | 192.0879 | 68.9959 | 103.3571 | 88.5 | 94.348 | 88.8 | 94.3222 | -113.7 | -118.5042 | -119.2 | -123.5775 | -121.8 | -126.1391 | -121.5 | -125.9807 | 341.4479 | 351.8204
2020-08-27 05:30 | -80 | -80.895 | -4.0417 | 14.7232 | 101.0621 | 102.4152 | -80 | -80.895 | -198.2964 | 199.4349 | -198.2964 | 199.4349 | 59.7081 | 113.1285 | 86.4 | 94.1871 | 87.6 | 95.1714 | -110.9 | -118.5042 | -117 | -123.6487 | -119.9 | -126.4915 | -119.5 | -126.2408 | 346.8099 | 355.6824
2020-08-27 06:00 | -87 | -87.8237 | -2.9953 | 21.5975 | 111.974 | 112.9866 | -89 | -90.0944 | -222.3781 | 223.1036 | -222.3781 | 223.1036 | 29.4098 | 80.0692 | 77.4 | 82.4804 | 78.6 | 84.3464 | -97.9 | -101.4232 | -106.3 | -109.6754 | -109 | -112.3668 | -109.5 | -112.8761 | 396.0793 | 406.4599
2020-08-27 06:30 | -70 | -70.3491 | 25.3287 | 27.2461 | 91.3601 | 91.418 | -70 | -70.2567 | -197.9298 | 198.0004 | -197.9298 | 198.0004 | 33.6544 | 70.9408 | 82.8 | 87.9655 | 84.3 | 89.1813 | -106 | -109.5849 | -114.6 | -118.2369 | -117.7 | -121.341 | -117.6 | -121.2193 | 436.204 | 443.8971
2020-08-27 07:00 | -45 | -45.5412 | 44.3191 | 44.7797 | 76.405 | 76.4656 | -45 | -45.5412 | -179.7427 | 180.4464 | -179.7427 | 180.4464 | 12.7607 | 67.3368 | 83.7 | 87.4982 | 83.1 | 86.9244 | -105 | -107.4682 | -116.6 | -119.0646 | -119.7 | -122.1218 | -119.6 | -122.1037 | 471.7417 | 476.5058
2020-08-27 07:30 | -63 | -63 | 33.141 | 36.7469 | 91.9029 | 91.9997 | -60 | -60 | -208.4114 | 208.4879 | -208.4114 | 208.4879 | -10.2932 | 59.7185 | 81 | 84.4808 | 81.3 | 84.4365 | -103.3 | -105.2374 | -116.9 | -118.7536 | -119.9 | -121.6738 | -120 | -121.7893 | 502.935 | 505.2942
2020-08-27 08:00 | -63 | -63.6396 | 31.1354 | 31.6289 | 91.0532 | 91.2637 | -63 | -63.6396 | -212.4889 | 214.0371 | -212.4889 | 214.0371 | -42.38 | 84.32 | 79.2 | 82.5845 | 79.8 | 83.1601 | -101.5 | -103.3751 | -117.3 | -119.0097 | -120.7 | -122.3622 | -120.5 | -122.1321 | 516.5019 | 517.872
2020-08-27 08:30 | -60 | -60.6712 | 23.2642 | 23.4528 | 85.6559 | 85.8236 | -59 | -59.5399 | -206.631 | 208.4255 | -206.631 | 208.4255 | -53.3498 | 87.2492 | 86.7 | 89.8023 | 85.5 | 88.6443 | -109.1 | -111.3548 | -125.1 | -127.4796 | -128.6 | -130.8387 | -128.6 | -130.802 | 540.5169 | 541.0092
2020-08-27 09:00 | -63 | -63.5059 | 19.0122 | 19.4317 | 87.3752 | 87.49 | -64 | -64.4981 | -202.983 | 204.3447 | -202.983 | 204.3447 | -53.3411 | 85.2793 | 91.8 | 93.7254 | 89.7 | 91.6695 | -114.2 | -115.3597 | -130.4 | -131.6778 | -134.2 | -135.4555 | -134 | -135.1178 | 540.6046 | 541.2303
2020-08-27 09:30 | -66 | -66.2722 | 14.742 | 15.5569 | 89.1078 | 89.1664 | -66 | -66.3702 | -192.4489 | 193.3155 | -192.4489 | 193.3155 | -52.6426 | 92.7967 | 92.4 | 95.391 | 92.4 | 95.3169 | -117.2 | -119.3027 | -132.2 | -134.4148 | -136 | -138.1715 | -135.8 | -137.957 | 499.1289 | 499.7747
2020-08-27 10:00 | -70 | -70.5762 | 2.8644 | 3.2584 | 93.0313 | 93.1787 | -70 | -70.5762 | -192.9267 | 193.9633 | -192.9267 | 193.9633 | -17.7044 | 68.829 | 93.9 | 98.1298 | 95.1 | 99.193 | -120.3 | -123.6761 | -135 | -138.3149 | -139.2 | -142.4596 | -139.5 | -142.8167 | 480.6491 | 481.311
2020-08-27 10:30 | -70 | -70.4557 | 2.3319 | 3.9056 | 82.4684 | 82.5755 | -68 | -68.469 | -173.5058 | 174.4786 | -173.5058 | 174.4786 | 6.1744 | 68.8229 | 100.5 | 104.712 | 102 | 106.0698 | -127.4 | -131.4062 | -142.1 | -146.8886 | -146 | -150.739 | -145.8 | -150.5952 | 455.9493 | 456.6903
2020-08-27 11:00 | -70 | -70.4557 | -7.2927 | 7.7906 | 85.592 | 85.6436 | -69 | -69.4622 | -178.5831 | 179.3373 | -178.5831 | 179.3373 | 15.4896 | 73.0584 | 103.2 | 108.0771 | 103.5 | 108.2751 | -128.4 | -133.3937 | -141.3 | -146.9896 | -145.1 | -150.8086 | -145.1 | -150.8906 | 421.2412 | 422.2573
2020-08-27 11:30 | -65 | -65.4905 | -6.4545 | 7.9283 | 79.5283 | 79.5773 | -64 | -64.4981 | -167.0767 | 167.8016 | -167.0767 | 167.8016 | 44.2731 | 90.1886 | 110.4 | 116.0287 | 110.1 | 115.7432 | -138.9 | -145.5822 | -151.3 | -158.185 | -155.7 | -162.4668 | -154.9 | -161.8155 | 409.5422 | 409.9083
2020-08-27 12:00 | -72 | -72.2496 | -15.4721 | 15.8496 | 87.6287 | 87.6444 | -72 | -72.2496 | -181.1122 | 181.7239 | -181.1122 | 181.7239 | 65.6738 | 98.8288 | 121.2 | 126.6057 | 120 | 125.3702 | -150.1 | -157.1082 | -158.5 | -165.7251 | -163 | -170.2058 | -162.7 | -170.0925 | 387.4142 | 388.0378
2020-08-27 12:30 | -71 | -71 | -11.9639 | 13.5893 | 86.0972 | 86.322 | -71 | -71 | -171.4792 | 171.4793 | -171.4792 | 171.4793 | 76.1896 | 104.8451 | 126.6 | 131.2166 | 126.9 | 131.35 | -157.8 | -163.7927 | -165.2 | -171.458 | -169.7 | -175.9555 | -169.4 | -175.8528 | 352.5689 | 354.0553
2020-08-27 13:00 | -72 | -72.0069 | -4.7244 | 8.137 | 82.4059 | 82.646 | -71 | -71 | -161.4985 | 161.5006 | -161.4985 | 161.5006 | 92.216 | 116.4624 | 132 | 136.1356 | 129 | 133.4565 | -165.2 | -171.9486 | -171 | -177.9926 | -175.9 | -182.9781 | -175.2 | -182.5 | 336.5213 | 338.4439
2020-08-27 13:30 | -72 | -72 | -3.2244 | 8.1512 | 82.7563 | 82.9791 | -72 | -72 | -158.4013 | 158.4136 | -158.4013 | 158.4136 | 105.312 | 124.7738 | 140.1 | 143.8656 | 138.6 | 142.4052 | -172.8 | -179.3428 | -177.4 | -184.0695 | -182.5 | -189.2518 | -181.8 | -188.7104 | 332.3566 | 334.1953
2020-08-27 14:00 | -60 | -60.0083 | -5.8421 | 9.0686 | 75.7536 | 76.2225 | -60 | -60 | -156.6208 | 156.6511 | -156.6208 | 156.6511 | 94.3939 | 119.2335 | 141.3 | 145.38 | 140.7 | 144.7969 | -176.4 | -183.3493 | -179.7 | -186.8242 | -184.5 | -191.7422 | -184.1 | -191.5219 | 322.381 | 324.2621
2020-08-27 14:30 | -73 | -73.0069 | -3.1407 | 8.2163 | 90.9621 | 91.1308 | -72 | -72 | -170.8062 | 170.8098 | -170.8062 | 170.8098 | 106.3522 | 122.4492 | 140.1 | 144.577 | 141 | 145.3759 | -177.2 | -185.4211 | -180.5 | -188.1485 | -185 | -192.692 | -184.5 | -192.3528 | 314.432 | 316.1895
2020-08-27 15:00 | -64 | -64.0078 | -3.9071 | 7.5495 | 84.0256 | 84.3006 | -63 | -63.0079 | -164.0009 | 164.0241 | -164.0009 | 164.0241 | 112.532 | 128.5347 | 141 | 145.6728 | 141.3 | 145.9632 | -176.8 | -185.4619 | -181.2 | -189.1611 | -185.9 | -193.9897 | -185.8 | -194.0269 | 315.109 | 316.5749
2020-08-27 15:30 | -65 | -65.0077 | 0.19428 | 5.5138 | 80.8858 | 81.1996 | -65 | -65 | -167.0294 | 167.0494 | -167.0294 | 167.0494 | 88.5869 | 118.0533 | 139.5 | 144.6887 | 142.5 | 147.6616 | -175.4 | -185.1105 | -180.5 | -188.0741 | -185.2 | -193.3763 | -184.7 | -192.8818 | 325.8805 | 326.5063
2020-08-27 16:00 | -52 | -52.0096 | 13.2283 | 14.1867 | 72.5879 | 73.0616 | -52 | -52.0096 | -175.6896 | 175.6898 | -175.6896 | 175.6898 | 77.4287 | 112.5111 | 144.9 | 149.979 | 144 | 149.5869 | -180.1 | -189.2703 | -183.3 | -190.7403 | -188.1 | -195.5058 | -187.6 | -195.1896 | 335.1688 | 336.2399
2020-08-27 16:30 | -67 | -67.1863 | 11.1544 | 12.1623 | 99.2459 | 99.2459 | -68 | -68.1836 | -212.3912 | 212.6989 | -212.3912 | 212.6989 | 54.7141 | 111.4878 | 141.9 | 146.9259 | 142.2 | 147.1383 | -177.6 | -186.4706 | -180.2 | -187.0415 | -184.8 | -191.2699 | -184.2 | -191.304 | 355.9483 | 356.147
2020-08-27 17:00 | -99 | -99.1816 | 0.89104 | 18.4719 | 126.2739 | 126.3958 | -98 | -98.1835 | -265.1733 | 265.1733 | -265.1733 | 265.1733 | 18.464 | 106.1191 | 141 | 145.018 | 140.4 | 144.721 | -175.7 | -184.7173 | -181.2 | -187.4867 | -186 | -192.1879 | -186 | -191.8751 | 388.81 | 388.8495
2020-08-27 17:30 | -95 | -95.7549 | 3.896 | 24.0969 | 124.2932 | 124.8409 | -95 | -95.8853 | -269.6456 | 269.6489 | -269.6456 | 269.6489 | -2.2507 | 126.5586 | 141.3 | 145.5223 | 140.1 | 144.3574 | -175.4 | -183.0809 | -180.5 | -187.2181 | -185.4 | -191.0838 | -184.6 | -191.5981 | 399.2451 | 400.0677
2020-08-27 18:00 | -99 | -99.6092 | 12.6533 | 31.3431 | 130.3865 | 130.6422 | -98 | -98.6154 | -287.1862 | 287.3767 | -287.1862 | 287.3767 | 34.5642 | 101.8523 | 139.8 | 142.858 | 140.7 | 143.7388 | -175.2 | -180.4954 | -179.8 | -185.8843 | -184.2 | -190.5124 | -183.9 | -190.4418 | 418.1284 | 419.9006
2020-08-27 18:30 | -103 | -103.3102 | 13.5856 | 31.9101 | 136.0703 | 136.1396 | -102 | -102.3963 | -296.9395 | 297.4065 | -296.9395 | 297.4065 | 46.2194 | 111.557 | 142.8 | 145.2747 | 142.2 | 144.8537 | -175.8 | -180.9824 | -179.7 | -185.3463 | -184.3 | -189.9297 | -184.3 | -190.0268 | 424.0123 | 425.7937
2020-08-27 19:00 | -97 | -97.4166 | 19.7423 | 35.8642 | 130.6101 | 130.7391 | -97 | -97.4166 | -285.1827 | 285.4363 | -285.1827 | 285.4363 | 26.8606 | 110.0527 | 139.5 | 142.3218 | 139.8 | 142.9099 | -174.7 | -180.2311 | -179.9 | -185.9635 | -184.7 | -190.785 | -184.3 | -190.5197 | 419.4493 | 421.1092
2020-08-27 19:30 | -100 | -100.3195 | 13.9289 | 30.2708 | 132.3089 | 132.3715 | -100 | -100.2447 | -283.8933 | 284.1794 | -283.8933 | 284.1794 | 36.8109 | 112.7809 | 140.4 | 143.7601 | 139.2 | 142.7861 | -176.2 | -182.1562 | -180.7 | -186.9409 | -188.1 | -194.428 | -184.7 | -190.9616 | 408.8472 | 410.5015
2020-08-27 20:00 | -89 | -89.0898 | 23.2592 | 31.9491 | 121.8691 | 121.88 | -89 | -89.0898 | -265.0397 | 265.4155 | -265.0397 | 265.4155 | 33.6322 | 112.5932 | 139.2 | 142.7196 | 141 | 144.2822 | -174.1 | -180.4898 | -178.7 | -185.542 | -183.6 | -189.8401 | -182.8 | -189.6026 | 396.2535 | 398.2955
2020-08-27 20:30 | -92 | -92.0489 | 17.9598 | 27.184 | 123.2997 | 123.3006 | -92 | -92.0217 | -264.1879 | 264.6198 | -264.1879 | 264.6198 | 37.0766 | 118.3414 | 141.3 | 145.4508 | 140.4 | 144.8677 | -174.9 | -182.6293 | -179.1 | -187.284 | -184.1 | -191.9586 | -183.7 | -191.144 | 377.0476 | 378.9597
2020-08-27 21:00 | -84 | -84.006 | 23.5458 | 28.4581 | 115.2113 | 115.2114 | -85 | -85.0059 | -246.3068 | 246.6374 | -246.3068 | 246.6374 | 47.8343 | 80.2278 | 140.4 | 144.09 | 139.8 | 143.438 | -176 | -182.0336 | -179.8 | -186.0454 | -184.4 | -190.4526 | -184.1 | -189.9691 | 368.3158 | 369.7905
2020-08-27 21:30 | -72 | -72.0069 | 30.182 | 32.814 | 103.1643 | 103.1836 | -72 | -72 | -226.5786 | 226.7339 | -226.5786 | 226.7339 | 56.7541 | 87.0033 | 138.9 | 141.9155 | 138.9 | 141.9774 | -174.5 | -180.4867 | -178.7 | -184.6927 | -183.3 | -189.4092 | -183.1 | -189.3179 | 353.9361 | 356.5099
2020-08-27 22:00 | -75 | -75 | 22.1343 | 23.8979 | 102.973 | 102.9956 | -75 | -75 | -220.1622 | 220.2322 | -220.1622 | 220.2322 | 62.1445 | 84.9531 | 140.4 | 144.5766 | 140.4 | 144.721 | -175.8 | -183.3283 | -177.4 | -185.3495 | -181.4 | -190.1765 | -181.3 | -189.899 | 304.4727 | 307.987
2020-08-27 22:30 | -68 | -68 | 25.7522 | 26.7309 | 96.4512 | 96.4997 | -69 | -69 | -210.6365 | 210.676 | -210.6365 | 210.676 | 81.2023 | 100.3606 | 141.6 | 145.6716 | 142.5 | 146.6877 | -177.8 | -185.7903 | -178.8 | -187.0093 | -182.8 | -191.8341 | -182.4 | -192.4719 | 290.9784 | 297.3958
2020-08-27 23:00 | -54 | -54.0093 | 36.303 | 36.5992 | 82.548 | 82.6062 | -53 | -53.0094 | -189.168 | 189.2219 | -189.168 | 189.2219 | 95.5515 | 113.838 | 144 | 148.2874 | 142.2 | 146.4679 | -177.2 | -185.5097 | -178 | -186.5114 | -182.4 | -191.0392 | -181.9 | -190.6516 | 271.4799 | 281.4821
2020-08-27 23:30 | -50 | -50.0899 | 39.2882 | 39.3857 | 76.1586 | 76.1667 | -49 | -49.0918 | -191.3843 | 191.5117 | -191.3843 | 191.5117 | 86.2085 | 102.358 | 141 | 144.9481 | 141.6 | 145.8136 | -177.7 | -185.5214 | -177.3 | -185.5462 | -181.4 | -189.6127 | -181 | -189.34 | 255.7653 | 267.2091
2020-08-28 | -43 | -43.0465 | 40.7626 | 40.7863 | 68.7354 | 68.7537 | -41 | -41.0488 | -175.602 | 175.6155 | -175.602 | 175.6155 | 88.0241 | 105.2597 | 141.3 | 145.6669 | 144.3 | 148.5788 | -177.1 | -185.2411 | -175.1 | -184.5341 | -179.4 | -188.6144 | -179.7 | -188.1991 | 228.6022 | 245.0362
2020-08-28 00:30 | -39 | -39.0128 | 41.2499 | 41.2532 | 64.845 | 65.0076 | -38 | -38.0132 | -160.6527 | 160.672 | -160.6527 | 160.672 | 91.9591 | 112.1283 | 142.8 | 147.2679 | 143.1 | 147.6323 | -176.6 | -185.3268 | -175 | -183.9254 | -179.1 | -188.0733 | -178.7 | -187.8768 | 221.8858 | 239.2133
2020-08-28 01:00 | -48 | -48 | 28.8024 | 28.8316 | 72.1123 | 72.2146 | -48 | -48.0104 | -162.0807 | 162.0885 | -162.0807 | 162.0885 | 107.4723 | 127.4652 | 142.8 | 147.6418 | 144.3 | 149.0179 | -176.9 | -186.4551 | -175.9 | -185.6895 | -180.2 | -190.2765 | -179.9 | -190.1478 | 224.1544 | 241.9391
2020-08-28 01:30 | -42 | -42 | 33.1547 | 33.224 | 64.0927 | 64.2808 | -42 | -42 | -147.9299 | 147.9941 | -147.9299 | 147.9941 | 115.2426 | 144.1377 | 143.7 | 148.5124 | 143.1 | 147.9319 | -178.7 | -187.9411 | -176.2 | -185.3875 | -180.8 | -189.6024 | -180 | -189.5591 | 216.1265 | 232.2001
2020-08-28 02:00 | -42 | -42.0476 | 35.4302 | 35.6792 | 59.8456 | 60.0007 | -43 | -43.0465 | -140.6676 | 140.7574 | -140.6676 | 140.7574 | 116.8483 | 150.8556 | 144 | 148.8027 | 143.1 | 148.0852 | -177.3 | -186.6704 | -175.5 | -183.7379 | -179.4 | -187.6123 | -178.9 | -187.3705 | 208.3327 | 221.0315
2020-08-28 02:30 | -34 | -34.1321 | 35.3009 | 35.764 | 57.0067 | 57.1709 | -33 | -33.1361 | -134.581 | 134.692 | -134.581 | 134.692 | 117.9794 | 153.0545 | 143.4 | 148.4524 | 142.8 | 147.9511 | -177.6 | -187.3335 | -176.6 | -183.9949 | -180.2 | -188.3192 | -179.9 | -188.23 | 196.4798 | 210.0037
2020-08-28 03:00 | -27 | -27.2947 | 45.5726 | 46.1541 | 46.1675 | 46.2547 | -27 | -27.2947 | -113.0516 | 113.0684 | -113.0516 | 113.0684 | 120.9143 | 156.8736 | 142.8 | 147.9511 | 142.8 | 148.0618 | -177.5 | -187.5596 | -175.4 | -184.0619 | -179.5 | -188.1521 | -178.8 | -187.7571 | 187.2699 | 201.3522
2020-08-28 03:30 | -26 | -26.4764 | 43.0843 | 44.024 | 48.8244 | 48.8955 | -27 | -27.6586 | -121.3631 | 121.3791 | -121.3631 | 121.3791 | 117.6834 | 154.0231 | 143.1 | 148.3193 | 143.4 | 148.6878 | -178.6 | -188.409 | -175.8 | -184.3526 | -180.1 | -188.4803 | -179.6 | -188.3376 | 182.716 | 198.8861
2020-08-28 04:00 | -28 | -28.6356 | 40.741 | 41.8686 | 49.101 | 49.1749 | -26 | -26.6833 | -119.2053 | 119.2063 | -119.2053 | 119.2063 | 118.8934 | 154.2551 | 141.9 | 147.0826 | 141.9 | 147.1618 | -179.3 | -187.5864 | -176.1 | -184.1971 | -181.4 | -188.9578 | -179.9 | -188.7491 | 184.0987 | 199.7356
2020-08-28 04:30 | -23 | -23.7697 | 45.8025 | 46.8387 | 45.0047 | 45.1497 | -23 | -23.7697 | -110.9045 | 110.9057 | -110.9045 | 110.9057 | 116.2095 | 152.9557 | 143.1 | 148.2407 | 142.5 | 147.5832 | -178.2 | -188.3137 | -176.1 | -184.8709 | -180.2 | -188.8693 | -179.9 | -188.9453 | 192.9193 | 207.7593
2020-08-28 05:00 | -26 | -27.2029 | 45.4055 | 46.7811 | 49.2586 | 49.6489 | -26 | -27.2029 | -120.4545 | 120.5438 | -120.4545 | 120.5438 | 108.8364 | 145.4632 | 145.2 | 150.1154 | 142.5 | 147.6616 | -179.5 | -189.1726 | -177.2 | -185.4658 | -181.8 | -189.8797 | -181 | -189.5384 | 200.4287 | 213.1464
2020-08-28 05:30 | -27 | -28.7924 | 48.0243 | 49.2114 | 50.5795 | 51.1978 | -27 | -28.7924 | -125.7855 | 126.0258 | -125.7855 | 126.0258 | 100.9544 | 125.5997 | 144.6 | 149.2339 | 143.1 | 147.7064 | -180 | -188.7793 | -178.3 | -186.5902 | -182.6 | -190.8481 | -182 | -190.509 | 209.2315 | 223.2501
2020-08-28 06:00 | -29 | -30.3645 | 51.9768 | 52.5284 | 54.7904 | 55.7711 | -28 | -29.7321 | -136.6736 | 137.3975 | -136.6736 | 137.3975 | 90.7236 | 110.1077 | 142.8 | 146.1687 | 142.8 | 146.2979 | -177.5 | -184.2729 | -176.8 | -183.8022 | -181.2 | -188.0605 | -180.8 | -188.1293 | 236.69 | 252.8755
2020-08-28 06:30 | -35 | -36.6879 | 53.3632 | 53.5716 | 65.5906 | 66.712 | -35 | -37 | -160.6898 | 162.0287 | -160.6898 | 162.0287 | 93.7488 | 109.7873 | 140.4 | 142.5909 | 142.5 | 144.6591 | -176.7 | -181.6128 | -178.9 | -183.3146 | -183.2 | -188.0814 | -182.9 | -187.7292 | 299.6163 | 308.3556
2020-08-28 07:00 | -34 | -36.0555 | 62.6664 | 62.6809 | 58.873 | 59.9064 | -32 | -34.176 | -155.9664 | 157.2289 | -155.9664 | 157.2289 | 71.7858 | 98.5285 | 138.9 | 141.9155 | 139.8 | 142.7357 | -173.5 | -179.7966 | -178 | -183.2721 | -182.6 | -188.2245 | -182.2 | -187.9276 | 342.9311 | 347.3318
2020-08-28 07:30 | -13 | -18.3848 | 79.2317 | 79.2415 | 46.8765 | 49.3854 | -14 | -19.105 | -142.9356 | 145.3574 | -142.9356 | 145.3574 | 50.1257 | 73.0195 | 140.4 | 142.7508 | 140.1 | 142.5104 | -172.2 | -176.9214 | -178.8 | -183.4182 | -182.9 | -187.3737 | -183 | -187.5805 | 373.427 | 377.3512
2020-08-28 08:00 | -17 | -18.3848 | 74.5804 | 74.7887 | 50.4616 | 51.3812 | -17 | -18.3848 | -152.7068 | 154.2864 | -152.7068 | 154.2864 | 37.8346 | 77.409 | 139.8 | 142.4406 | 138.3 | 141.0271 | -172.5 | -177.4218 | -181.5 | -185.9203 | -186.1 | -190.4347 | -186.1 | -190.5199 | 393.1854 | 396.3729
2020-08-28 08:30 | -18 | -19.6977 | 75.1012 | 75.266 | 48.6773 | 49.8569 | -18 | -19.3132 | -152.8045 | 154.3132 | -152.8045 | 154.3132 | 17.7 | 76.105 | 138.6 | 140.9809 | 137.1 | 139.6757 | -173.5 | -178.4732 | -182.3 | -185.8004 | -186.8 | -190.041 | -186.5 | -189.9208 | 384.9562 | 386.1707
2020-08-28 09:00 | -25 | -25.1794 | 63.8874 | 64.6754 | 55.3197 | 55.3862 | -24 | -24.3311 | -159.3574 | 159.8938 | -159.3574 | 159.8938 | 18.1453 | 84.6542 | 138.3 | 141.6448 | 138.3 | 141.8419 | -171.3 | -177.8001 | -180.5 | -185.7797 | -184.9 | -190.3736 | -184.1 | -189.669 | 396.4951 | 398.8826
2020-08-28 09:30 | -37 | -37 | 41.8005 | 43.5207 | 64.8874 | 65.0826 | -37 | -37 | -170.5872 | 170.6147 | -170.5872 | 170.6147 | -7.5779 | 84.7258 | 139.8 | 144.2123 | 140.1 | 144.6514 | -172 | -179.7052 | -178.1 | -183.4646 | -182.5 | -188.1553 | -182.2 | -188.1117 | 351.6247 | 353.6344
2020-08-28 10:00 | -29 | -29 | 43.4958 | 44.324 | 53.0956 | 53.3381 | -29 | -29 | -147.162 | 147.1753 | -147.162 | 147.1753 | 6.5428 | 96.9801 | 138.9 | 144.1103 | 137.4 | 142.6651 | -172.9 | -181.5553 | -178.7 | -187.318 | -183 | -191.4513 | -182.7 | -191.1561 | 349.1747 | 350.8801
2020-08-28 10:30 | -29 | -29.0689 | 47.927 | 48.414 | 52.5499 | 52.6168 | -29 | -29.0689 | -136.4319 | 136.4418 | -136.4319 | 136.4418 | 34.9145 | 85.4763 | 140.4 | 143.9562 | 138.6 | 142.3366 | -170.4 | -177.4858 | -176.2 | -182.2711 | -180.9 | -187.1342 | -180.3 | -187.0438 | 325.2261 | 326.2831
2020-08-28 11:00 | -26 | -26.6833 | 43.8716 | 43.9535 | 46.2951 | 46.9703 | -26 | -26.6833 | -121.7703 | 121.9477 | -121.7703 | 121.9477 | 45.62 | 79.2266 | 138.6 | 140.9263 | 136.8 | 139.439 | -172.2 | -175.7683 | -178.4 | -182.9394 | -183.2 | -187.6882 | -182.7 | -187.4516 | 314.4191 | 318.3105
2020-08-28 11:30 | -18 | -26.1725 | 41.6332 | 44.5961 | 37.8572 | 42.3355 | -18 | -26.1725 | -110.6265 | 113.4831 | -110.6265 | 113.4831 | 57.4266 | 99.9834 | 138.6 | 142.0027 | 137.7 | 141.392 | -172 | -178.8506 | -179.3 | -185.7376 | -183.9 | -190.3185 | -183.3 | -189.8358 | 308.1823 | 310.3069
2020-08-28 12:00 | -15 | -16.1555 | 39.7207 | 39.9345 | 32.1665 | 32.5151 | -14 | -15.2315 | -99.1088 | 99.1255 | -99.1088 | 99.1255 | 73.0513 | 98.2136 | 137.1 | 140.6053 | 135.3 | 138.7172 | -169.5 | -175.0626 | -176.7 | -182.3803 | -181 | -186.7628 | -180.6 | -186.6964 | 303.2326 | 305.771
2020-08-28 12:30 | -11 | -12.53 | 41.4369 | 41.6821 | 27.9075 | 28.112 | -11 | -12.53 | -91.9653 | 91.9748 | -91.9653 | 91.9748 | 83.6024 | 109.5442 | 140.4 | 143.8249 | 139.2 | 142.8532 | -174.2 | -180.483 | -180.6 | -187.2873 | -184.8 | -191.2959 | -185 | -191.3129 | 290.7528 | 293.8733
2020-08-28 13:00 | -7 | -8.6023 | 45.3006 | 45.4081 | 24.7152 | 25.0423 | -7 | -8.6023 | -84.7554 | 84.7801 | -84.7554 | 84.7801 | 87.3738 | 120.0839 | 140.1 | 144.2854 | 140.1 | 144.43 | -173.1 | -180.4174 | -178.6 | -185.2899 | -183 | -189.9798 | -182.7 | -189.3958 | 280.7757 | 281.9892
2020-08-28 13:30 | -14 | -14.3178 | 34.8576 | 34.9309 | 33.404 | 33.9701 | -16 | -16.2788 | -98.1112 | 98.3144 | -98.1112 | 98.3144 | 74.6637 | 116.8798 | 134.4 | 137.578 | 133.8 | 137.0567 | -166.7 | -171.4738 | -170.4 | -174.6075 | -174.4 | -178.5132 | -174.3 | -179.0761 | 261.3755 | 263.3087
2020-08-28 14:00 | -12 | -12.1655 | 38.1188 | 38.2895 | 30.3684 | 30.929 | -11 | -11.4018 | -92.1169 | 92.2822 | -92.1169 | 92.2822 | 58.4767 | 104.748 | 114.3 | 119.2212 | 116.7 | 121.5241 | -143.5 | -149.7083 | -148.5 | -153.6079 | -151.8 | -157.0649 | -151.6 | -156.783 | 280.5357 | 283.7625
2020-08-28 14:30 | -12 | -12.3693 | 36.0482 | 36.2265 | 33.5878 | 34.0847 | -11 | -11.4018 | -95.5976 | 95.7419 | -95.5976 | 95.7419 | 67.3792 | 110.4602 | 115.2 | 119.5085 | 115.8 | 120.2472 | -144.7 | -150.5335 | -148.7 | -153.8312 | -152.8 | -157.9236 | -152.5 | -157.7606 | 283.677 | 287.2583
2020-08-28 15:00 | -11 | -11.7047 | 43.5706 | 43.8377 | 28.2984 | 28.9773 | -14 | -14.5602 | -87.6253 | 87.7977 | -87.6253 | 87.7977 | 96.2057 | 136.1801 | 137.1 | 141.229 | 138 | 141.8213 | -174.3 | -179.7501 | -177.8 | -183.3077 | -182 | -187.2765 | -181.6 | -186.2644 | 273.8308 | 277.2578
2020-08-28 15:30 | -14 | -14.3178 | 45.4167 | 45.6558 | 31.1045 | 31.6352 | -14 | -14.5602 | -92.0899 | 92.2372 | -92.0899 | 92.2372 | 94.3053 | 134.552 | 140.1 | 144.0031 | 139.5 | 143.3501 | -175.5 | -182.748 | -178.5 | -185.0681 | -183 | -189.4724 | -182.7 | -189.2691 | 269.0555 | 273.1069
2020-08-28 16:00 | -13 | -13.3417 | 48.182 | 48.3596 | 34.087 | 34.5661 | -12 | -12.3693 | -102.6148 | 102.7517 | -102.6148 | 102.7517 | 84.6455 | 129.6088 | 141 | 145.1594 | 141.6 | 146.031 | -175.9 | -182.8011 | -179 | -184.5351 | -183.6 | -189.199 | -183 | -189.4116 | 281.072 | 283.4962
2020-08-28 16:30 | -5 | -6.4031 | 62.8674 | 62.9303 | 29.713 | 30.0049 | -5 | -6.4031 | -104.4235 | 104.5157 | -104.4235 | 104.5157 | 70.5831 | 118.353 | 141.6 | 145.4629 | 141.9 | 145.8932 | -176.2 | -183.7524 | -179.6 | -185.9813 | -184 | -190.7026 | -183.8 | -190.3489 | 298.2141 | 300.1463
2020-08-28 17:00 | 0 | 5 | 75.8183 | 75.8795 | 28.4131 | 28.8657 | 0 | 5 | -112.6669 | 112.6747 | -112.6669 | 112.6747 | 48.4517 | 93.1901 | 139.8 | 142.9827 | 140.1 | 143.4028 | -176.4 | -182.7322 | -179.8 | -185.3054 | -184.1 | -190.0072 | -184.2 | -189.6026 | 309.2282 | 311.7664
2020-08-28 17:30 | 16 | 17.8885 | 102.3583 | 102.3764 | 14.9633 | 17.2104 | 16 | 17.8885 | -101.944 | 102.3032 | -101.944 | 102.3032 | 41.3848 | 93.0808 | 140.1 | 142.9694 | 139.5 | 142.5028 | -174.7 | -180.0101 | -180.4 | -185.2594 | -184.9 | -189.6621 | -184.8 | -189.7251 | 360.66 | 362.3463
2020-08-28 18:00 | 16 | 18.868 | 108.6726 | 108.6985 | 16.6228 | 20.2083 | 17 | 19.7231 | -112.2264 | 113.6781 | -112.2264 | 113.6781 | 24.5656 | 72.899 | 140.1 | 142.0407 | 136.8 | 139.1564 | -172.9 | -177.3841 | -180.4 | -184.5661 | -184.9 | -188.9574 | -185.2 | -189.1098 | 400.2458 | 403.0564
2020-08-28 18:30 | 8 | 16.1245 | 114.1535 | 114.171 | 21.5295 | 26.573 | 8 | 16.1245 | -127.7672 | 131.0838 | -127.7672 | 131.0838 | 8.9377 | 61.6517 | 139.2 | 140.2833 | 139.5 | 140.6952 | -173.7 | -175.796 | -182.3 | -185.3706 | -187.2 | -189.2001 | -187.1 | -189.1896 | 432.7015 | 434.4325
2020-08-28 19:00 | 10 | 18.0278 | 112.1606 | 115.7167 | 23.726 | 30.5367 | 10 | 18.0278 | -133.3896 | 134.039 | -133.3896 | 134.039 | 16.692 | 115.4197 | 139.5 | 142.6266 | 138.3 | 141.5164 | -172.7 | -178.2665 | -182 | -187.4089 | -186.7 | -191.93 | -185.5 | -190.7396 | 427.151 | 429.5176
2020-08-28 19:30 | 2 | 15.1327 | 101.4857 | 105.5469 | 33.7915 | 38.8747 | 2 | 16.1245 | -143.9057 | 144.7151 | -143.9057 | 144.7151 | 28.9153 | 109.831 | 138.6 | 142.2013 | 137.4 | 141.0319 | -172.2 | -178.9039 | -180.1 | -186.5232 | -184.8 | -191.2664 | -184.4 | -190.8604 | 425.5142 | 427.9334
2020-08-28 20:00 | 0 | 17 | 100.124 | 100.5316 | 33.3011 | 33.5139 | 0 | 16 | -130.5108 | 130.8744 | -130.5108 | 130.8744 | 21.4761 | 116.8003 | 141.3 | 145.0344 | 140.4 | 144.5766 | -173.4 | -180.9082 | -181.2 | -186.111 | -183.6 | -190.4915 | -183.7 | -190.423 | 402.821 | 404.6708
2020-08-28 20:30 | 0 | 1 | 96.9223 | 97.1893 | 34.7767 | 35.2472 | 0 | 2 | -126.8204 | 127.2715 | -126.8204 | 127.2715 | 30.9665 | 117.2558 | 139.5 | 143.1456 | 139.5 | 143.2813 | -174.6 | -181.4147 | -180.2 | -185.758 | -184.9 | -190.2971 | -184.4 | -189.8827 | 382.4365 | 384.6984
2020-08-28 21:00 | -1 | -1.4142 | 89.203 | 89.5933 | 40.9952 | 41.1074 | -7 | -7.2801 | -131.1193 | 131.3277 | -131.1193 | 131.3277 | 29.7492 | 118.3464 | 140.4 | 144.3645 | 141 | 145.3032 | -175.6 | -182.3246 | -180.5 | -185.7194 | -185.1 | -190.4418 | -184.6 | -190.0792 | 360.3901 | 362.5527
2020-08-28 21:30 | 0 | 0 | 95.3903 | 95.9163 | 30.325 | 30.8051 | -2 | -2 | -119.6569 | 119.6756 | -119.6569 | 119.6756 | 41.7193 | 124.9996 | 139.8 | 144.3608 | 141 | 145.5977 | -174.3 | -182.5029 | -179.1 | -185.7614 | -183.6 | -189.8847 | -183.2 | -189.9006 | 344.6039 | 346.7995
2020-08-28 22:00 | 6 | 9.2195 | 98.3562 | 98.3583 | 22.3736 | 23.69 | 6 | 9.2195 | -113.2918 | 113.5963 | -113.2918 | 113.5963 | 57.2355 | 101.5366 | 138.9 | 141.9155 | 140.4 | 143.507 | -173.8 | -180.0168 | -178 | -183.6246 | -182.3 | -187.7959 | -182.2 | -187.8927 | 332.1984 | 335.3178
2020-08-28 22:30 | 1 | 5.099 | 88.2901 | 88.2901 | 30.0342 | 30.4776 | 1 | 6.0828 | -126.9586 | 127.0468 | -126.9586 | 127.0468 | 78.9703 | 116.9444 | 141 | 144.2822 | 139.8 | 142.9827 | -175.1 | -181.0924 | -178.9 | -184.6696 | -183.1 | -188.7655 | -182.8 | -188.6462 | 323.8803 | 327.7893
2020-08-28 23:00 | 6 | 7.8102 | 92.3332 | 92.3363 | 20.1136 | 20.5212 | 7 | 8.6023 | -114.1781 | 114.1812 | -114.1781 | 114.1812 | 93.4774 | 134.9782 | 140.1 | 143.7977 | 140.4 | 143.8903 | -174.7 | -181.538 | -177.1 | -184.1133 | -182.1 | -188.2562 | -181.7 | -188.43 | 308.0093 | 310.9798
2020-08-28 23:30 | 19 | 19.2354 | 98.6079 | 98.608 | 10.6582 | 11.6444 | 19 | 19.2354 | -106.845 | 106.8459 | -106.845 | 106.8459 | 87.2029 | 130.1267 | 141 | 144.8056 | 140.1 | 144.0031 | -176.2 | -182.1819 | -178.3 | -183.414 | -182.8 | -187.8202 | -182.5 | -187.6553 | 311.7129 | 313.589
2020-08-29 | 8 | 8.544 | 83.408 | 83.4284 | 19.3105 | 20.2655 | 8 | 8.2462 | -112.4042 | 112.5325 | -112.4042 | 112.5325 | 95.0528 | 137.6812 | 140.4 | 144.4346 | 141.3 | 145.24 | -174 | -181.0691 | -176.1 | -182.767 | -181 | -186.9059 | -180.3 | -186.5543 | 295.7462 | 299.0358
2020-08-29 00:30 | -6 | -6.0828 | 60.5065 | 60.5083 | 37.1936 | 38.6208 | -6 | -6.0828 | -131.9675 | 132.8062 | -131.9675 | 132.8062 | 107.9439 | 147.9592 | 141.6 | 145.8855 | 141 | 145.231 | -175.6 | -183.2801 | -177.2 | -183.7439 | -181.7 | -188.1206 | -181.1 | -187.9021 | 284.4143 | 288.6247
2020-08-29 01:00 | -28 | -28.2843 | 43.4009 | 43.6276 | 50.904 | 52.7333 | -28 | -28.2843 | -146.3538 | 148.1231 | -146.3538 | 148.1231 | 105.0165 | 148.5972 | 141.3 | 146.9896 | 141.9 | 147.322 | -175.4 | -184.4566 | -176.5 | -183.7315 | -180 | -188.0459 | -180.1 | -188.1521 | 260.7524 | 265.3268
2020-08-29 01:30 | -34 | -34.3657 | 35.5598 | 35.8653 | 55.3274 | 57.295 | -33 | -33.3766 | -151.6754 | 153.6931 | -151.6754 | 153.6931 | 118.5648 | 157.6899 | 141.3 | 146.7442 | 140.7 | 146.3302 | -176.1 | -186.3232 | -176 | -184.9664 | -180.7 | -189.156 | -179.9 | -188.6891 | 258.4706 | 263.5829
2020-08-29 02:00 | -41 | -41.4367 | 27.1862 | 27.6796 | 60.7111 | 62.6786 | -40 | -40.3113 | -155.3749 | 157.8882 | -155.3749 | 157.8882 | 131.2755 | 166.4616 | 141.6 | 147.1958 | 142.5 | 148.0618 | -178.1 | -187.8078 | -178.2 | -186.5537 | -181.9 | -190.1785 | -181.8 | -190.4665 | 254.089 | 259.3874
2020-08-29 02:30 | -56 | -56.8858 | 10.7164 | 13.4944 | 74.2232 | 76.646 | -56 | -56.8858 | -172.575 | 175.6904 | -172.575 | 175.6904 | 136.6714 | 168.6011 | 142.2 | 147.2157 | 142.5 | 147.5832 | -178.7 | -187.7485 | -178.5 | -186.5561 | -182.8 | -189.9664 | -181.7 | -190.8107 | 245.706 | 253.8362
2020-08-29 03:00 | -57 | -58.0517 | 5.949 | 11.3645 | 78.8461 | 81.3589 | -55 | -56.0892 | -175.1701 | 178.4023 | -175.1701 | 178.4023 | 135.0424 | 167.1619 | 140.7 | 145.846 | 141.3 | 146.5039 | -177.4 | -185.6268 | -176.3 | -183.5905 | -180.3 | -187.8117 | -180.2 | -187.7524 | 232.1608 | 240.4322
2020-08-29 03:30 | -73 | -74.5252 | -7.4257 | 15.6658 | 91.3777 | 94.4632 | -73 | -74.7329 | -192.6891 | 196.7459 | -192.6891 | 196.7459 | 120.8793 | 153.4013 | 130.8 | 136.0694 | 132.3 | 137.7601 | -163.9 | -172.4107 | -163.3 | -170.6665 | -167.5 | -174.8608 | -167.1 | -174.7973 | 245.8632 | 254.8508
2020-08-29 04:00 | -80 | -82.7103 | -10.1855 | 16.5837 | 94.4531 | 96.9633 | -81 | -83.4326 | -197.0351 | 199.8539 | -197.0351 | 199.8539 | 98.24 | 145.1344 | 115.8 | 122.2871 | 117 | 123.3288 | -143.5 | -152.8407 | -145.1 | -152.6241 | -147.9 | -155.5045 | -147.8 | -155.1779 | 256.6945 | 267.1493
2020-08-29 04:30 | -77 | -79.3095 | -13.8604 | 22.0643 | 97.4097 | 100.9167 | -80 | -82.2253 | -198.6194 | 203.1817 | -198.6194 | 203.1817 | 114.1407 | 156.7798 | 121.8 | 128.9362 | 122.7 | 129.8848 | -154.3 | -164.5958 | -154.9 | -163.8462 | -158.2 | -167.2595 | -158.6 | -168.0966 | 241.7861 | 253.0557
2020-08-29 05:00 | -77 | -79.3095 | -11.9804 | 17.2624 | 95.7554 | 98.0007 | -76 | -78.339 | -196.8576 | 199.4205 | -196.8576 | 199.4205 | 110.1995 | 152.8451 | 126.9 | 133.5758 | 128.4 | 135.1882 | -158.3 | -168.3514 | -158.5 | -167.5087 | -162 | -171.3328 | -161.3 | -171.2757 | 246.0864 | 256.9124
2020-08-29 05:30 | -80 | -82.9699 | -17.9689 | 27.6799 | 103.1129 | 107.2057 | -79 | -82.0061 | -209.6429 | 214.6659 | -209.6429 | 214.6659 | 100.8522 | 146.7842 | 123.9 | 131.6152 | 124.2 | 131.8977 | -152.4 | -164.3987 | -153.4 | -163.6088 | -157.2 | -167.398 | -156.7 | -167.4695 | 264.452 | 271.3893
2020-08-29 06:00 | -81 | -84.2021 | -15.7309 | 28.4831 | 103.5405 | 107.4036 | -80 | -83.2406 | -213.0887 | 217.9101 | -213.0887 | 217.9101 | 105.0301 | 145.6153 | 121.5 | 127.2442 | 122.7 | 128.3025 | -153.3 | -161.12 | -154.1 | -160.4758 | -157.8 | -164.3443 | -157.4 | -164.1955 | 262.4203 | 270.2527
2020-08-29 06:30 | -83 | -86.1278 | -12.2267 | 27.1304 | 104.2287 | 107.665 | -85 | -87.8009 | -218.6965 | 222.6661 | -218.6965 | 222.6661 | 125.0159 | 139.2651 | 141 | 145.231 | 140.1 | 144.43 | -174 | -181.0887 | -174.4 | -180.9453 | -178.2 | -184.7091 | -178.4 | -185.288 | 264.1018 | 276.1015
2020-08-29 07:00 | -75 | -78.1601 | -5.6075 | 25.5981 | 98.263 | 102.5349 | -75 | -78.4474 | -213.1957 | 217.8159 | -213.1957 | 217.8159 | 114.5079 | 132.259 | 141.9 | 146.1767 | 141.3 | 145.5943 | -175.8 | -183.0617 | -176.9 | -183.984 | -181 | -188.0204 | -180.6 | -188.3009 | 274.8281 | 283.8232
2020-08-29 07:30 | -81 | -84.2021 | -15.5201 | 28.6434 | 104.3773 | 107.9256 | -82 | -85.1645 | -225.7159 | 229.4374 | -225.7159 | 229.4374 | 112.914 | 126.7962 | 139.5 | 143.56 | 141.6 | 145.8136 | -175.1 | -182.7721 | -177.2 | -184.2699 | -181.7 | -188.2098 | -181.4 | -189.059 | 294.4486 | 302.4108
2020-08-29 08:00 | -96 | -99.7246 | -26.3595 | 33.6006 | 112.0869 | 114.4458 | -95 | -98.4937 | -236.2953 | 238.464 | -236.2953 | 238.464 | 86.956 | 123.1071 | 139.5 | 143.7028 | 138.9 | 143.1204 | -173.2 | -181.3041 | -176 | -182.5141 | -180.6 | -187.3124 | -180.2 | -186.8388 | 294.2186 | 297.6143
2020-08-29 08:30 | -89 | -90.802 | -24.2989 | 30.7503 | 105.6829 | 108.0595 | -89 | -90.802 | -223.7386 | 225.7878 | -223.7386 | 225.7878 | 88.2984 | 125.9988 | 138.6 | 142.8293 | 139.5 | 143.7028 | -173.3 | -181.4614 | -176 | -182.999 | -180.5 | -187.3045 | -180.1 | -187.4313 | 279.3774 | 283.2405
2020-08-29 09:00 | -90 | -91.7823 | -31.8193 | 36.5807 | 106.9148 | 109.2911 | -90 | -91.5915 | -220.9523 | 223.0754 | -220.9523 | 223.0754 | 86.6109 | 124.2225 | 133.8 | 138.0277 | 135.3 | 139.7788 | -169.7 | -176.4225 | -173.4 | -179.5466 | -177.8 | -183.9998 | -177.2 | -184.1463 | 279.7115 | 282.5701
2020-08-29 09:30 | -93 | -94.3663 | -38.6554 | 41.5484 | 107.4215 | 109.5711 | -93 | -94.3663 | -218.4581 | 220.5908 | -218.4581 | 220.5908 | 95.1692 | 119.0163 | 134.4 | 138.4639 | 136.2 | 140.2117 | -167.4 | -174.1734 | -171.2 | -177.3242 | -175.4 | -181.5105 | -175.1 | -181.4809 | 277.4979 | 279.8894
2020-08-29 10:00 | -102 | -104.561 | -54.2193 | 58.5867 | 114.3566 | 118.0506 | -102 | -104.561 | -219.3372 | 223.6469 | -219.3372 | 223.6469 | 95.7507 | 132.9254 | 125.4 | 128.7322 | 123.9 | 127.3404 | -153.4 | -158.0366 | -158.1 | -161.7001 | -161.8 | -165.8778 | -161.1 | -166.039 | 290.2517 | 293.1317
2020-08-29 10:30 | -87 | -89.2693 | -38.0474 | 40.9741 | 91.9763 | 95.6138 | -87 | -89.0505 | -172.22 | 175.9065 | -172.22 | 175.9065 | 80.1565 | 112.3236 | 107.7 | 111.8811 | 108 | 112.0093 | -134.5 | -140.7422 | -139.6 | -145.1357 | -143.3 | -148.8258 | -144 | -148.3607 | 282.6551 | 288.2363
2020-08-29 11:00 | -85 | -87.3212 | -42.0335 | 44.724 | 91.991 | 95.5044 | -85 | -87.0976 | -168.6581 | 172.4143 | -168.6581 | 172.4143 | 78.0463 | 112.1503 | 95.4 | 101.6522 | 94.2 | 100.5269 | -118.4 | -124.5023 | -124.8 | -130.028 | -127.9 | -133.2126 | -127.8 | -133.2164 | 296.786 | 303.2183
2020-08-29 11:30 | -85 | -87.3212 | -38.2992 | 41.1479 | 85.8602 | 89.9276 | -84 | -86.122 | -156.3476 | 160.6653 | -156.3476 | 160.6653 | 79.2547 | 118.1555 | 93.9 | 99.6298 | 94.2 | 100.4225 | -118.1 | -123.4553 | -123.8 | -128.32 | -127.2 | -131.7211 | -127 | -131.462 | 269.4459 | 275.4558
2020-08-29 12:00 | -79 | -81.4923 | -37.8192 | 40.4572 | 82.4222 | 86.8476 | -80 | -82.2253 | -149.8182 | 154.494 | -149.8182 | 154.494 | 76.7966 | 115.7859 | 94.2 | 100.2162 | 94.2 | 100.1142 | -117.1 | -122.2578 | -122.9 | -127.184 | -126.1 | -130.4928 | -125.7 | -130.4003 | 268.7111 | 276.6948
2020-08-29 12:30 | -94 | -97.2677 | -47.1003 | 49.1432 | 89.9355 | 93.8386 | -94 | -97.0155 | -176.9984 | 182.0971 | -176.9984 | 182.0971 | 81.4413 | 117.8602 | 96.6 | 103.7323 | 97.8 | 104.6359 | -120.9 | -130.6143 | -126.5 | -134.719 | -129.7 | -138.1093 | -129.5 | -138.1022 | 270.7729 | 277.2216
2020-08-29 13:00 | -91 | -93.8616 | -49.9612 | 52.6851 | 91.589 | 96.2895 | -90 | -92.8924 | -162.705 | 167.9761 | -162.705 | 167.9761 | 80.0449 | 114.0013 | 92.1 | 98.5618 | 92.1 | 98.1408 | -115.1 | -121.9059 | -120.6 | -126.462 | -123.8 | -129.6047 | -123.6 | -129.6227 | 256.4164 | 266.0741
2020-08-29 13:30 | -101 | -104.5466 | -62.938 | 65.7514 | 103.8756 | 108.4124 | -102 | -105.2616 | -180.1709 | 185.6319 | -180.1709 | 185.6319 | 90.328 | 119.4386 | 96.3 | 101.7973 | 94.8 | 100.5783 | -119.6 | -124.5043 | -124.7 | -128.9926 | -128.1 | -132.4079 | -127.9 | -132.2908 | 256.8735 | 267.211
2020-08-29 14:00 | -98 | -101.1385 | -53.2593 | 56.0423 | 94.7347 | 99.5636 | -98 | -101.1385 | -175.724 | 181.9436 | -175.724 | 181.9436 | 87.3274 | 115.2057 | 96.9 | 102.5601 | 96.3 | 102.1926 | -121.9 | -127.5671 | -125.9 | -130.891 | -129.1 | -134.1334 | -129 | -134.1738 | 263.3239 | 274.3782
2020-08-29 14:30 | -102 | -106.0424 | -67.5778 | 71.2534 | 111.5734 | 116.6325 | -102 | -105.7733 | -192.1639 | 198.3942 | -192.1639 | 198.3942 | 84.7665 | 112.1034 | 95.4 | 101.6522 | 96.3 | 102.4973 | -123.3 | -127.3202 | -127.6 | -131.168 | -130.4 | -134.1927 | -130.6 | -134.4413 | 259.462 | 270.8969
2020-08-29 15:00 | -93 | -97.4166 | -53.0193 | 57.4416 | 101.2229 | 107.1611 | -93 | -97.1236 | -184.8739 | 192.4511 | -184.8739 | 192.4511 | 68.2826 | 106.1966 | 93.9 | 100.0373 | 94.8 | 101.4053 | -120.8 | -125.544 | -124.1 | -128.4829 | -127.5 | -131.6537 | -127.4 | -131.3563 | 254.4138 | 266.1632
2020-08-29 15:30 | -111 | -116.3873 | -65.8908 | 72.3705 | 120.4399 | 127.0634 | -111 | -116.3873 | -211.2757 | 219.3864 | -211.2757 | 219.3864 | 60.2161 | 101.0259 | 97.2 | 102.8436 | 98.1 | 103.6946 | -123.8 | -126.928 | -127.4 | -129.4898 | -130.5 | -132.5942 | -130.3 | -132.8967 | 268.6963 | 274.8054
2020-08-29 16:00 | -114 | -119.8541 | -62.7142 | 69.4955 | 125.5412 | 131.4735 | -114 | -119.5492 | -223.2163 | 230.3979 | -223.2163 | 230.3979 | 54.2678 | 92.7378 | 96.6 | 103.6234 | 98.7 | 104.958 | -122.4 | -128.5239 | -127.2 | -132.3333 | -130.3 | -135.5337 | -130.3 | -135.6165 | 296.6465 | 303.2529
2020-08-29 16:30 | -111 | -115.8016 | -51.0463 | 58.2428 | 123.4676 | 128.7499 | -109 | -113.8859 | -226.1458 | 232.2468 | -226.1458 | 232.2468 | 55.8814 | 93.5749 | 96 | 102.2155 | 96.9 | 103.0612 | -120.5 | -126.4974 | -125 | -130.1641 | -128.8 | -134.0368 | -128.4 | -133.7921 | 331.0704 | 336.6157
2020-08-29 17:00 | -99 | -103.7401 | -31.806 | 42.3806 | 118.3762 | 122.9027 | -99 | -103.7401 | -227.5903 | 232.1209 | -227.5903 | 232.1209 | 71.0675 | 109.9479 | 119.4 | 124.2014 | 119.7 | 124.5726 | -150.1 | -157.3438 | -155.1 | -161.2234 | -159 | -165.3613 | -159.1 | -165.1368 | 340.7624 | 345.0789
2020-08-29 17:30 | -93 | -95.1262 | -16.9541 | 25.454 | 116.5623 | 118.4417 | -93 | -94.921 | -232.1176 | 233.5074 | -232.1176 | 233.5074 | 70.8541 | 110.6404 | 132.6 | 136.6447 | 131.7 | 135.6989 | -165.4 | -171.5008 | -170 | -174.8209 | -174.4 | -178.9812 | -174.2 | -178.846 | 369.7964 | 373.2593
2020-08-29 18:00 | -91 | -92.228 | -6.7099 | 19.9188 | 116.3409 | 117.7673 | -90 | -91.4112 | -240.2505 | 241.0337 | -240.2505 | 241.0337 | 52.7568 | 89.8944 | 137.4 | 140.3859 | 137.4 | 140.3859 | -173.9 | -179.7439 | -178.8 | -183.4121 | -183.4 | -187.7426 | -183.4 | -187.8053 | 378.4405 | 381.3276
2020-08-29 18:30 | -97 | -98.1529 | -7.041 | 21.7759 | 123.7165 | 124.7972 | -97 | -98.0051 | -259.2434 | 259.4905 | -259.2434 | 259.4905 | 34.0823 | 90.5924 | 137.1 | 139.3428 | 137.7 | 140.0412 | -173 | -177.7231 | -180.1 | -183.8212 | -184.7 | -188.3696 | -184.3 | -188.0565 | 406.5328 | 408.5538
2020-08-29 19:00 | -99 | -100.6231 | -7.8664 | 25.0464 | 125.1822 | 126.382 | -98 | -99.4636 | -259.5314 | 259.909 | -259.5314 | 259.909 | 40.7837 | 95.6724 | 138 | 141.097 | 139.8 | 142.92 | -172.9 | -178.1668 | -179.5 | -183.6456 | -184.1 | -188.248 | -183.8 | -188.0598 | 402.192 | 404.112
2020-08-29 19:30 | -99 | -100.8067 | -9.7647 | 25.6884 | 125.5391 | 126.9208 | -99 | -100.6231 | -256.6844 | 257.252 | -256.6844 | 257.252 | 45.7552 | 89.9786 | 135.9 | 139.5709 | 137.7 | 141.1904 | -169.7 | -175.9007 | -176.2 | -181.1845 | -181 | -185.9098 | -181 | -185.0979 | 394.4992 | 396.1839
2020-08-29 20:00 | -102 | -103.5761 | -12.4449 | 27.0396 | 127.2964 | 128.6293 | -102 | -103.5761 | -255.4666 | 256.1071 | -255.4666 | 256.1071 | 60.5719 | 99.457 | 138.6 | 142.9087 | 138.3 | 142.8334 | -172.6 | -180.1194 | -178.3 | -184.2638 | -182.6 | -188.4524 | -182.5 | -188.5551 | 381.5441 | 382.8321
2020-08-29 20:30 | -101 | -102.9612 | -13.5414 | 28.4452 | 126.0489 | 127.6839 | -100 | -101.9804 | -250.9477 | 251.9181 | -250.9477 | 251.9181 | 72.0524 | 103.8266 | 138.6 | 142.9754 | 138.3 | 142.8334 | -174.7 | -181.2307 | -180.8 | -185.8843 | -185.4 | -190.1492 | -184.7 | -190.2509 | 375.1583 | 377.1463
2020-08-29 21:00 | -100 | -101.9804 | -13.8617 | 27.7583 | 124.7786 | 126.4553 | -99 | -100.8067 | -246.5321 | 247.63 | -246.5321 | 247.63 | 84.4944 | 112.1453 | 142.2 | 146.3963 | 142.2 | 146.4679 | -175.8 | -183.4928 | -181.9 | -187.218 | -186.4 | -191.8218 | -185.7 | -191.6315 | 372.3823 | 374.6597
2020-08-29 21:30 | -102 | -104.1393 | -19.0782 | 30.4179 | 126.4083 | 128.3034 | -102 | -103.9423 | -250.4682 | 251.8587 | -250.4682 | 251.8587 | 88.0436 | 111.5576 | 142.8 | 146.2979 | 142.5 | 145.9401 | -177.3 | -183.2136 | -182.1 | -187.6888 | -187 | -192.1985 | -186.8 | -192.326 | 354.0581 | 356.9532
2020-08-29 22:00 | -103 | -104.2353 | -23.7156 | 28.9699 | 126.3758 | 127.489 | -103 | -104.2353 | -246.025 | 246.8155 | -246.025 | 246.8155 | 97.7134 | 126.8157 | 142.5 | 146.6877 | 139.5 | 143.7751 | -176.3 | -182.9174 | -180.5 | -186.3417 | -185.1 | -190.7736 | -184.7 | -190.7351 | 336.0137 | 338.2085
2020-08-29 22:30 | -90 | -91.2414 | -13.8559 | 20.5934 | 113.6324 | 115.1224 | -88 | -89.2693 | -230.8556 | 231.7412 | -230.8556 | 231.7412 | 103.9896 | 139.0275 | 141.6 | 146.4049 | 141.3 | 146.2687 | -176.6 | -185.9462 | -179.3 | -187.161 | -183.8 | -191.3722 | -183.8 | -191.7282 | 314.5415 | 317.354
2020-08-29 23:00 | -96 | -97.3242 | -22.1363 | 26.8744 | 118.88 | 120.423 | -95 | -96.1769 | -238.4941 | 239.4477 | -238.4941 | 239.4477 | 114.1092 | 139.1651 | 132.9 | 138.0893 | 135 | 140.2733 | -166.4 | -174.9427 | -169.7 | -177.0481 | -173.9 | -181.5088 | -173.6 | -181.1847 | 325.0767 | 327.7648
2020-08-29 23:30 | -90 | -91.4112 | -14.6654 | 20.3004 | 110.436 | 112.1644 | -90 | -91.4112 | -233.8878 | 234.724 | -233.8878 | 234.724 | 107.5329 | 140.1886 | 140.7 | 145.6116 | 141.6 | 146.7144 | -175.5 | -184.2754 | -177.8 | -185.3325 | -182.4 | -189.752 | -181.8 | -189.9095 | 319.0824 | 321.7155
2020-08-30 | -89 | -90.4268 | -17.8396 | 21.7686 | 108.0914 | 109.9971 | -89 | -90.2552 | -225.4804 | 226.69 | -225.4804 | 226.69 | 114.5077 | 144.652 | 141.6 | 146.7144 | 142.5 | 147.7405 | -175.8 | -184.5271 | -177.8 | -185.4458 | -181.9 | -189.8923 | -181.7 | -189.6401 | 307.5147 | 310.2314
2020-08-30 00:30 | -92 | -93.7443 | -23.1779 | 26.8764 | 109.2568 | 111.5909 | -91 | -92.7631 | -222.6232 | 224.6043 | -222.6232 | 224.6043 | 109.1034 | 137.4717 | 126.9 | 132.1561 | 128.4 | 134.1922 | -160.6 | -168.4862 | -163.4 | -169.3441 | -167.5 | -173.4148 | -166.6 | -173.4158 | 307.8581 | 311.5099
2020-08-30 01:00 | -96 | -100 | -30.2306 | 37.6386 | 113.0996 | 117.6009 | -95 | -99.0404 | -219.0794 | 223.5926 | -219.0794 | 223.5926 | 99.919 | 129.5228 | 121.5 | 127.6978 | 121.8 | 127.8004 | -151.3 | -159.4846 | -153.4 | -160.4541 | -157 | -163.8725 | -156.8 | -163.6047 | 293.42 | 298.175
2020-08-30 01:30 | -77 | -80.6536 | -17.6767 | 25.6338 | 97.6545 | 102.1706 | -77 | -80.6536 | -193.7323 | 198.2032 | -193.7323 | 198.2032 | 109.5423 | 139.3296 | 128.1 | 134.2596 | 128.7 | 135.1033 | -161.1 | -170.5845 | -160.8 | -168.8153 | -165.1 | -172.8045 | -164.4 | -172.8272 | 241.3035 | 250.6992
2020-08-30 02:00 | -98 | -102.2008 | -37.6875 | 43.4159 | 114.7619 | 119.2994 | -98 | -102.2008 | -215.2229 | 220.3732 | -215.2229 | 220.3732 | 96.4762 | 122.5965 | 120.3 | 126.0989 | 121.5 | 127.2442 | -151.4 | -159.5055 | -150.8 | -157.8221 | -154.6 | -161.729 | -154.3 | -161.5864 | 239.7191 | 252.1553
2020-08-30 02:30 | -99 | -103.1601 | -39.2979 | 45.0114 | 114.7314 | 119.5465 | -99 | -103.1601 | -212.3342 | 217.9207 | -212.3342 | 217.9207 | 90.9077 | 118.4621 | 116.4 | 122.0185 | 116.7 | 122.3949 | -145.8 | -153.3114 | -145.1 | -151.4802 | -148.9 | -155.5513 | -148.8 | -155.7185 | 231.9521 | 244.6742
2020-08-30 03:00 | -99 | -103.4456 | -38.9075 | 44.9672 | 114.6289 | 119.4205 | -99 | -103.1601 | -209.4594 | 215.0963 | -209.4594 | 215.0963 | 92.9883 | 119.5788 | 112.8 | 118.1349 | 115.5 | 120.8914 | -143.5 | -150.7487 | -142.7 | -149.6612 | -146.1 | -152.5818 | -145.8 | -153.2555 | 230.1286 | 242.3243
2020-08-30 03:30 | -99 | -103.7401 | -34.6211 | 40.5918 | 109.9389 | 114.7679 | -99 | -103.4456 | -200.5623 | 205.8688 | -200.5623 | 205.8688 | 91.4014 | 122.5863 | 110.7 | 116.4997 | 111.6 | 117.3552 | -140.2 | -147.8097 | -139.1 | -146.4302 | -142.5 | -149.7225 | -142.1 | -149.7406 | 221.4156 | 232.8815
2020-08-30 04:00 | -91 | -94.3716 | -29.2587 | 34.3919 | 103.4115 | 107.7656 | -91 | -94.1116 | -190.8064 | 195.6892 | -190.8064 | 195.6892 | 92.9003 | 123.1618 | 112.5 | 117.5835 | 112.5 | 118.2114 | -139.5 | -146.3914 | -138.2 | -144.7648 | -141.4 | -148.058 | -141.1 | -147.981 | 211.1508 | 223.9576
2020-08-30 04:30 | -87 | -90.5207 | -28.5433 | 33.6029 | 103.2348 | 107.4977 | -87 | -90.2497 | -189.3796 | 194.2919 | -189.3796 | 194.2919 | 97.563 | 124.6972 | 112.2 | 117.5621 | 111.9 | 117.4568 | -139.9 | -146.0295 | -139.1 | -145.5584 | -142.6 | -149.2271 | -142.2 | -148.8694 | 227.8863 | 241.9106
2020-08-30 05:00 | -86 | -88.7694 | -26.277 | 30.6993 | 100.7211 | 104.6528 | -85 | -87.8009 | -187.8617 | 192.3682 | -187.8617 | 192.3682 | 98.81 | 124.4714 | 111.6 | 117.08 | 111.3 | 116.436 | -140.4 | -146.7496 | -139.7 | -145.877 | -143.5 | -149.7182 | -143.1 | -149.5656 | 235.4583 | 248.809
2020-08-30 05:30 | -85 | -88.0568 | -24.9458 | 30.1654 | 99.7782 | 104.0032 | -85 | -88.0568 | -186.392 | 190.9234 | -186.392 | 190.9234 | 95.3464 | 124.5082 | 112.5 | 118.2114 | 112.8 | 118.4054 | -139.3 | -146.7076 | -139.2 | -145.8386 | -142.5 | -149.1912 | -142.3 | -149.0203 | 229.8054 | 240.0525
2020-08-30 06:00 | -84 | -86.8332 | -25.0421 | 29.5598 | 100.0827 | 103.9823 | -85 | -87.5557 | -188.1289 | 192.2595 | -188.1289 | 192.2595 | 102.9338 | 124.561 | 110.4 | 115.576 | 113.1 | 117.816 | -139.3 | -145.379 | -139.7 | -145.5922 | -143 | -148.956 | -142.8 | -148.9902 | 246.8959 | 258.7335
2020-08-30 06:30 | -95 | -98.7623 | -33.4066 | 39.3474 | 110.2971 | 114.6954 | -95 | -98.7623 | -206.1109 | 210.9813 | -206.1109 | 210.9813 | 102.7605 | 123.3488 | 113.7 | 117.3648 | 111 | 114.8275 | -142.8 | -146.688 | -143.3 | -147.22 | -146.5 | -150.639 | -146.3 | -150.6422 | 252.7186 | 265.5527
2020-08-30 07:00 | -90 | -93.6803 | -29.9965 | 35.6916 | 105.9454 | 110.5445 | -90 | -93.6803 | -200.7711 | 205.8726 | -200.7711 | 205.8726 | 103.4067 | 123.8926 | 110.1 | 114.1933 | 112.2 | 116.2979 | -140.1 | -145.0838 | -141.7 | -146.0792 | -145.2 | -149.4992 | -145.1 | -149.6939 | 285.3278 | 296.2718
2020-08-30 07:30 | -96 | -98.27 | -35.8606 | 39.1118 | 113.8576 | 116.7275 | -96 | -99.7246 | -215.6767 | 218.4637 | -215.6767 | 218.4637 | 89.5423 | 115.6149 | 107.4 | 111.4309 | 108.3 | 112.3783 | -138.2 | -142.5977 | -141.2 | -144.9177 | -144.5 | -148.7286 | -144 | -148.6026 | 286.7632 | 295.7781
2020-08-30 08:00 | -88 | -89.627 | -30.8195 | 32.7029 | 102.505 | 105.0874 | -88 | -89.627 | -201.0242 | 203.3046 | -201.0242 | 203.3046 | 73.4529 | 110.1268 | 109.8 | 115.3655 | 109.5 | 115.5502 | -137.6 | -142.6201 | -140.4 | -144.9486 | -143.8 | -148.8374 | -143.6 | -148.4178 | 279.6525 | 289.1126
2020-08-30 08:30 | -94 | -97.5295 | -41.6853 | 45.4614 | 106.016 | 110.4517 | -94 | -97.2677 | -203.7823 | 208.2796 | -203.7823 | 208.2796 | 68.0296 | 104.729 | 108.9 | 114.9818 | 108.3 | 114.2216 | -136.6 | -144.0112 | -140 | -146.978 | -143.5 | -150.4985 | -143.1 | -150.4857 | 290.8602 | 294.0877
2020-08-30 09:00 | -82 | -84.6463 | -34.0664 | 36.7791 | 95.4189 | 99.5517 | -81 | -83.4326 | -193.9936 | 197.5615 | -193.9936 | 197.5615 | 59.9691 | 109.269 | 109.2 | 115.3624 | 109.2 | 116.0566 | -135.6 | -143.7783 | -139.8 | -147.1092 | -143.4 | -150.5883 | -142.9 | -150.6509 | 273.9626 | 277.369
2020-08-30 09:30 | -87 | -89.2693 | -36.5075 | 39.1289 | 98.9609 | 102.6902 | -86 | -88.5268 | -200.8561 | 203.8637 | -200.8561 | 203.8637 | 64.2705 | 101.3047 | 95.4 | 101.8609 | 95.7 | 101.4271 | -119.6 | -127.6748 | -123.8 | -131.414 | -126.9 | -134.9387 | -126.6 | -134.7288 | 286.8518 | 292.688
2020-08-30 10:00 | -86 | -88.0738 | -34.1552 | 36.7649 | 97.8749 | 101.2763 | -86 | -88.0738 | -184.6008 | 188.077 | -184.6008 | 188.077 | 80.5496 | 106.1622 | 93 | 97.9049 | 94.2 | 99.3272 | -118.8 | -124.3068 | -123.8 | -129.2844 | -127.2 | -132.7178 | -126.9 | -132.816 | 288.5033 | 295.1069
2020-08-30 10:30 | -73 | -76.243 | -33.6578 | 36.3975 | 80.6882 | 86.1449 | -73 | -75.9605 | -174.7834 | 179.0689 | -174.7834 | 179.0689 | 66.3136 | 108.7601 | 99 | 105.6533 | 99.6 | 105.7039 | -122.5 | -129.559 | -128.2 | -134.5055 | -131.2 | -137.9884 | -130.9 | -137.6025 | 280.5339 | 286.4881
2020-08-30 11:00 | -79 | -81.7435 | -30.744 | 33.2691 | 80.981 | 85.8563 | -78 | -80.5233 | -180.4355 | 184.3856 | -180.4355 | 184.3856 | 69.5432 | 109.0716 | 96 | 102.1129 | 96.3 | 102.395 | -118.4 | -124.5953 | -124.3 | -130.1852 | -127.7 | -133.6695 | -127.4 | -133.5319 | 273.4453 | 280.2943
2020-08-30 11:30 | -69 | -71.8401 | -31.7553 | 33.824 | 78.7217 | 83.7164 | -68 | -70.8802 | -177.2603 | 180.6879 | -177.2603 | 180.6879 | 71.2958 | 112.258 | 95.7 | 102.142 | 96 | 103.3952 | -120.6 | -127.7042 | -124.7 | -131.583 | -128 | -134.9978 | -127.7 | -134.8735 | 268.1118 | 274.9407
2020-08-30 12:00 | -91 | -93.8616 | -33.848 | 37.7915 | 105.1245 | 108.8903 | -91 | -93.8616 | -215.1392 | 218.0012 | -215.1392 | 218.0012 | 60.1989 | 100.8747 | 94.2 | 100.5269 | 93.3 | 99.3707 | -118.9 | -123.6209 | -126.3 | -130.215 | -129.7 | -134.2428 | -129.3 | -134.3611 | 300.9937 | 307.2444
2020-08-30 12:30 | -97 | -100.1699 | -41.8639 | 45.1374 | 104.1162 | 108.2682 | -97 | -100.1699 | -217.5815 | 220.379 | -217.5815 | 220.379 | 43.8511 | 90.1842 | 97.8 | 103.2174 | 98.7 | 104.1661 | -122.8 | -128.5042 | -129 | -134.2297 | -132.4 | -137.462 | -132 | -137.512 | 315.7197 | 320.9838
2020-08-30 13:00 | -91 | -93.6216 | -40.8955 | 43.4876 | 103.2855 | 106.9054 | -91 | -93.3916 | -216.1471 | 218.5305 | -216.1471 | 218.5305 | 46.8953 | 91.3777 | 92.7 | 98.7041 | 95.4 | 100.7518 | -118.3 | -123.2481 | -124.9 | -129.8624 | -128.2 | -133.186 | -127.9 | -132.7364 | 325.3943 | 329.9344
2020-08-30 13:30 | -92 | -94.3663 | -26.651 | 31.4195 | 107.6292 | 110.7656 | -91 | -93.3916 | -217.676 | 219.9867 | -217.676 | 219.9867 | 36.876 | 88.4831 | 95.7 | 101.5268 | 95.7 | 102.142 | -118.3 | -124.1316 | -123.6 | -129.2509 | -126.8 | -132.5451 | -126.3 | -132.0085 | 308.3406 | 313.4878
2020-08-30 14:00 | -96 | -98.27 | -26.5895 | 32.0518 | 114.2418 | 116.9921 | -96 | -98.27 | -225.5993 | 227.7392 | -225.5993 | 227.7392 | 33.0903 | 84.4551 | 97.5 | 102.8374 | 96.6 | 102.0811 | -122.3 | -127.479 | -127.3 | -132.6125 | -131.1 | -135.66 | -130.3 | -136.0324 | 325.8762 | 331.6467
2020-08-30 14:30 | -105 | -108.1712 | -39.7545 | 45.2245 | 121.1162 | 124.6504 | -105 | -108.1712 | -240.7868 | 243.5488 | -240.7868 | 243.5488 | 32.1584 | 79.608 | 97.5 | 102.7424 | 96.3 | 101.2281 | -119.9 | -124.7372 | -125.7 | -130.5356 | -128.9 | -133.8059 | -128.7 | -133.6671 | 329.9406 | 334.9398
2020-08-30 15:00 | -102 | -104.7855 | -39.4008 | 43.9033 | 117.0879 | 120.5348 | -103 | -105.7592 | -238.1104 | 240.5209 | -238.1104 | 240.5209 | 32.3269 | 79.3004 | 95.7 | 100.5649 | 95.7 | 100.7509 | -119.4 | -124.1192 | -125.8 | -130.5246 | -128.9 | -133.6462 | -129.1 | -133.9451 | 349.3671 | 354.9493
2020-08-30 15:30 | -103 | -105.5367 | -32.892 | 38.5001 | 121.4312 | 124.3577 | -102 | -104.561 | -243.5686 | 245.669 | -243.5686 | 245.669 | 29.186 | 80.3213 | 93.9 | 98.9477 | 93.3 | 98.2838 | -118.1 | -123.448 | -124.5 | -129.7925 | -127.9 | -133.1317 | -127.6 | -132.9376 | 364.8058 | 370.1484
2020-08-30 16:00 | -103 | -105.119 | -29.3306 | 34.2758 | 120.0173 | 122.2508 | -102 | -103.9423 | -240.1492 | 241.6644 | -240.1492 | 241.6644 | 44.4441 | 85.4704 | 112.5 | 115.1582 | 112.2 | 114.9951 | -140.2 | -143.3529 | -145.1 | -148.3537 | -148.9 | -152.0319 | -148.5 | -151.8667 | 357.6218 | 363.0688
2020-08-30 16:30 | -92 | -93.2148 | -17.9019 | 22.4433 | 113.139 | 114.6689 | -93 | -94.0479 | -234.7675 | 235.5021 | -234.7675 | 235.5021 | 74.4795 | 92.924 | 129 | 131.3246 | 129.6 | 131.8585 | -159.8 | -163.2124 | -165.7 | -169.7589 | -169.7 | -173.7509 | -169.4 | -173.5661 | 380.8066 | 386.5657
2020-08-30 17:00 | -86 | -86.977 | -2.7463 | 15.219 | 108.8443 | 110.0772 | -86 | -86.8332 | -235.6818 | 236.0146 | -235.6818 | 236.0146 | 67.2563 | 105.139 | 140.7 | 143.1553 | 140.7 | 143.4395 | -174 | -179.0207 | -179.6 | -185.1761 | -184.3 | -189.8575 | -183.9 | -189.4205 | 377.9005 | 381.3145
2020-08-30 17:30 | -81 | -82.7647 | 5.1188 | 21.1581 | 107.324 | 109.0442 | -82 | -83.5464 | -239.6426 | 240.0866 | -239.6426 | 240.0866 | 53.2753 | 99.9916 | 140.1 | 143.276 | 141.3 | 144.6392 | -174.5 | -180.4817 | -180.5 | -186.2189 | -185.2 | -190.8032 | -184.7 | -190.512 | 401.0249 | 403.8418
2020-08-30 18:00 | -76 | -77.4661 | 12.6536 | 22.7796 | 100.3423 | 101.9878 | -75 | -76.2955 | -235.5575 | 235.7798 | -235.5575 | 235.7798 | 63.5131 | 82.1771 | 137.4 | 140.204 | 136.2 | 138.9683 | -170.4 | -175.5477 | -178.5 | -186.4696 | -182.8 | -190.8009 | -182.5 | -190.7033 | 446.5681 | 457.6063
2020-08-30 18:30 | -75 | -76.1183 | 18.845 | 27.078 | 101.1191 | 102.4061 | -75 | -76.1183 | -240.7463 | 240.78 | -240.7463 | 240.78 | 58.1855 | 78.8939 | 139.8 | 142.3268 | 139.8 | 142.3268 | -174.4 | -177.8204 | -181.8 | -188.3801 | -186 | -192.8687 | -185.6 | -192.573 | 451.0658 | 461.4546
2020-08-30 19:00 | -75 | -75.4255 | 16.258 | 22.0119 | 102.6282 | 103.147 | -74 | -74.3303 | -240.083 | 240.1165 | -240.083 | 240.1165 | 71.7586 | 90.4908 | 140.7 | 143.7388 | 138 | 141.1598 | -175 | -179.0158 | -182.6 | -189.5462 | -187.2 | -193.9802 | -186.8 | -194.1482 | 435.9904 | 447.2955
2020-08-30 19:30 | -73 | -73.2462 | 18.9463 | 23.0467 | 98.5843 | 99.0742 | -73 | -73.2462 | -229.5153 | 229.539 | -229.5153 | 229.539 | 73.9191 | 106.1344 | 138.6 | 141.9377 | 138.6 | 142.1345 | -173.3 | -179.0221 | -179.5 | -187.7665 | -183.8 | -192.1709 | -183.3 | -191.8102 | 417.8886 | 427.8305
2020-08-30 20:00 | -77 | -77.2334 | 10.0849 | 17.1269 | 106.5861 | 107.0356 | -78 | -78.2304 | -236.8869 | 236.8891 | -236.8869 | 236.8891 | 76.2014 | 131.0186 | 138.6 | 141.8734 | 138.9 | 142.2955 | -174.9 | -180.0654 | -180.1 | -184.7459 | -184.7 | -189.1694 | -184.7 | -188.9661 | 405.5549 | 407.4253
2020-08-30 20:30 | -78 | -78.3135 | 11.9717 | 17.8656 | 102.9581 | 103.5032 | -78 | -78.3135 | -227.4185 | 227.4232 | -227.4185 | 227.4232 | 80.8621 | 136.1953 | 139.2 | 142.7196 | 139.5 | 143.1456 | -173.9 | -179.7795 | -180.3 | -184.8851 | -185 | -189.5437 | -183.9 | -189.2263 | 389.014 | 391.0635
2020-08-30 21:00 | -76 | -76.3217 | 11.1127 | 15.9712 | 100.4807 | 101.035 | -76 | -76.2365 | -219.2711 | 219.2857 | -219.2711 | 219.2857 | 95.1509 | 144.8386 | 140.4 | 144.1577 | 138.9 | 142.6288 | -173.1 | -179.5355 | -178.7 | -184.4985 | -183.3 | -188.9595 | -182.9 | -188.8895 | 386.5409 | 388.7217
2020-08-30 21:30 | -71 | -71.007 | 14.594 | 16.028 | 98.1209 | 98.2511 | -70 | -70 | -214.4173 | 214.4386 | -214.4173 | 214.4386 | 102.3067 | 140.1428 | 138.9 | 142.427 | 139.2 | 142.7196 | -175.4 | -181.2616 | -180.5 | -185.322 | -184.8 | -189.7142 | -184.8 | -189.5903 | 376.4267 | 378.8249
2020-08-30 22:00 | -67 | -67.0075 | 13.4515 | 13.8584 | 91.0505 | 91.2607 | -66 | -66.0076 | -199.2681 | 199.2683 | -199.2681 | 199.2683 | 117.3929 | 150.8252 | 140.4 | 144.0228 | 139.8 | 143.5054 | -177.3 | -183.8667 | -181.4 | -186.8742 | -185.9 | -191.3856 | -185.5 | -191.2151 | 361.9386 | 364.8281
2020-08-30 22:30 | -58 | -58 | 18.4399 | 18.4872 | 81.5295 | 81.8485 | -59 | -59 | -185.9468 | 185.9495 | -185.9468 | 185.9495 | 117.8381 | 154.7918 | 139.2 | 143.1277 | 141 | 144.9481 | -175 | -181.0284 | -178.2 | -184.0773 | -182.8 | -188.5022 | -182.2 | -187.8012 | 324.2185 | 326.6958
2020-08-30 23:00 | -49 | -49.6488 | 24.302 | 25.9143 | 72.9836 | 74.7315 | -48 | -48.6621 | -173.0934 | 173.7397 | -173.0934 | 173.7397 | 111.1175 | 151.5319 | 141.6 | 146.1157 | 141.9 | 146.3219 | -177 | -184.5731 | -178 | -185.4681 | -182.6 | -190.0401 | -182.2 | -190.0054 | 265.3806 | 268.3696
2020-08-30 23:30 | -44 | -44.7214 | 29.8899 | 30.8394 | 66.754 | 68.5137 | -44 | -44.7214 | -169.7964 | 170.3548 | -169.7964 | 170.3548 | 94.2812 | 134.8113 | 142.5 | 146.2038 | 141.9 | 145.6867 | -177.7 | -184.5312 | -177.1 | -183.8071 | -181.5 | -188.3575 | -181.2 | -188.3096 | 258.9277 | 265.1093
2020-08-31 | -40 | -40.7922 | 31.1772 | 31.7671 | 60.9034 | 63.1599 | -40 | -40.6079 | -154.636 | 155.6588 | -154.636 | 155.6588 | 93.8889 | 135.3717 | 143.4 | 147.2838 | 142.5 | 146.4768 | -178 | -184.4486 | -176.9 | -183.088 | -181.5 | -187.2657 | -180.8 | -187.4147 | 242.6185 | 250.3771
2020-08-31 00:30 | -32 | -32.7567 | 35.6581 | 35.9318 | 53.3049 | 55.7987 | -32 | -32.7567 | -142.4019 | 143.8598 | -142.4019 | 143.8598 | 94.6458 | 135.5674 | 142.8 | 146.6997 | 142.5 | 146.5466 | -177.5 | -184.8481 | -175.5 | -182.5385 | -180 | -187.0855 | -179.6 | -186.9209 | 217.2778 | 227.7306
2020-08-31 01:00 | -33 | -33.9559 | 32.9256 | 33.1288 | 52.6637 | 55.231 | -33 | -33.7343 | -134.8228 | 136.4227 | -134.8228 | 136.4227 | 100.4466 | 140.5922 | 141.6 | 145.5319 | 141.6 | 145.6014 | -178.4 | -185.6017 | -176.4 | -183.3493 | -180.6 | -187.5276 | -180.6 | -187.9095 | 209.4457 | 221.466
2020-08-31 01:30 | -30 | -30.5941 | 33.8605 | 33.9394 | 49.8639 | 52.4325 | -30 | -30.5941 | -130.4647 | 132.2255 | -130.4647 | 132.2255 | 111.2452 | 149.5552 | 143.7 | 147.5759 | 143.4 | 147.4218 | -178.5 | -185.8769 | -176.1 | -183.5001 | -180.9 | -188.0332 | -180.3 | -187.5935 | 204.5379 | 217.6207
2020-08-31 02:00 | -27 | -27.6586 | 34.6975 | 34.7115 | 46.9599 | 49.3615 | -27 | -27.6586 | -122.9309 | 124.6775 | -122.9309 | 124.6775 | 118.8922 | 154.3462 | 143.1 | 147.1224 | 143.7 | 147.9246 | -179.9 | -187.4849 | -177.4 | -184.9488 | -181.9 | -188.888 | -181.5 | -188.855 | 192.4546 | 208.3628
2020-08-31 02:30 | -27 | -27.6586 | 34.5743 | 34.5895 | 46.2635 | 49.0109 | -27 | -27.4591 | -115.0099 | 116.9305 | -115.0099 | 116.9305 | 121.031 | 156.8284 | 141.6 | 145.9579 | 142.2 | 146.6129 | -177.7 | -186.6039 | -175.7 | -184.0402 | -180.1 | -188.0482 | -179.7 | -188.0701 | 190.8443 | 207.4012
2020-08-31 03:00 | -22 | -22.3607 | 39.3497 | 39.4083 | 41.261 | 43.7297 | -22 | -22.3607 | -112.7995 | 114.6388 | -112.7995 | 114.6388 | 130.7952 | 159.1735 | 142.8 | 147.5659 | 143.1 | 147.8562 | -176.8 | -185.6694 | -175.9 | -185.6573 | -179.4 | -189.1993 | -179.2 | -189.2978 | 192.6201 | 196.5729
2020-08-31 03:30 | -20 | -20.0998 | 41.1973 | 41.3877 | 39.7192 | 41.5699 | -20 | -20.0998 | -110.1924 | 111.5282 | -110.1924 | 111.5282 | 140.241 | 167.1756 | 142.5 | 148.1435 | 142.5 | 148.1435 | -179.6 | -189.4989 | -178.2 | -189.1637 | -182.4 | -193.7703 | -182.3 | -193.3679 | 199.6558 | 202.8662
2020-08-31 04:00 | -25 | -25.318 | 35.2264 | 35.2753 | 46.1455 | 48.3054 | -24 | -24.3311 | -113.9554 | 115.4008 | -113.9554 | 115.4008 | 136.3887 | 164.8506 | 142.2 | 148.1882 | 141.9 | 148.0706 | -179.6 | -190.5619 | -177.9 | -189.5404 | -182.3 | -193.9478 | -181.8 | -193.857 | 200.8879 | 202.8061
2020-08-31 04:30 | -18 | -18.1108 | 45.5666 | 45.6637 | 37.837 | 39.641 | -18 | -18.1108 | -109.1701 | 110.4238 | -109.1701 | 110.4238 | 131.2754 | 161.3851 | 143.7 | 149.5448 | 144 | 149.9163 | -177.3 | -187.6623 | -175.9 | -186.8799 | -180 | -191.117 | -179.6 | -191.117 | 195.174 | 197.3475
2020-08-31 05:00 | -11 | -11 | 52.5213 | 52.7719 | 33.9998 | 35.4188 | -11 | -11 | -108.5571 | 109.4155 | -108.5571 | 109.4155 | 124.8776 | 156.8568 | 141.3 | 147.6689 | 143.7 | 149.7965 | -177.6 | -188.9498 | -176 | -188.1442 | -180.1 | -192.404 | -179.8 | -192.5136 | 200.5888 | 201.5526
2020-08-31 05:30 | -12 | -12 | 56.54 | 56.5816 | 36.1605 | 37.413 | -13 | -13 | -112.37 | 113.1174 | -112.37 | 113.1174 | 103.8463 | 144.7154 | 142.5 | 148.4761 | 141.9 | 148.0706 | -178.1 | -189.4458 | -176.4 | -188.4832 | -180.6 | -192.8721 | -180.1 | -192.5935 | 192.3216 | 194.2863
2020-08-31 06:00 | -14 | -14 | 61.4999 | 61.5 | 39.7317 | 40.0957 | -14 | -14.0357 | -126.7088 | 126.7938 | -126.7088 | 126.7938 | 97.6145 | 137.4755 | 142.5 | 146.9853 | 142.8 | 147.4905 | -179.7 | -188.2831 | -178.7 | -188.1879 | -182.9 | -192.5837 | -182.9 | -192.8992 | 222.7005 | 223.3382
2020-08-31 06:30 | -20 | -20.0998 | 68.3497 | 68.593 | 47.7266 | 47.7889 | -19 | -19.105 | -146.9919 | 147.0208 | -146.9919 | 147.0208 | 82.435 | 113.1202 | 142.5 | 145.1482 | 143.1 | 145.8522 | -177.2 | -182.2721 | -179 | -184.069 | -183.6 | -188.6828 | -182.9 | -188.1181 | 257.059 | 265.6939
2020-08-31 07:00 | -23 | -23.1948 | 66.2542 | 66.4366 | 55.1805 | 55.3372 | -24 | -24.3311 | -158.5143 | 158.714 | -158.5143 | 158.714 | 45.9461 | 89.595 | 142.8 | 145.0065 | 140.7 | 142.9389 | -177.6 | -181.9396 | -179.5 | -183.7733 | -183.9 | -188.1575 | -183.7 | -188.1115 | 284.5149 | 288.8698
2020-08-31 07:30 | -22 | -23.0868 | 74.0901 | 74.3012 | 55.9101 | 56.5464 | -22 | -23.0868 | -168.6995 | 169.3878 | -168.6995 | 169.3878 | 13.8913 | 69.8027 | 141 | 144.094 | 140.7 | 143.8903 | -174.3 | -180.2994 | -178.7 | -184.1091 | -183.5 | -188.5982 | -182.8 | -188.2813 | 288.5233 | 292.4885
2020-08-31 08:00 | -25 | -26.2488 | 70.722 | 71.1049 | 57.6137 | 58.5304 | -25 | -26.2488 | -174.3798 | 175.5083 | -174.3798 | 175.5083 | -4.3356 | 59.99 | 138 | 140.1755 | 139.8 | 142.1608 | -175.2 | -178.8615 | -181 | -184.2317 | -185.5 | -188.3701 | -185.1 | -188.3892 | 303.7482 | 306.1277
2020-08-31 08:30 | -27 | -27.074 | 65.2264 | 66.1935 | 53.8238 | 53.8775 | -26 | -26.1725 | -177.1926 | 177.5911 | -177.1926 | 177.5911 | -21.5493 | 68.8225 | 138 | 140.282 | 138.6 | 140.9263 | -174.1 | -178.1977 | -182.3 | -185.5918 | -187.2 | -190.4807 | -186.7 | -189.9708 | 328.5516 | 329.2133
2020-08-31 09:00 | -27 | -28.1603 | 59.2719 | 59.2858 | 53.5781 | 54.3855 | -27 | -28.4605 | -174.173 | 175.5158 | -174.173 | 175.5158 | -23.2028 | 66.9719 | 139.8 | 142.2709 | 139.5 | 141.9761 | -171.8 | -176.6945 | -180.5 | -184.7814 | -185 | -189.6194 | -185 | -189.4888 | 323.86 | 325.1005
2020-08-31 09:30 | -22 | -23.0868 | 52.8143 | 52.8332 | 47.0323 | 47.716 | -21 | -22.1359 | -158.726 | 159.6471 | -158.726 | 159.6471 | -3.2838 | 75.9461 | 138.6 | 141.5606 | 138.9 | 141.9155 | -173.6 | -178.9914 | -180.6 | -185.6717 | -184.9 | -189.948 | -185 | -190.0913 | 317.9223 | 321.1692
2020-08-31 10:00 | -23 | -25.9422 | 54.5663 | 54.6515 | 48.8493 | 50.6731 | -23 | -25.9422 | -159.274 | 161.0747 | -159.274 | 161.0747 | -0.22558 | 74.8103 | 137.7 | 140.4388 | 137.7 | 140.498 | -171.7 | -177.0759 | -181.7 | -186.6562 | -186.4 | -191.4456 | -186.4 | -191.3565 | 319.6203 | 323.7831
2020-08-31 10:30 | -29 | -31.3847 | 45.686 | 45.7705 | 48.1416 | 49.2212 | -29 | -31.3847 | -153.2507 | 154.3671 | -153.2507 | 154.3671 | 15.5204 | 77.735 | 138.3 | 140.9687 | 138.3 | 141.0862 | -173.5 | -178.4376 | -182 | -186.7833 | -187 | -191.5516 | -186.8 | -191.8802 | 325.7293 | 330.1136
2020-08-31 11:00 | -31 | -32.8938 | 46.1183 | 46.1807 | 55.8552 | 57.198 | -30 | -32.311 | -151.4357 | 152.8222 | -151.4357 | 152.8222 | 33.4587 | 82.2966 | 139.8 | 142.9827 | 139.5 | 142.6266 | -174.9 | -179.9863 | -182.7 | -187.4611 | -187.5 | -192.3888 | -187.3 | -192.3382 | 312.6708 | 318.5555
2020-08-31 11:30 | -26 | -28.2312 | 53.6026 | 53.6277 | 51.6421 | 53.1128 | -26 | -28.2312 | -147.4306 | 149.0841 | -147.4306 | 149.0841 | 25.9813 | 89.6179 | 139.2 | 142.0277 | 138.6 | 141.6219 | -174.8 | -180.2527 | -183 | -187.6909 | -187.8 | -192.461 | -187.6 | -192.3098 | 319.1212 | 322.5448
2020-08-31 12:00 | -25 | -25.4951 | 45.0276 | 45.1117 | 41.886 | 42.007 | -25 | -25.318 | -138.7114 | 138.8407 | -138.7114 | 138.8407 | 41.8253 | 90.859 | 141.3 | 143.9131 | 141.3 | 144.0865 | -174 | -179.3067 | -181.3 | -186.2605 | -186.2 | -191.0781 | -185.9 | -190.9673 | 293.8098 | 297.6689
2020-08-31 12:30 | -34 | -34.5254 | 45.0649 | 45.1947 | 59.4253 | 59.678 | -34 | -34.5254 | -148.106 | 148.8332 | -148.106 | 148.8332 | 45.4267 | 92.5492 | 140.1 | 143.6637 | 140.4 | 144.295 | -173 | -179.682 | -181 | -186.961 | -185.6 | -191.7818 | -185.1 | -191.542 | 310.1418 | 313.6249
2020-08-31 13:00 | -31 | -32.0156 | 49.9621 | 50.0197 | 48.7851 | 49.1205 | -31 | -32.0156 | -145.571 | 145.8765 | -145.571 | 145.8765 | 49.1246 | 97.5351 | 140.7 | 144.2488 | 140.7 | 144.4499 | -175.3 | -182.0159 | -183 | -189.2829 | -187.8 | -194.0785 | -187.3 | -194.1552 | 323.5565 | 326.6835
2020-08-31 13:30 | -34 | -34.5254 | 42.3283 | 42.3966 | 56.4369 | 56.6215 | -33 | -33.541 | -139.6151 | 140.1298 | -139.6151 | 140.1298 | 67.1213 | 111.129 | 141.9 | 146.0338 | 139.5 | 143.6311 | -174.8 | -182.7366 | -179.5 | -186.6881 | -184.2 | -191.253 | -183.8 | -190.8787 | 300.8793 | 304.9575
2020-08-31 14:00 | -30 | -30.5941 | 44.1986 | 44.2032 | 52.1544 | 52.4891 | -29 | -29.6142 | -136.0481 | 136.7198 | -136.0481 | 136.7198 | 65.8453 | 102.4886 | 140.7 | 144.868 | 140.4 | 144.6485 | -174.9 | -182.8587 | -180.4 | -188.1567 | -185.4 | -192.7469 | -185 | -192.6899 | 287.36 | 290.9376
2020-08-31 14:30 | -26 | -26.4764 | 60.5105 | 60.7968 | 53.623 | 53.9944 | -25 | -25.7099 | -148.1282 | 148.5175 | -148.1282 | 148.5175 | 63.0166 | 100.4562 | 141.3 | 145.3097 | 141 | 145.0884 | -175.3 | -182.7648 | -179.9 | -186.7996 | -184.9 | -191.8046 | -184.4 | -191.4835 | 281.4727 | 287.0885
2020-08-31 15:00 | -29 | -29.6142 | 49.1783 | 49.3072 | 55.5452 | 55.8144 | -30 | -30.5941 | -140.6467 | 141.269 | -140.6467 | 141.269 | 62.5965 | 102.6193 | 140.7 | 145.0121 | 142.5 | 146.9039 | -177.3 | -183.2821 | -182.1 | -188.1293 | -186.8 | -193.0058 | -186.6 | -192.8818 | 278.5383 | 283.2472
2020-08-31 15:30 | -24 | -25 | 64.0679 | 64.1033 | 53.5987 | 54.448 | -23 | -24.3516 | -153.3694 | 154.1899 | -153.3694 | 154.1899 | 64.6294 | 101.7621 | 142.2 | 146.5401 | 143.1 | 147.5588 | -176 | -183.7782 | -181.3 | -188.4862 | -186 | -193.2131 | -185.8 | -193.184 | 280.1315 | 285.0775
2020-08-31 16:00 | -19 | -21.0238 | 73.5784 | 73.593 | 48.7071 | 49.7886 | -19 | -21.4709 | -151.5482 | 152.5086 | -151.5482 | 152.5086 | 62.5615 | 98.9306 | 141.9 | 145.6867 | 141.6 | 145.7423 | -176.3 | -183.1881 | -181.7 | -187.9824 | -186.4 | -192.453 | -185.7 | -192.8588 | 290.5789 | 296.2607
2020-08-31 16:30 | -17 | -19.7231 | 75.9575 | 75.9665 | 50.0544 | 51.6903 | -18 | -20.5913 | -156.6323 | 158.3108 | -156.6323 | 158.3108 | 42.4748 | 87.0121 | 141.6 | 145.6716 | 141 | 145.0884 | -177.3 | -184.6281 | -182.5 | -189.4652 | -187.1 | -194.085 | -186.9 | -194.0258 | 307.945 | 315.2052
2020-08-31 17:00 | -14 | -18.4391 | 83.0951 | 83.1008 | 46.3045 | 48.7733 | -12 | -16.9706 | -159.3866 | 161.7887 | -159.3866 | 161.7887 | -0.09792 | 68.1209 | 141.6 | 144.8686 | 141 | 144.5415 | -176.3 | -183.0364 | -181.6 | -187.8877 | -186.1 | -192.4173 | -185.9 | -192.2748 | 310.2333 | 316.0278
2020-08-31 17:30 | -10 | -22.3607 | 93.618 | 93.7594 | 45.0209 | 50.9559 | -8 | -20.6155 | -169.2944 | 175.2138 | -169.2944 | 175.2138 | -36.9295 | 95.7214 | 141 | 144.7421 | 139.8 | 143.6421 | -176.7 | -183.4313 | -185.1 | -191.0698 | -189.7 | -195.741 | -189.5 | -195.4764 | 335.3077 | 337.9923
2020-08-31 18:00 | 3 | 22.2036 | 110.9167 | 111.0625 | 32.6619 | 42.0337 | 4 | 22.3607 | -158.8809 | 167.1901 | -158.8809 | 167.1901 | -74.6621 | 87.26 | 138.9 | 142.0398 | 138.6 | 141.8734 | -175.2 | -180.029 | -184.6 | -191.8625 | -189.2 | -197.1552 | -189.2 | -196.3318 | 344.3808 | 354.1799
2020-08-31 18:30 | -8 | -19.6977 | 102.0648 | 102.0743 | 45.8708 | 51.4877 | -8 | -19.6977 | -180.3071 | 187.2413 | -180.3071 | 187.2413 | -81.0624 | 92.3461 | 137.4 | 139.857 | 137.7 | 140.2647 | -172 | -177.1746 | -181.9 | -189.7287 | -186.4 | -194.204 | -186.2 | -194.0402 | 369.2925 | 376.912
2020-08-31 19:00 | -7 | -18.3848 | 102.2648 | 102.2648 | 43.697 | 49.3181 | -6 | -18.9737 | -172.6368 | 178.8549 | -172.6368 | 178.8549 | -65.3036 | 81.4292 | 140.7 | 143.8005 | 141 | 144.0325 | -174.2 | -179.6003 | -184 | -191.9677 | -188.4 | -196.9421 | -188.8 | -196.1438 | 357.978 | 366.5715
2020-08-31 19:30 | 1 | 16 | 106.9064 | 106.9119 | 35.8916 | 42.2017 | 0 | 16 | -158.1157 | 163.5691 | -158.1157 | 163.5691 | -51.6273 | 74.3822 | 139.2 | 142.5884 | 138.6 | 142.0027 | -173.5 | -179.9641 | -183.3 | -192.6535 | -187.5 | -197.0162 | -187.2 | -196.6358 | 358.3566 | 368.2959
2020-08-31 20:00 | -7 | -17.4642 | 103.4851 | 103.4891 | 38.9399 | 44.1216 | -7 | -17.4642 | -159.6509 | 163.8637 | -159.6509 | 163.8637 | -37.1861 | 93.4881 | 141 | 144.8789 | 137.7 | 141.8835 | -173.8 | -182.3923 | -182.8 | -192.8131 | -187.2 | -197.4611 | -186.9 | -197.4894 | 354.4204 | 360.1359
2020-08-31 20:30 | -1 | -16.0312 | 101.106 | 101.1131 | 37.311 | 42.5618 | 0 | 16 | -153.0501 | 156.9524 | -153.0501 | 156.9524 | -35.7674 | 130.6283 | 139.8 | 144.2123 | 141.3 | 145.8139 | -174.6 | -182.4669 | -181.5 | -187.5118 | -186.5 | -192.4539 | -185.6 | -191.5819 | 330.0813 | 330.4399
2020-08-31 21:00 | -5 | -17.72 | 96.0716 | 96.0816 | 40.3591 | 45.4695 | -4 | -16.4924 | -152.7732 | 156.2731 | -152.7732 | 156.2731 | -16.9886 | 115.6634 | 142.5 | 146.6877 | 139.5 | 143.848 | -174.5 | -181.9393 | -181.2 | -187.0217 | -186.4 | -191.5065 | -185.9 | -191.4831 | 317.8411 | 318.2015
2020-08-31 21:30 | 0 | 21.095 | 97.1019 | 97.4046 | 33.4768 | 41.4929 | 0 | 21.095 | -142.2471 | 146.8601 | -142.2471 | 146.8601 | 2.0576 | 115.0962 | 141 | 144.3461 | 141 | 144.4758 | -176.2 | -182.3843 | -181.9 | -188.3113 | -186.6 | -192.5508 | -186.1 | -192.8716 | 309.9418 | 310.9066
2020-08-31 22:00 | 7 | 14.7648 | 98.1865 | 98.2575 | 25.5702 | 30.0289 | 7 | 14.7648 | -122.074 | 123.2226 | -122.074 | 123.2226 | 21.7065 | 118.602 | 140.1 | 144.8779 | 140.4 | 145.2446 | -175 | -184.0822 | -180 | -188.5237 | -184.5 | -193.1276 | -184 | -192.8248 | 288.971 | 290.3496
2020-08-31 22:30 | -5 | -11.1803 | 84.3559 | 84.3732 | 36.2237 | 38.0893 | -5 | -11.1803 | -140.5631 | 140.9833 | -140.5631 | 140.9833 | 60.9644 | 136.0391 | 138.6 | 143.9015 | 139.2 | 144.4795 | -175 | -184.3321 | -179.8 | -188.2596 | -184.3 | -192.8837 | -183.9 | -192.6201 | 307.0651 | 308.9937
2020-08-31 23:00 | 5 | 11.1803 | 88.4908 | 88.582 | 25.9732 | 28.3007 | 5 | 11.1803 | -125.4597 | 125.8428 | -125.4597 | 125.8428 | 83.3182 | 143.6539 | 140.1 | 145.2672 | 140.4 | 145.636 | -173.8 | -182.1164 | -177.6 | -186.0746 | -182 | -190.6335 | -181.7 | -190.2782 | 293.5287 | 296.0984
2020-08-31 23:30 | 5 | 10.2956 | 85.0721 | 85.1983 | 25.3085 | 27.1482 | 5 | 10.2956 | -134.0175 | 134.4748 | -134.0175 | 134.4748 | 88.1347 | 141.6898 | 138.6 | 143.4279 | 138.9 | 143.9516 | -174.6 | -182.6875 | -178.6 | -186.5683 | -183.2 | -191.4601 | -183 | -190.9648 | 305.8258 | 309.9083
2020-09-01 | 5 | 10.2956 | 82.9553 | 83.2464 | 22.2154 | 24.4179 | 4 | 10.7703 | -121.7535 | 122.0002 | -121.7535 | 122.0002 | 90.9413 | 147.0837 | 141.3 | 146.2687 | 140.4 | 145.4777 | -172.9 | -182.6221 | -176.6 | -185.3806 | -181.1 | -189.6886 | -180.5 | -189.5839 | 280.1231 | 285.0256
2020-09-01 00:30 | 9 | 14.2127 | 85.0833 | 85.5262 | 13.7558 | 16.7452 | 10 | 14.8661 | -102.5751 | 102.6902 | -102.5751 | 102.6902 | 90.7036 | 146.8013 | 142.2 | 147.4511 | 140.4 | 145.9595 | -175.6 | -186.9224 | -178.7 | -188.5735 | -182.9 | -192.9155 | -182.4 | -191.8645 | 247.3198 | 253.3648
2020-09-01 01:00 | 9 | 14.1421 | 81.5376 | 82.1484 | 15.8012 | 18.5894 | 10 | 14.1421 | -100.6896 | 100.7523 | -100.6896 | 100.7523 | 93.7907 | 149.421 | 142.5 | 147.9806 | 142.5 | 147.82 | -177.8 | -187.8113 | -178.1 | -187.6497 | -181.6 | -191.1301 | -181.6 | -191.5395 | 234.7583 | 241.596
2020-09-01 01:30 | 15 | 18.0278 | 85.3831 | 85.9577 | 8.6816 | 12.1168 | 15 | 18.0278 | -88.587 | 88.5907 | -88.587 | 88.5907 | 102.5877 | 157.7914 | 142.2 | 147.2157 | 142.8 | 147.9511 | -177.1 | -186.6377 | -176.4 | -185.8158 | -181.2 | -190.6566 | -180.2 | -189.8948 | 225.569 | 237.1647
2020-09-01 02:00 | 8 | 12.0416 | 76.4978 | 77.2649 | 15.4332 | 18.0687 | 8 | 12.0416 | -93.8772 | 93.8874 | -93.8772 | 93.8874 | 120.5494 | 168.2414 | 144.9 | 150.2931 | 143.1 | 148.6393 | -179.6 | -189.614 | -179.3 | -189.1681 | -183.8 | -193.6581 | -183.4 | -193.5324 | 220.6245 | 235.33
2020-09-01 02:30 | 4 | 10.7703 | 70.0269 | 70.9686 | 18.8849 | 20.5221 | 4 | 10.7703 | -97.4548 | 97.4566 | -97.4548 | 97.4566 | 122.9133 | 170.1505 | 144 | 149.1096 | 146.1 | 151.2934 | -180.7 | -189.9335 | -179.3 | -188.5711 | -184 | -193.289 | -183.2 | -192.8062 | 217.5134 | 230.9149
2020-09-01 03:00 | 9 | 12.7279 | 76.3097 | 76.9484 | 13.4828 | 15.3144 | 9 | 12.7279 | -87.4067 | 87.4598 | -87.4067 | 87.4598 | 122.6788 | 172.1192 | 144.3 | 149.8757 | 144.6 | 150.4245 | -179.8 | -190.1168 | -178.5 | -188.2504 | -182.6 | -192.6151 | -182 | -192.2368 | 212.158 | 225.4126
2020-09-01 03:30 | 0 | 11.0454 | 66.7605 | 67.8704 | 21.5648 | 23.2317 | 0 | 10 | -98.9698 | 98.9704 | -98.9698 | 98.9704 | 129.3288 | 173.4285 | 144 | 148.5049 | 144.9 | 149.4509 | -180.8 | -189.4428 | -178.5 | -187.7761 | -183.5 | -191.4871 | -182.8 | -191.6902 | 210.3877 | 230.624
2020-09-01 04:00 | -2 | -8.2462 | 63.2935 | 63.9919 | 23.5818 | 24.182 | -2 | -7.2801 | -102.3348 | 102.4766 | -102.3348 | 102.4766 | 125.4992 | 172.0458 | 144.9 | 149.979 | 145.8 | 150.8487 | -180.5 | -189.5897 | -178.5 | -187.502 | -183.2 | -192.4662 | -182.8 | -192.3638 | 210.2989 | 227.0422
2020-09-01 04:30 | -8 | -10.6301 | 56.3602 | 57.162 | 30.7777 | 31.2606 | -8 | -10.6301 | -113.7252 | 113.7916 | -113.7252 | 113.7916 | 131.1494 | 169.1036 | 146.1 | 151.771 | 142.8 | 148.5143 | -178.2 | -188.4705 | -177 | -188.612 | -181.5 | -193.3404 | -180.7 | -192.945 | 226.1599 | 228.9477
2020-09-01 05:00 | -12 | -13.8924 | 55.4966 | 56.2418 | 35.6373 | 36.0641 | -12 | -13.8924 | -120.6759 | 120.6769 | -120.6759 | 120.6769 | 132.1801 | 166.7149 | 143.4 | 148.2222 | 143.1 | 148.3193 | -179.7 | -189.8004 | -178.8 | -190.5012 | -183.1 | -195.0438 | -183 | -195.0349 | 247.5273 | 250.1688
2020-09-01 05:30 | -8 | -10 | 62.4691 | 62.8017 | 33.8701 | 34.3513 | -8 | -10.6301 | -121.3602 | 121.3637 | -121.3602 | 121.3637 | 112.1945 | 153.6529 | 142.8 | 147.9511 | 144.3 | 149.5559 | -179.6 | -190.0331 | -178.4 | -190.0442 | -182.9 | -194.58 | -182.5 | -194.6176 | 252.7575 | 253.3777
2020-09-01 06:00 | -15 | -16.5529 | 61.776 | 61.8666 | 42.2495 | 42.9129 | -15 | -16.5529 | -140.0892 | 140.1388 | -140.0892 | 140.1388 | 97.7406 | 148.2071 | 142.8 | 148.2695 | 142.8 | 148.2695 | -179.9 | -189.6102 | -180.2 | -190.1806 | -184.7 | -194.7331 | -184.2 | -194.6111 | 266.4989 | 266.6482
2020-09-01 06:30 | -23 | -24.6982 | 62.071 | 62.071 | 53.2287 | 54.162 | -23 | -24.6982 | -167.3367 | 167.8427 | -167.3367 | 167.8427 | 77.8926 | 125.4047 | 143.4 | 146.5662 | 143.7 | 146.9219 | -178.6 | -186.0142 | -179.9 | -187.9888 | -184.3 | -191.8568 | -184.1 | -191.6286 | 299.881 | 300.171
2020-09-01 07:00 | -22 | -23.7697 | 64.6292 | 64.6316 | 54.4367 | 55.2852 | -21 | -22.4722 | -172.897 | 173.4886 | -172.897 | 173.4886 | 55.3799 | 105.2572 | 143.4 | 145.7024 | 141.3 | 143.7451 | -179 | -183.5245 | -183.3 | -188.3219 | -187.8 | -192.84 | -187.8 | -192.9772 | 326.1849 | 327.0223
2020-09-01 07:30 | -37 | -38.0789 | 51.6968 | 51.6983 | 67.5552 | 68.1872 | -38 | -39.0512 | -197.6716 | 198.8576 | -197.6716 | 198.8576 | 22.9839 | 84.0861 | 142.2 | 144.2111 | 139.5 | 141.6524 | -174.9 | -178.854 | -178.7 | -183.0135 | -183.1 | -187.3757 | -183.2 | -187.5802 | 345.1172 | 345.1571
2020-09-01 08:00 | -39 | -39.0512 | 45.4962 | 46.585 | 71.1966 | 71.2005 | -42 | -42.107 | -204.4413 | 204.8941 | -204.4413 | 204.8941 | 7.4064 | 67.5644 | 141 | 142.8315 | 140.7 | 142.7322 | -175.6 | -178.7295 | -182.5 | -187.3087 | -187.1 | -191.1824 | -187.1 | -190.8344 | 355.2954 | 355.2968
2020-09-01 08:30 | -49 | -49.2544 | 35.1423 | 35.6672 | 75.814 | 75.8634 | -49 | -49.2544 | -212.6704 | 213.7462 | -212.6704 | 213.7462 | 8.2101 | 74.5555 | 142.2 | 144.4156 | 141.9 | 144.0681 | -175.1 | -179.7906 | -180.9 | -186.1305 | -185.1 | -190.8015 | -185.2 | -190.5918 | 365.7242 | 366.0047
2020-09-01 09:00 | -53 | -53.1507 | 33.5411 | 34.0136 | 72.2712 | 72.2937 | -53 | -53.2353 | -204.9853 | 205.8966 | -204.9853 | 205.8966 | 0.052122 | 74.4158 | 141 | 143.3953 | 140.4 | 142.8054 | -175.6 | -180.2776 | -182.1 | -187.3613 | -186.4 | -191.5919 | -186.2 | -191.5136 | 356.4221 | 356.578
2020-09-01 09:30 | -46 | -46.1736 | 23.4703 | 24.2897 | 71.822 | 71.8269 | -47 | -47.2652 | -191.9084 | 192.254 | -191.9084 | 192.254 | 19.2276 | 87.9474 | 142.8 | 145.8559 | 140.1 | 143.4671 | -176.4 | -182.2487 | -181.5 | -187.972 | -186.2 | -192.693 | -186 | -192.6998 | 360.5024 | 360.6062
2020-09-01 10:00 | -58 | -58.1378 | 8.7685 | 16.3932 | 80.4958 | 80.9004 | -57 | -57.0789 | -196.5747 | 196.6694 | -196.5747 | 196.6694 | 24.0548 | 86.3146 | 141 | 145.3032 | 142.8 | 147.1224 | -176.4 | -183.7023 | -181.8 | -189.9893 | -186.2 | -194.9585 | -186 | -194.2605 | 317.0688 | 317.2234
2020-09-01 10:30 | -68 | -68.469 | -4.2387 | 17.5576 | 89.2222 | 90.0424 | -67 | -67.3647 | -204.8559 | 205.3089 | -204.8559 | 205.3089 | 39.1866 | 91.1723 | 143.7 | 147.8537 | 142.5 | 146.6877 | -178.7 | -187.2287 | -182.9 | -192.0365 | -187.4 | -197.1306 | -187.3 | -196.7748 | 298.727 | 298.7954
2020-09-01 11:00 | -62 | -62.514 | -1.8502 | 16.367 | 80.8447 | 81.9665 | -63 | -63.5059 | -192.0005 | 192.6762 | -192.0005 | 192.6762 | 46.9462 | 113.2538 | 141 | 145.1594 | 142.5 | 146.8312 | -174.9 | -182.783 | -178.7 | -187.2889 | -183.1 | -191.9714 | -182.8 | -191.7421 | 282.0866 | 282.5013
2020-09-01 11:30 | -77 | -77.6466 | -16.8852 | 24.1607 | 91.7983 | 92.8297 | -77 | -77.5242 | -200.6856 | 201.6555 | -200.6856 | 201.6555 | 52.9822 | 106.0261 | 141.6 | 145.7423 | 140.4 | 144.5766 | -176.5 | -184.1426 | -180.3 | -188.7306 | -184.6 | -193.1703 | -184.7 | -193.5029 | 284.4494 | 284.7751
2020-09-01 12:00 | -79 | -79.9062 | -20.2623 | 27.0468 | 94.4762 | 95.6782 | -79 | -79.7621 | -187.4407 | 188.2369 | -187.4407 | 188.2369 | 72.4352 | 114.2084 | 143.1 | 146.9917 | 141.6 | 145.8855 | -176.8 | -184.4103 | -180 | -188.6237 | -184.1 | -192.9363 | -183.8 | -192.5786 | 278.8997 | 279.0504
2020-09-01 12:30 | -74 | -74.9667 | -16.553 | 25.0712 | 89.998 | 91.4658 | -73 | -73.9797 | -184.6233 | 185.6031 | -184.6233 | 185.6031 | 85.0694 | 120.3591 | 141.6 | 145.6716 | 141 | 145.231 | -175.4 | -183.1485 | -179 | -188.0028 | -183.4 | -192.597 | -183.3 | -192.2979 | 279.3647 | 279.4984
2020-09-01 13:00 | -79 | -79.404 | -21.9119 | 25.9832 | 96.7622 | 97.3045 | -80 | -80.2247 | -189.6632 | 190.018 | -189.6632 | 190.018 | 86.6067 | 117.1727 | 143.1 | 146.526 | 142.8 | 146.233 | -175.8 | -182.5549 | -178.5 | -187.0782 | -182.7 | -191.415 | -182.9 | -191.7555 | 264.221 | 264.2704
2020-09-01 13:30 | -93 | -93.9042 | -38.4994 | 42.2124 | 109.5893 | 110.5024 | -92 | -92.7793 | -207.7679 | 208.6018 | -207.7679 | 208.6018 | 65.3097 | 95.3988 | 128.4 | 131.2701 | 128.4 | 131.5249 | -161.8 | -166.5978 | -165.1 | -171.6734 | -169 | -175.7666 | -168.9 | -175.8085 | 274.4735 | 274.6684
2020-09-01 14:00 | -95 | -96.026 | -35.4626 | 39.8784 | 110.014 | 111.1744 | -95 | -96.026 | -211.0383 | 212.1261 | -211.0383 | 212.1261 | 62.5224 | 96.7635 | 120.6 | 124.7221 | 120.6 | 124.7989 | -150.7 | -156.2832 | -156.1 | -163.051 | -159.6 | -166.5471 | -159.5 | -166.5373 | 282.9829 | 283.9067
2020-09-01 14:30 | -91 | -91.7878 | -22.3682 | 26.8415 | 100.664 | 101.5751 | -94 | -94.6414 | -200.4863 | 201.1928 | -200.4863 | 201.1928 | 71.4288 | 102.7857 | 120 | 123.6932 | 120.9 | 124.6391 | -153.2 | -158.3865 | -158 | -164.421 | -161.9 | -168.3628 | -161.5 | -168.061 | 300.9999 | 301.8176
2020-09-01 15:00 | -90 | -90.6697 | -29.728 | 33.1308 | 106.6603 | 107.6011 | -90 | -90.5538 | -211.6526 | 212.3905 | -211.6526 | 212.3905 | 65.4964 | 106.9545 | 125.7 | 130.0361 | 129.6 | 134.1909 | -159 | -165.4373 | -164.1 | -171.5192 | -168 | -175.4836 | -167.9 | -175.533 | 295.9674 | 296.7599
2020-09-01 15:30 | -93 | -93.6483 | -29.9121 | 33.6249 | 112.2153 | 113.0606 | -91 | -91.6624 | -223.0522 | 223.6955 | -223.0522 | 223.6955 | 68.4187 | 106.0384 | 135 | 139.1913 | 133.5 | 137.8111 | -166.7 | -173.2806 | -171.2 | -178.7495 | -175.6 | -183.223 | -175.3 | -183.2036 | 309.7339 | 310.5364
2020-09-01 16:00 | -91 | -91.7878 | -20.2647 | 25.385 | 110.2532 | 111.0954 | -92 | -92.6553 | -223.9684 | 224.6783 | -223.9684 | 224.6783 | 42.5576 | 95.0872 | 140.4 | 144.4346 | 137.7 | 141.8115 | -173.4 | -180.8577 | -175.7 | -183.9289 | -180.3 | -188.59 | -180.6 | -189.0829 | 276.6315 | 277.4074
2020-09-01 16:30 | -82 | -82.8734 | -2.0691 | 17.0769 | 103.8376 | 104.7324 | -82 | -82.8734 | -219.7235 | 220.3831 | -219.7235 | 220.3831 | 38.0064 | 93.392 | 143.4 | 147.6332 | 144 | 148.0751 | -177 | -184.5368 | -179.3 | -187.4136 | -183.5 | -192.0675 | -183.6 | -192.1853 | 273.2915 | 274.0977
2020-09-01 17:00 | -85 | -85.7088 | 1.9995 | 19.0477 | 111.5819 | 112.1238 | -85 | -85.7088 | -236.256 | 236.6079 | -236.256 | 236.6079 | 20.804 | 85.9432 | 143.4 | 147.0811 | 142.8 | 146.3634 | -176 | -182.9918 | -179.9 | -187.0935 | -184.1 | -191.4442 | -184.4 | -191.8627 | 310.813 | 311.4918
2020-09-01 17:30 | -80 | -80.399 | 16.3382 | 23.9564 | 111.025 | 111.2352 | -80 | -80.3057 | -244.9976 | 245.0019 | -244.9976 | 245.0019 | -1.9634 | 66.3206 | 138.9 | 141.9774 | 138.6 | 142.2013 | -175.4 | -180.905 | -181.2 | -187.7472 | -185.7 | -192.7625 | -185.6 | -192.5543 | 370.4879 | 371.1521
2020-09-01 18:00 | -92 | -92.2659 | 13.9468 | 24.2825 | 123.5966 | 123.6916 | -93 | -93.1933 | -268.5806 | 268.7101 | -268.5806 | 268.7101 | -35.4476 | 85.7259 | 140.4 | 145.5566 | 141 | 146.1354 | -174.8 | -183.6123 | -181.9 | -188.4102 | -186.9 | -193.3695 | -186.6 | -193.1569 | 402.3499 | 402.6697
2020-09-01 18:30 | -88 | -90.2441 | 21.2878 | 43.9389 | 124.2045 | 125.0349 | -89 | -91.0055 | -275.6112 | 275.6387 | -275.6112 | 275.6387 | -50.9708 | 95.6754 | 139.5 | 144.4524 | 141.3 | 146.5039 | -173 | -181.5282 | -183.4 | -189.6236 | -188 | -194.1802 | -188 | -194.3272 | 421.4495 | 421.4773
2020-09-01 19:00 | -92 | -94.5939 | 18.4054 | 42.9611 | 125.107 | 126.1171 | -92 | -94.3663 | -274.4112 | 274.5254 | -274.4112 | 274.5254 | -39.36 | 88.8 | 138.6 | 143.8211 | 137.7 | 142.954 | -173.4 | -181.4573 | -182.6 | -187.8941 | -187.5 | -192.7075 | -186.6 | -192.906 | 415.3042 | 415.3545
2020-09-01 19:30 | -103 | -106.2309 | 4.898 | 41.5287 | 136.2085 | 137.5493 | -103 | -105.9906 | -288.4571 | 288.7703 | -288.4571 | 288.7703 | -11.0457 | 85.6762 | 140.1 | 146.1742 | 139.2 | 144.8885 | -172.8 | -182.5302 | -180.4 | -187.4161 | -185.9 | -192.9395 | -185.5 | -192.6506 | 422.0355 | 422.1844
2020-09-01 20:00 | -97 | -100.4241 | 10.8997 | 43.7978 | 130.8902 | 132.4321 | -98 | -101.3903 | -274.5964 | 275.1511 | -274.5964 | 275.1511 | 2.9152 | 88.4402 | 140.4 | 146.4618 | 141.3 | 147.0725 | -173 | -183.129 | -181.4 | -188.9537 | -186.2 | -193.2175 | -185.9 | -193.7215 | 428.0995 | 428.2493
2020-09-01 20:30 | -110 | -113.5077 | -3.18 | 42.9552 | 141.5676 | 143.2607 | -111 | -114.4771 | -291.7714 | 292.7199 | -291.7714 | 292.7199 | 11.9372 | 85.9773 | 141 | 145.018 | 142.2 | 146.185 | -175 | -181.5772 | -181.9 | -188.3076 | -186.9 | -193.1711 | -186.7 | -192.9642 | 394.2456 | 394.6808
2020-09-01 21:00 | -109 | -109.4578 | -4.1228 | 25.917 | 138.9356 | 139.0734 | -108 | -108.462 | -288.0134 | 288.0331 | -288.0134 | 288.0331 | 3.6295 | 86.1732 | 139.5 | 143.7751 | 139.8 | 144.2863 | -176.3 | -183.9123 | -181.2 | -188.572 | -185.9 | -193.5841 | -185.6 | -193.1881 | 350.7749 | 351.6438
2020-09-01 21:30 | -104 | -104.3887 | -0.6611 | 21.7484 | 130.3026 | 130.5265 | -104 | -104.3887 | -275.5149 | 275.5858 | -275.5149 | 275.5858 | 14.2426 | 95.8292 | 142.8 | 147.1224 | 141 | 145.5232 | -175.9 | -183.827 | -179.8 | -186.8791 | -183.3 | -190.6712 | -183.4 | -190.437 | 325.0719 | 325.2955
2020-09-01 22:00 | -109 | -109.4578 | -14.6469 | 22.9669 | 137.0291 | 137.2588 | -109 | -109.3709 | -279.3161 | 279.4348 | -279.3161 | 279.4348 | 49.3109 | 99.3882 | 142.8 | 146.8383 | 140.7 | 145.0121 | -176.2 | -183.4909 | -179.3 | -186.71 | -183.7 | -190.7444 | -183.7 | -190.7902 | 330.1808 | 330.6673
2020-09-01 22:30 | -100 | -100.4988 | -8.0333 | 19.6708 | 126.0201 | 126.4288 | -100 | -100.4988 | -264.3147 | 264.5699 | -264.3147 | 264.5699 | 54.0523 | 103.7032 | 142.8 | 147.0505 | 141.9 | 146.1049 | -176.5 | -184.2843 | -178.5 | -186.7603 | -183.2 | -191.14 | -183 | -191.0211 | 296.0634 | 296.5192
2020-09-01 23:00 | -94 | -94.5304 | -10.5168 | 20.3611 | 124.4972 | 124.9696 | -93 | -93.4345 | -258.9442 | 259.1535 | -258.9442 | 259.1535 | 77.1754 | 123.0938 | 142.2 | 146.185 | 142.5 | 146.6877 | -177 | -184.8812 | -178.4 | -186.6532 | -182.9 | -191.1961 | -182.7 | -190.8861 | 287.4341 | 287.5296
2020-09-01 23:30 | -94 | -94.5304 | -8.4705 | 17.5287 | 118.222 | 118.8511 | -95 | -95.5249 | -261.5737 | 261.85 | -261.5737 | 261.85 | 65.6547 | 117.6593 | 141.6 | 145.6716 | 144.3 | 148.2974 | -177.2 | -184.5651 | -177.2 | -185.3011 | -182.2 | -189.8705 | -181.2 | -189.3432 | 277.7313 | 278.0943
2020-09-02 | -92 | -92.5419 | -10.864 | 18.2963 | 114.9244 | 115.5842 | -92 | -92.4392 | -248.1755 | 248.7027 | -248.1755 | 248.7027 | 74.7388 | 126.7865 | 143.7 | 148.9771 | 143.7 | 149.2982 | -178.3 | -189.3902 | -178.8 | -189.1045 | -183.2 | -193.4699 | -182.4 | -193.2469 | 263.5611 | 264.39
2020-09-02 00:30 | -94 | -94.5304 | -14.3183 | 19.6735 | 113.0328 | 113.7822 | -93 | -93.5361 | -240.9975 | 241.7505 | -240.9975 | 241.7505 | 88.0188 | 135.5428 | 144.3 | 149.5559 | 140.7 | 146.2481 | -178.4 | -187.9685 | -178.4 | -188.0676 | -183.1 | -192.0794 | -182.5 | -192.4682 | 262.1859 | 263.4952
2020-09-02 01:00 | -100 | -100.7174 | -21.9436 | 25.9614 | 117.516 | 118.3746 | -99 | -99.7246 | -242.9543 | 244.0229 | -242.9543 | 244.0229 | 93.3421 | 136.2428 | 143.7 | 148.9771 | 143.7 | 149.1365 | -178.7 | -188.3769 | -178.3 | -188.1886 | -182.8 | -192.3298 | -182.1 | -191.7328 | 245.5924 | 247.2926
2020-09-02 01:30 | -99 | -99.8499 | -23.6602 | 27.4707 | 115.9819 | 117.0397 | -99 | -99.8499 | -240.4494 | 241.7885 | -240.4494 | 241.7885 | 104.5853 | 145.3562 | 141.6 | 147.1958 | 143.7 | 149.2982 | -180.5 | -189.7051 | -179.2 | -189.1363 | -184.3 | -192.9941 | -183.1 | -192.9319 | 238.951 | 240.3267
2020-09-02 02:00 | -95 | -95.7549 | -23.3796 | 26.7315 | 113.7465 | 114.8977 | -94 | -94.7629 | -230.4265 | 231.975 | -230.4265 | 231.975 | 117.5836 | 150.248 | 143.4 | 148.6878 | 142.8 | 148.2695 | -178.7 | -189.2309 | -178.3 | -188.5035 | -182.4 | -192.395 | -181.8 | -192.4882 | 244.1506 | 246.0037
2020-09-02 02:30 | -102 | -102.8251 | -29.9638 | 33.0134 | 118.4624 | 119.6488 | -101 | -101.8332 | -237.4046 | 239.0927 | -237.4046 | 239.0927 | 108.5699 | 145.0478 | 131.1 | 136.8638 | 134.4 | 140.1125 | -163.3 | -173.3568 | -163.3 | -173.1382 | -167.5 | -177.2474 | -166.8 | -177.1922 | 252.3995 | 254.7282
2020-09-02 03:00 | -98 | -100.02 | -29.7915 | 35.4727 | 117.0123 | 119.3111 | -94 | -96.1041 | -233.5851 | 236.7485 | -233.5851 | 236.7485 | 102.6034 | 137.5257 | 122.1 | 128.2688 | 123 | 129.2175 | -154 | -163.0192 | -154.4 | -163.439 | -157.9 | -167.3571 | -157.5 | -166.9925 | 256.8929 | 259.2116
2020-09-02 03:30 | -98 | -100.2247 | -35.3761 | 40.5435 | 121.6511 | 123.9274 | -98 | -100.2247 | -233.8888 | 236.9749 | -233.8888 | 236.9749 | 93.435 | 125.0573 | 111 | 118.1577 | 110.7 | 117.8759 | -139.3 | -148.0355 | -139.7 | -148.9152 | -143.6 | -152.6652 | -143.2 | -152.6586 | 270.749 | 273.4335
2020-09-02 04:00 | -106 | -108.4666 | -38.3149 | 43.8507 | 124.0471 | 126.6423 | -107 | -109.2383 | -235.9516 | 239.4454 | -235.9516 | 239.4454 | 90.5052 | 125.8061 | 111 | 118.1577 | 111.6 | 119.3476 | -138.4 | -150.5053 | -139 | -151.1826 | -142.5 | -154.5896 | -141.9 | -154.9392 | 267.8356 | 269.809
2020-09-02 04:30 | -105 | -107.4895 | -37.1377 | 43.5382 | 123.9549 | 126.5773 | -105 | -107.28 | -230.5216 | 234.1498 | -230.5216 | 234.1498 | 87.795 | 122.3123 | 112.2 | 119.2857 | 111.6 | 119.0316 | -140.9 | -150.316 | -141.6 | -151.2763 | -145.4 | -154.7427 | -144.7 | -154.2954 | 274.1655 | 275.4828
2020-09-02 05:00 | -110 | -112.1784 | -38.316 | 44.3925 | 128.4844 | 130.5467 | -110 | -112.1784 | -237.6177 | 240.6458 | -237.6177 | 240.6458 | 89.6035 | 119.6988 | 111.6 | 118.3176 | 111 | 118.0552 | -140.5 | -148.8541 | -141.5 | -150.2819 | -145.5 | -153.8546 | -144.9 | -153.7075 | 292.508 | 294.2511
2020-09-02 05:30 | -105 | -107.0794 | -29.5571 | 37.1227 | 124.0729 | 126.0268 | -104 | -105.9056 | -230.7292 | 233.4017 | -230.7292 | 233.4017 | 97.0066 | 120.2217 | 120 | 123.269 | 120.9 | 124.4234 | -149.9 | -155.4695 | -151.3 | -157.0909 | -155.3 | -160.8254 | -155 | -160.6343 | 298.117 | 300.7317
2020-09-02 06:00 | -103 | -105.3233 | -21.5902 | 34.3363 | 123.0885 | 125.2271 | -102 | -104.1393 | -238.2269 | 240.6488 | -238.2269 | 240.6488 | 107.7212 | 143.61 | 132.3 | 135.5655 | 134.4 | 137.7075 | -168.5 | -174.0963 | -170.1 | -175.9007 | -174.5 | -180.259 | -174.2 | -180.248 | 303.9408 | 304.9273
2020-09-02 06:30 | -104 | -104.9381 | -18.3655 | 30.3252 | 129.639 | 130.4516 | -104 | -104.9381 | -253.1737 | 253.5948 | -253.1737 | 253.5948 | 99.68 | 122.7372 | 142.5 | 146.9039 | 143.4 | 148.1465 | -178 | -186.385 | -180.2 | -188.4731 | -184.7 | -193.9024 | -183.9 | -193.1778 | 329.7805 | 331.5175
2020-09-02 07:00 | -96 | -96.7471 | -9.0584 | 25.4788 | 123.7044 | 124.3704 | -96 | -96.7471 | -245.6858 | 245.9672 | -245.6858 | 245.9672 | 77.0658 | 108.6819 | 141.9 | 146.249 | 142.2 | 146.6129 | -177.3 | -185.2828 | -181.4 | -188.6248 | -186 | -193.7129 | -185.4 | -193.2702 | 344.8185 | 346.3741
2020-09-02 07:30 | -101 | -101.7104 | -12.4578 | 28.1317 | 133.8455 | 134.1573 | -100 | -100.6032 | -265.9558 | 265.9968 | -265.9558 | 265.9968 | 51.1149 | 89.8208 | 142.2 | 146.047 | 141.3 | 145.38 | -175.1 | -183.1768 | -179.6 | -187.9095 | -184.2 | -192.1816 | -183.8 | -192.4289 | 363.5211 | 364.1791
2020-09-02 08:00 | -102 | -102.3963 | -4.0665 | 22.9704 | 129.7658 | 129.8434 | -102 | -102.3963 | -265.0582 | 265.1259 | -265.0582 | 265.1259 | 35.7169 | 82.769 | 141.3 | 145.0344 | 143.1 | 146.7886 | -176.6 | -183.5342 | -182.5 | -189.5625 | -187.3 | -194.2092 | -186.9 | -194.0974 | 388.6304 | 388.6382
2020-09-02 08:30 | -106 | -106.2309 | -1.6106 | 22.6393 | 128.4209 | 128.5023 | -106 | -106.1697 | -261.434 | 261.5071 | -261.434 | 261.5071 | 28.4275 | 81.646 | 140.4 | 144.1577 | 141.6 | 145.3267 | -174.5 | -179.4773 | -182.1 | -187.4537 | -186.9 | -192.191 | -186.5 | -191.6197 | 394.3957 | 394.4071
2020-09-02 09:00 | -113 | -114.1271 | -20.0558 | 37.0413 | 145.0394 | 145.4433 | -113 | -114.1271 | -281.004 | 281.06 | -281.004 | 281.06 | 38.099 | 87.1268 | 137.4 | 141.599 | 138.9 | 142.977 | -172.4 | -178.7748 | -183.4 | -189.7253 | -188.1 | -194.4007 | -187.8 | -194.3648 | 416.9598 | 417.0258
2020-09-02 09:30 | -118 | -119.5199 | -17.1109 | 39.7386 | 145.7453 | 146.4688 | -117 | -118.3765 | -290.1731 | 290.2961 | -290.1731 | 290.2961 | 38.4767 | 90.6854 | 138.9 | 142.9062 | 138 | 142.1747 | -171 | -177.884 | -180.8 | -187.9667 | -185.7 | -192.3398 | -185.4 | -192.0613 | 392.2356 | 392.2752
2020-09-02 10:00 | -119 | -120.3536 | -23.0537 | 39.7859 | 142.5836 | 143.2687 | -118 | -119.365 | -282.306 | 282.4054 | -282.306 | 282.4054 | 56.1297 | 99.6782 | 138 | 141.9609 | 137.1 | 141.0156 | -172.2 | -177.9096 | -181.8 | -188.341 | -185.9 | -193.1019 | -186.3 | -193.48 | 386.1125 | 386.1277
2020-09-02 10:30 | -123 | -123.7942 | -41.143 | 48.0093 | 143.3807 | 143.83 | -123 | -123.7942 | -273.9955 | 274.0191 | -273.9955 | 274.0191 | 53.2963 | 86.5917 | 138 | 142.1028 | 138.3 | 142.6111 | -172.4 | -179.2577 | -182.1 | -188.5068 | -186.9 | -193.6657 | -186.4 | -193.1458 | 421.2077 | 421.4451
2020-09-02 11:00 | -124 | -124.904 | -42.2467 | 48.7497 | 136.9887 | 137.5311 | -123 | -123.9113 | -257.3401 | 257.5034 | -257.3401 | 257.5034 | 50.3246 | 76.7373 | 135 | 138.7639 | 132.9 | 136.8638 | -167.2 | -173.3067 | -173.9 | -179.9067 | -178.5 | -184.4321 | -178 | -184.1261 | 399.9611 | 400.0789
2020-09-02 11:30 | -117 | -117.8346 | -53.6758 | 57.4359 | 129.0309 | 129.8997 | -118 | -118.8276 | -235.7558 | 236.1232 | -235.7558 | 236.1232 | 24.5291 | 68.059 | 114.9 | 119.545 | 117.9 | 122.4312 | -146 | -151.729 | -156 | -161.4772 | -160.4 | -165.8584 | -160.8 | -166.3472 | 413.647 | 413.9355
2020-09-02 12:00 | -118 | -118.3427 | -61.1009 | 61.2964 | 134.1607 | 134.161 | -118 | -118.3427 | -239.5265 | 239.6897 | -239.5265 | 239.6897 | 31.1591 | 58.1976 | 103.8 | 108.5619 | 104.4 | 108.5424 | -130.1 | -134.5711 | -141.5 | -146.1819 | -145.1 | -149.7927 | -144.2 | -148.7969 | 379.0586 | 379.2247
2020-09-02 12:30 | -105 | -105.2331 | -45.8282 | 47.1187 | 114.5804 | 114.8631 | -106 | -106.2309 | -207.4545 | 207.5306 | -207.4545 | 207.5306 | 57.4906 | 76.3251 | 105.9 | 111.1936 | 105.9 | 111.1025 | -134.7 | -139.769 | -141.8 | -146.8034 | -145.7 | -150.7264 | -145.5 | -150.6881 | 353.2378 | 354.3171
2020-09-02 13:00 | -96 | -96.1301 | -44.3376 | 45.5893 | 112.154 | 112.4431 | -95 | -95.0842 | -206.5947 | 206.6463 | -206.5947 | 206.6463 | 65.9468 | 87.8068 | 108.3 | 112.788 | 105.9 | 111.2854 | -133.6 | -139.4595 | -141.5 | -147.5166 | -145.5 | -151.58 | -145.2 | -151.4049 | 336.2168 | 337.443
2020-09-02 13:30 | -103 | -103.1213 | -41.0721 | 42.6876 | 116.2244 | 116.4319 | -102 | -102.1225 | -211.7481 | 211.7851 | -211.7481 | 211.7851 | 80.5897 | 100.8081 | 108.3 | 113.3925 | 105.6 | 110.3711 | -136.2 | -141.5641 | -143.5 | -149.1874 | -147.2 | -152.9382 | -147.3 | -153.2258 | 340.902 | 343.7866
2020-09-02 14:00 | -92 | -92.0489 | -27.1753 | 28.9421 | 102.6618 | 102.8706 | -92 | -92.0489 | -204.9079 | 204.9109 | -204.9079 | 204.9109 | 82.2888 | 101.2551 | 106.8 | 112.42 | 109.5 | 114.5391 | -137.2 | -143.0527 | -144.3 | -150.4852 | -147.8 | -154.0685 | -148 | -154.4021 | 345.0543 | 347.9684
2020-09-02 14:30 | -96 | -96.0208 | -28.4895 | 30.2385 | 113.1293 | 113.201 | -96 | -96.0208 | -220.9535 | 220.973 | -220.9535 | 220.973 | 87.6884 | 106.6919 | 108.3 | 113.3039 | 107.7 | 112.6423 | -136.3 | -141.6883 | -142.2 | -148.0204 | -146.6 | -152.4883 | -146.3 | -152.3814 | 342.5745 | 346.4613
2020-09-02 15:00 | -96 | -96.0833 | -23.1464 | 26.3752 | 110.966 | 111.2037 | -95 | -95.0842 | -224.6568 | 224.6626 | -224.6568 | 224.6626 | 78.9464 | 92.718 | 108 | 112.8419 | 107.1 | 112.0688 | -137.5 | -143.5112 | -144.2 | -150.3044 | -147.8 | -153.928 | -147.6 | -153.8484 | 358.8335 | 360.5908
2020-09-02 15:30 | -89 | -89.0056 | -12.3739 | 15.7448 | 110.387 | 110.447 | -90 | -90.0056 | -217.9604 | 217.9744 | -217.9604 | 217.9744 | 67.0154 | 92.0003 | 106.8 | 111.3513 | 107.4 | 111.7567 | -137.1 | -142.005 | -143.4 | -148.4783 | -147.2 | -152.2788 | -146.7 | -151.8988 | 376.1525 | 377.0818
2020-09-02 16:00 | -99 | -99.0454 | -12.8706 | 16.3328 | 113.8543 | 113.9465 | -98 | -98.0459 | -225.5388 | 225.5399 | -225.5388 | 225.5399 | 82.404 | 117.0844 | 132.3 | 136.4265 | 132.3 | 136.6489 | -163.9 | -170.2328 | -168.9 | -174.8177 | -173 | -178.9088 | -173 | -179.0369 | 356.7655 | 356.7692
2020-09-02 16:30 | -78 | -78.0064 | -6.039 | 7.0004 | 100.5264 | 100.5357 | -74 | -74.027 | -215.2061 | 215.2878 | -215.2061 | 215.2878 | 82.1418 | 123.1019 | 139.5 | 143.7028 | 139.2 | 143.4841 | -173.3 | -180.2308 | -177.6 | -184.0769 | -182.1 | -188.5514 | -181.9 | -188.5939 | 363.1526 | 363.1738
2020-09-02 17:00 | -80 | -80.0999 | 3.6888 | 5.0462 | 104.3097 | 104.3119 | -80 | -80.0562 | -227.7009 | 227.8069 | -227.7009 | 227.8069 | 74.4284 | 116.8606 | 136.8 | 140.8659 | 139.5 | 143.4894 | -173.3 | -180.0127 | -177.3 | -183.6304 | -182.1 | -188.4738 | -181.4 | -187.9537 | 363.2433 | 363.3251
2020-09-02 17:30 | -67 | -67.6018 | 23.9806 | 24.033 | 97.2329 | 97.4104 | -68 | -68.593 | -220.4613 | 221.1547 | -220.4613 | 221.1547 | 75.2791 | 112.232 | 136.8 | 139.6763 | 137.1 | 140.1543 | -172.6 | -178.1448 | -178.6 | -184.0603 | -183 | -188.3784 | -182.6 | -188.2077 | 423.1888 | 423.2222
2020-09-02 18:00 | -69 | -69.4622 | 26.0101 | 26.2173 | 104.3224 | 104.5905 | -67 | -67.4759 | -237.9225 | 238.8768 | -237.9225 | 238.8768 | 70.6716 | 89.0221 | 140.4 | 143.6959 | 140.1 | 143.276 | -173.9 | -179.83 | -180.7 | -188.9432 | -185.2 | -193.5684 | -184.7 | -193.2071 | 458.1821 | 460.8969
2020-09-02 18:30 | -60 | -61.1882 | 37.4906 | 37.5102 | 97.0536 | 97.7012 | -59 | -60.208 | -231.6693 | 233.6322 | -231.6693 | 233.6322 | 47.4059 | 76.6484 | 136.5 | 140.0875 | 138.3 | 141.8419 | -173.3 | -179.6918 | -181.6 | -190.2458 | -185.6 | -194.3622 | -185.5 | -194.3858 | 453.6787 | 455.3413
2020-09-02 19:00 | -62 | -63.3482 | 40.0808 | 40.0885 | 94.052 | 94.6158 | -62 | -63.3482 | -226.3529 | 227.9134 | -226.3529 | 227.9134 | 55.3683 | 83.6656 | 138.3 | 141.9089 | 138.3 | 142.1133 | -174.1 | -180.7024 | -180.5 | -189.4981 | -184.7 | -193.8338 | -184.2 | -193.3878 | 441.5764 | 443.71
2020-09-02 19:30 | -52 | -54.1202 | 47.4687 | 47.7384 | 82.7924 | 84.1193 | -52 | -54.1202 | -194.6039 | 197.1944 | -194.6039 | 197.1944 | 57.88 | 114.8327 | 140.4 | 144.6485 | 137.1 | 141.5218 | -171.6 | -178.8765 | -176.9 | -183.2442 | -182.2 | -188.5447 | -182.2 | -188.752 | 411.1719 | 411.2653
2020-09-02 20:00 | -36 | -39.8121 | 65.0335 | 65.2881 | 65.3102 | 67.6097 | -34 | -38.0132 | -169.8543 | 172.2866 | -169.8543 | 172.2866 | 68.6401 | 118.2146 | 142.2 | 146.2549 | 141.9 | 146.0338 | -174.5 | -181.6049 | -179.8 | -186.1745 | -184.3 | -190.6513 | -184 | -190.4901 | 384.5648 | 384.5893
2020-09-02 20:30 | -32 | -35.7771 | 64.7343 | 65.0479 | 61.3576 | 63.4907 | -32 | -35.7771 | -159.3456 | 161.3627 | -159.3456 | 161.3627 | 77.8515 | 125.6837 | 141.6 | 145.9579 | 141.3 | 145.5943 | -176.2 | -183.5605 | -180.4 | -187.121 | -185.1 | -191.7603 | -184.9 | -191.8312 | 370.7037 | 370.7082
2020-09-02 21:00 | -20 | -23.8537 | 73.65 | 73.8711 | 49.9157 | 52.0674 | -20 | -24.4131 | -136.3488 | 137.9522 | -136.3488 | 137.9522 | 87.3775 | 131.6194 | 140.1 | 144.3574 | 141 | 145.1585 | -175.9 | -183.6824 | -179.6 | -186.4569 | -184 | -190.8307 | -183.6 | -190.7403 | 354.0726 | 354.0952
2020-09-02 21:30 | -12 | -19.2094 | 79.0631 | 79.5094 | 41.1025 | 44.4112 | -11 | -18.6011 | -131.4599 | 133.0191 | -131.4599 | 133.0191 | 85.9009 | 126.5282 | 142.2 | 146.1157 | 143.4 | 147.2838 | -175.2 | -182.3329 | -178.8 | -185.6326 | -182.7 | -189.4977 | -182.3 | -189.1921 | 306.3729 | 306.5498
2020-09-02 22:00 | -4 | -15.5242 | 78.4224 | 79.0921 | 34.7566 | 38.2504 | -3 | -15.2971 | -115.1618 | 116.6405 | -115.1618 | 116.6405 | 97.0298 | 136.1082 | 141.9 | 146.249 | 142.2 | 146.6129 | -176.9 | -184.583 | -179.3 | -186.6049 | -183.4 | -190.5191 | -182.6 | -189.9845 | 293.441 | 293.7583
2020-09-02 22:30 | -5 | -8.6023 | 76.006 | 76.0715 | 33.5194 | 34.3139 | -6 | -10 | -106.6234 | 106.8257 | -106.6234 | 106.8257 | 123.0293 | 152.6106 | 142.2 | 145.7123 | 141.6 | 145.3267 | -175.3 | -181.3881 | -177.8 | -184.2962 | -182.2 | -188.6999 | -182.4 | -189.1819 | 307.4383 | 308.85
2020-09-02 23:00 | -5 | -9.434 | 73.5782 | 73.7464 | 32.8691 | 33.9334 | -5 | -9.434 | -107.5526 | 107.9203 | -107.5526 | 107.9203 | 134.397 | 162.2155 | 140.7 | 144.3153 | 141 | 144.6078 | -177.1 | -183.7804 | -178.5 | -185.5606 | -183.1 | -190.1777 | -182.5 | -189.8461 | 287.6416 | 289.4604
2020-09-02 23:30 | 1 | 8.0623 | 85.4554 | 85.68 | 18.6103 | 20.5739 | 1 | 9 | -105.8456 | 106.1749 | -105.8456 | 106.1749 | 114.4605 | 144.6289 | 143.4 | 146.7549 | 141.9 | 145.2254 | -179.6 | -185.9813 | -180 | -186.762 | -184 | -190.6725 | -184.2 | -191.1032 | 286.5661 | 288.533
2020-09-03 | -1 | -6.0828 | 67.6901 | 67.9106 | 30.655 | 31.165 | -1 | -6.0828 | -113.8199 | 113.8456 | -113.8199 | 113.8456 | 133.6253 | 162.4989 | 140.7 | 144.3823 | 141.3 | 145.1023 | -175.5 | -182.2121 | -176.9 | -184.1882 | -181.8 | -188.9727 | -180.8 | -188.2125 | 289.357 | 291.3971
2020-09-03 00:30 | -13 | -13.9284 | 58.1475 | 58.3464 | 37.0168 | 37.1804 | -13 | -13.9284 | -113.416 | 113.4179 | -113.416 | 113.4179 | 141.9475 | 169.8553 | 140.4 | 144.1577 | 141 | 144.6078 | -175.5 | -182.4016 | -176.7 | -184.052 | -180.9 | -188.2808 | -180.4 | -188.1091 | 284.2321 | 286.1224
2020-09-03 01:00 | -23 | -23.1948 | 45.2321 | 45.5378 | 45.6957 | 45.8945 | -23 | -23.1948 | -125.53 | 125.6691 | -125.53 | 125.6691 | 146.7807 | 173.2073 | 140.1 | 144.0031 | 141 | 144.9671 | -176.5 | -183.0159 | -177.8 | -184.7237 | -181.7 | -188.5605 | -182.6 | -189.8598 | 292.4274 | 294.5532
2020-09-03 01:30 | -32 | -32.1403 | 40.019 | 40.4637 | 46.9993 | 47.2668 | -31 | -31.1448 | -127.7142 | 127.9883 | -127.7142 | 127.9883 | 146.6482 | 172.786 | 142.2 | 146.5401 | 143.7 | 148.2877 | -178.2 | -186.2312 | -177.8 | -186.2608 | -182 | -190.5979 | -181.2 | -190.0742 | 253.526 | 257.2745
2020-09-03 02:00 | -35 | -35 | 30.4142 | 30.5801 | 56.601 | 57.1312 | -35 | -35 | -133.7204 | 134.3449 | -133.7204 | 134.3449 | 136.8759 | 166.8427 | 141.3 | 146.0387 | 144 | 148.8786 | -177 | -185.9516 | -175.9 | -185.1843 | -180.2 | -189.6129 | -179.9 | -189.6734 | 224.4008 | 228.051
2020-09-03 02:30 | -51 | -51.0098 | 15.3323 | 15.3868 | 69.5793 | 70.2268 | -51 | -51.0098 | -148.687 | 149.4441 | -148.687 | 149.4441 | 129.1754 | 161.1965 | 134.1 | 139.4897 | 135.9 | 141.3029 | -167.3 | -175.6975 | -166.6 | -175.3489 | -170.7 | -180.0287 | -169.8 | -179.2733 | 228.6506 | 232.8023
2020-09-03 03:00 | -44 | -44.0114 | 15.508 | 15.6266 | 68.4835 | 69.1821 | -45 | -45 | -145.6351 | 146.3939 | -145.6351 | 146.3939 | 126.2086 | 159.9905 | 129.3 | 136.1369 | 129.3 | 136.3258 | -161.6 | -172.3665 | -160.1 | -171.2206 | -164.6 | -175.749 | -163.9 | -175.3766 | 220.2359 | 224.0504
2020-09-03 03:30 | -53 | -53.0094 | 11.026 | 11.212 | 72.7506 | 73.3902 | -52 | -52 | -151.4384 | 152.18 | -151.4384 | 152.18 | 127.5451 | 157.7258 | 124.8 | 131.3935 | 124.8 | 131.5824 | -157.9 | -168.0436 | -157 | -167.4055 | -160.9 | -171.4452 | -160.3 | -171.1961 | 232.5719 | 237.1511
2020-09-03 04:00 | -56 | -56.0089 | 10.759 | 10.8787 | 71.9549 | 72.7463 | -54 | -54.0093 | -145.6908 | 146.3951 | -145.6908 | 146.3951 | 120.0674 | 153.0824 | 123.3 | 130.257 | 125.7 | 132.3422 | -152.1 | -161.8752 | -151.7 | -161.88 | -155.6 | -165.919 | -155.1 | -165.7657 | 237.4616 | 241.7867
2020-09-03 04:30 | -54 | -54 | 7.1494 | 7.3364 | 76.2003 | 76.8728 | -56 | -56.0089 | -152.2347 | 152.8769 | -152.2347 | 152.8769 | 120.1731 | 150.5251 | 121.2 | 127.7877 | 121.8 | 128.0758 | -153.1 | -162.1785 | -152.6 | -162.0402 | -156.5 | -166.0163 | -156.7 | -166.6427 | 249.4745 | 253.9011
2020-09-03 05:00 | -60 | -60.1332 | 6.8496 | 8.1224 | 79.6129 | 80.4464 | -60 | -60.075 | -157.6363 | 158.453 | -157.6363 | 158.453 | 110.9248 | 139.8265 | 116.1 | 122.5712 | 117.9 | 124.2775 | -147.8 | -156.7139 | -148.4 | -157.5803 | -151.5 | -160.9034 | -151.4 | -161.0124 | 260.437 | 264.1827
2020-09-03 05:30 | -74 | -74.4312 | -4.3768 | 10.3136 | 95.0836 | 95.9984 | -74 | -74.4312 | -183.2951 | 184.1593 | -183.2951 | 184.1593 | 116.729 | 147.0967 | 122.4 | 128.1039 | 123 | 129.0349 | -153.6 | -162.3673 | -154.6 | -163.7925 | -158.3 | -167.5825 | -158.1 | -167.6368 | 275.1427 | 276.4448
2020-09-03 06:00 | -76 | -76.531 | -1.3984 | 13.3364 | 98.6012 | 99.393 | -76 | -76.531 | -193.6436 | 194.2344 | -193.6436 | 194.2344 | 122.3139 | 144.5896 | 122.4 | 125.7426 | 123.3 | 126.8972 | -157.7 | -162.8175 | -159.3 | -164.9495 | -163.6 | -169.2587 | -163.4 | -169.2987 | 302.3723 | 305.0679
2020-09-03 06:30 | -70 | -70.4557 | 13.3643 | 21.3444 | 94.4731 | 95.2182 | -70 | -70.4557 | -195.6024 | 195.9661 | -195.6024 | 195.9661 | 111.4039 | 130.0015 | 138 | 142.1747 | 138.9 | 143.0484 | -173.7 | -180.739 | -175.2 | -182.25 | -179.7 | -186.7696 | -179.1 | -186.428 | 306.6139 | 308.3472
2020-09-03 07:00 | -77 | -77.4145 | 7.9757 | 19.5891 | 103.7865 | 104.4222 | -76 | -76.4199 | -211.2855 | 211.5964 | -211.2855 | 211.5964 | 83.2535 | 109.6562 | 142.2 | 144.5754 | 141 | 143.6186 | -175.2 | -180.048 | -177.3 | -182.5345 | -181.9 | -187.1225 | -181.7 | -187.1196 | 322.0103 | 324.5027
2020-09-03 07:30 | -88 | -88.459 | 6.4517 | 20.6513 | 108.3626 | 108.8914 | -87 | -87.4643 | -218.9524 | 219.1429 | -218.9524 | 219.1429 | 65.2963 | 95.4919 | 139.5 | 141.9206 | 140.7 | 143.1003 | -174.7 | -179.1541 | -177.3 | -181.9788 | -182.1 | -186.769 | -181.3 | -186.0788 | 338.7767 | 339.8669
2020-09-03 08:00 | -86 | -87.8635 | -3.751 | 27.7049 | 110.6297 | 112.2457 | -86 | -87.6641 | -221.7487 | 222.7607 | -221.7487 | 222.7607 | 57.4955 | 89.5478 | 135.9 | 135.9477 | 136.2 | 136.2476 | -177.2 | -180.1738 | -179.9 | -182.8299 | -184.4 | -187.312 | -184.1 | -187.1231 | 344.9607 | 345.974
2020-09-03 08:30 | -99 | -100.8067 | -21.7686 | 35.6194 | 122.5418 | 123.9681 | -100 | -101.789 | -238.1879 | 239.0839 | -238.1879 | 239.0839 | 72.8995 | 96.8998 | 138 | 138.016 | 138 | 138.0209 | -177.6 | -180.3544 | -181.3 | -184.1198 | -186.2 | -188.8312 | -186.2 | -189.1543 | 349.0275 | 350.0665
2020-09-03 09:00 | -107 | -109.444 | -29.3081 | 43.6704 | 122.5869 | 124.9979 | -107 | -109.2383 | -233.005 | 234.8314 | -233.005 | 234.8314 | 79.8692 | 101.121 | 137.1 | 137.1473 | 137.1 | 137.1643 | -173.5 | -176.3185 | -178.6 | -181.3914 | -183.6 | -186.4023 | -182.9 | -185.8354 | 352.2928 | 353.4932
2020-09-03 09:30 | -99 | -101.2028 | -29.6612 | 41.7147 | 118.6333 | 120.7482 | -100 | -102.3914 | -222.6511 | 224.2051 | -222.6511 | 224.2051 | 83.4061 | 102.3338 | 132.3 | 132.3123 | 131.1 | 131.1278 | -164.9 | -167.112 | -170.7 | -173.1795 | -175 | -177.469 | -174.6 | -177.2096 | 344.215 | 345.7768
2020-09-03 10:00 | -109 | -111.0045 | -42.8408 | 50.9415 | 124.8587 | 126.5698 | -108 | -109.8362 | -226.7694 | 228.1093 | -226.7694 | 228.1093 | 81.2564 | 112.3017 | 126.9 | 126.9004 | 126.3 | 126.3032 | -151.7 | -153.639 | -157.7 | -159.8616 | -161.1 | -163.2488 | -161.8 | -164.0373 | 331.895 | 332.5965
2020-09-03 10:30 | -107 | -109.2383 | -37.1081 | 44.1095 | 112.8571 | 114.4001 | -108 | -110.0227 | -205.4953 | 206.5481 | -205.4953 | 206.5481 | 85.3964 | 120.545 | 121.5 | 121.5182 | 123.6 | 123.6178 | -148.7 | -151.1493 | -154.7 | -157.358 | -158.3 | -161.007 | -158.9 | -161.6886 | 311.8451 | 312.5113
2020-09-03 11:00 | -98 | -100.02 | -38.0262 | 45.9956 | 110.2082 | 112.2496 | -98 | -100.02 | -197.2337 | 199.031 | -197.2337 | 199.031 | 84.1426 | 113.1214 | 122.1 | 122.1623 | 120.9 | 120.9629 | -142 | -144.1322 | -148.5 | -150.9525 | -152.1 | -154.5483 | -151.9 | -154.4229 | 312.1029 | 312.9671
2020-09-03 11:30 | -105 | -105.9292 | -47.215 | 51.0067 | 114.9995 | 115.9367 | -106 | -106.7942 | -203.4292 | 204.1254 | -203.4292 | 204.1254 | 87.6043 | 109.4554 | 119.1 | 119.1185 | 120 | 120.0375 | -141.8 | -143.9352 | -146.8 | -148.8968 | -150.8 | -152.8911 | -150.2 | -152.3997 | 323.3993 | 323.8744
2020-09-03 12:00 | -102 | -102.9563 | -48.8441 | 52.5725 | 113.8183 | 114.9991 | -99 | -99.7246 | -202.8266 | 203.7865 | -202.8266 | 203.7865 | 80.0159 | 103.3314 | 115.8 | 115.8874 | 116.7 | 116.7247 | -138.6 | -140.8544 | -144.5 | -146.9098 | -148.1 | -150.5053 | -147.7 | -150.2566 | 312.3231 | 312.6284
2020-09-03 12:30 | -98 | -99.6394 | -45.2887 | 48.4675 | 110.3823 | 111.6836 | -97 | -98.656 | -201.0084 | 201.9414 | -201.0084 | 201.9414 | 67.552 | 94.3963 | 114.3 | 114.3394 | 114.3 | 114.3476 | -135 | -137.3872 | -140.8 | -143.3279 | -144.6 | -147.1175 | -144.1 | -146.7194 | 322.9929 | 323.4886
2020-09-03 13:00 | -103 | -104.2353 | -40.3794 | 45.3559 | 116.4987 | 117.7808 | -103 | -103.2473 | -208.6221 | 209.4709 | -208.6221 | 209.4709 | 64.1985 | 95.2228 | 115.8 | 115.8315 | 116.1 | 116.1314 | -137.4 | -139.7099 | -144.5 | -147.0377 | -148 | -150.5699 | -147.6 | -150.251 | 316.9596 | 317.2089
2020-09-03 13:30 | -98 | -99.2975 | -36.4037 | 41.0356 | 105.9731 | 107.6644 | -97 | -98.1529 | -221.2993 | 221.9473 | -221.2993 | 221.9473 | 68.4526 | 93.7854 | 125.1 | 125.109 | 125.1 | 125.1291 | -143 | -145.0332 | -150 | -152.3403 | -153.6 | -155.955 | -153.5 | -155.8739 | 337.8579 | 338.4696
2020-09-03 14:00 | -99 | -100.2846 | -40.6819 | 45.5263 | 124.364 | 125.578 | -99 | -100.1299 | -229.7385 | 230.4818 | -229.7385 | 230.4818 | 53.8395 | 95.2011 | 122.4 | 122.4298 | 122.7 | 122.7528 | -139 | -141.1253 | -147.4 | -149.8165 | -150.9 | -153.2965 | -150.7 | -153.135 | 351.1435 | 351.6968
2020-09-03 14:30 | -114 | -114.9826 | -39.353 | 43.7758 | 122.6877 | 123.7512 | -115 | -115.849 | -226.761 | 227.3927 | -226.761 | 227.3927 | 46.0721 | 97.2066 | 128.7 | 128.7591 | 129.3 | 129.3682 | -145.1 | -147.7873 | -150.8 | -153.9146 | -154.5 | -157.918 | -154.1 | -157.2685 | 376.2014 | 376.851
2020-09-03 15:00 | -107 | -107.6708 | -32.9115 | 37.406 | 126.2789 | 126.8951 | -107 | -107.6708 | -235.519 | 235.7707 | -235.519 | 235.7707 | 48.082 | 97.0702 | 133.8 | 133.8659 | 133.5 | 133.5661 | -159 | -161.2621 | -163.4 | -166.0952 | -167.4 | -170.0846 | -166.6 | -169.2973 | 375.3947 | 376.442
2020-09-03 15:30 | -102 | -102.5914 | -19.7279 | 26.5725 | 122.1752 | 122.7328 | -101 | -101.5972 | -237.149 | 237.2745 | -237.149 | 237.2745 | 66.1537 | 113.7069 | 138 | 138.1304 | 136.8 | 136.945 | -172.8 | -176.23 | -176.3 | -179.7601 | -181.3 | -184.8787 | -180.6 | -184.2317 | 355.2933 | 355.9853
2020-09-03 16:00 | -103 | -103.0194 | -16.1226 | 19.444 | 120.9592 | 121.0523 | -103 | -103.0049 | -237.9854 | 238.0187 | -237.9854 | 238.0187 | 74.634 | 112.2991 | 141.3 | 141.7836 | 142.8 | 143.3288 | -177.2 | -182.3191 | -181.3 | -186.2376 | -185.8 | -190.7109 | -185.4 | -190.4806 | 371.5372 | 372.8065
2020-09-03 16:30 | -104 | -104.9381 | -18.4626 | 29.2358 | 130.7101 | 131.3885 | -105 | -105.9292 | -255.9704 | 256.2316 | -255.9704 | 256.2316 | 82.352 | 111.4723 | 143.7 | 144.0831 | 142.5 | 142.9087 | -180.9 | -185.3596 | -184.9 | -189.3695 | -189.9 | -194.7276 | -189.5 | -194.7711 | 367.0168 | 368.7755
2020-09-03 17:00 | -90 | -90.2718 | 4.794 | 17.7754 | 115.5428 | 115.829 | -90 | -90.2718 | -240.8083 | 240.8084 | -240.8083 | 240.8084 | 67.2151 | 120.6479 | 147.6 | 147.8562 | 147.9 | 148.2513 | -185.6 | -190.2928 | -189.5 | -193.6049 | -194.3 | -198.5015 | -194 | -198.4101 | 387.9921 | 388.6215
2020-09-03 17:30 | -95 | -95.2575 | 2.6946 | 18.7423 | 126.2123 | 126.3923 | -95 | -95.2575 | -266.4863 | 266.5476 | -266.4863 | 266.5476 | 37.5153 | 107.6561 | 147.6 | 147.806 | 147 | 147.2068 | -185.1 | -188.4692 | -189.3 | -193.2959 | -194.6 | -197.4891 | -193.9 | -198.2767 | 401.2686 | 401.4033
2020-09-03 18:00 | -93 | -93.0054 | 11.322 | 18.3057 | 122.8563 | 122.8568 | -94 | -94.0053 | -267.6507 | 268.1996 | -267.6507 | 268.1996 | 48.6197 | 102.335 | 158.7 | 158.7408 | 159 | 159.0408 | -190.6 | -194.9201 | -197 | -201.9439 | -201.9 | -205.9613 | -202.3 | -206.9826 | 444.1807 | 444.3532
2020-09-03 18:30 | -86 | -86 | 30.063 | 34.2452 | 111.8481 | 111.8621 | -86 | -86 | -255.3763 | 256.4563 | -255.3763 | 256.4563 | 45.6629 | 87.3876 | 159.6 | 159.6181 | 159.9 | 159.9405 | -190.8 | -194.4495 | -198.6 | -202.6636 | -203.6 | -208.0294 | -203.7 | -207.9578 | 447.8348 | 448.1855
2020-09-03 19:00 | -75 | -75.0267 | 32.3486 | 35.1667 | 106.8562 | 106.8697 | -76 | -76.0263 | -245.4889 | 246.4587 | -245.4889 | 246.4587 | 61.2809 | 97.5726 | 163.2 | 163.2276 | 164.4 | 164.4394 | -194 | -197.4563 | -200.2 | -204.5004 | -205.4 | -209.1667 | -205 | -208.9908 | 425.0104 | 425.7365
2020-09-03 19:30 | -63 | -63.0079 | 40.7637 | 42.6975 | 95.1831 | 95.185 | -63 | -63.0317 | -221.6227 | 222.4016 | -221.6227 | 222.4016 | 60.0269 | 98.4841 | 159.9 | 159.9911 | 159.9 | 160.0125 | -191 | -196.0401 | -196.7 | -202.1113 | -201.8 | -206.8567 | -201.5 | -207.4705 | 409.2516 | 410.1143
2020-09-03 20:00 | -61 | -61.131 | 47.6963 | 48.65 | 86.0346 | 86.0648 | -61 | -61.2046 | -202.6404 | 203.4366 | -202.6404 | 203.4366 | 71.2864 | 100.9547 | 160.2 | 160.3123 | 161.1 | 161.1905 | -192.5 | -197.2224 | -197.6 | -202.861 | -202.6 | -207.9126 | -202.4 | -207.8762 | 391.546 | 392.4736
2020-09-03 20:30 | -51 | -51.788 | 49.2898 | 49.398 | 82.3952 | 82.6118 | -51 | -51.788 | -194.0503 | 195.2794 | -194.0503 | 195.2794 | 83.2942 | 111.8744 | 159.9 | 160.0016 | 160.5 | 160.6121 | -192.1 | -197.4043 | -196.4 | -201.3562 | -201.5 | -206.084 | -201.1 | -205.793 | 373.9841 | 374.6313
2020-09-03 21:00 | -56 | -56.4358 | 41.2517 | 41.39 | 85.9915 | 86.1341 | -57 | -57.5587 | -195.2231 | 196.116 | -195.2231 | 196.116 | 105.0049 | 129.032 | 160.5 | 160.5631 | 160.8 | 160.863 | -192.9 | -197.4834 | -197.5 | -202.4074 | -202.7 | -207.635 | -202.4 | -207.5393 | 366.1367 | 367.0592
2020-09-03 21:30 | -47 | -47.5184 | 43.5858 | 43.5958 | 80.2695 | 80.3947 | -48 | -48.5077 | -185.6434 | 186.4451 | -185.6434 | 186.4451 | 103.5521 | 126.4583 | 156 | 156.0738 | 156 | 156.1041 | -190.7 | -195.335 | -195.8 | -200.8822 | -200.1 | -205.0102 | -199.4 | -204.4056 | 338.9017 | 340.3058
2020-09-03 22:00 | -42 | -42.7551 | 47.1827 | 47.2204 | 69.4613 | 69.6914 | -42 | -42.5793 | -162.2776 | 162.8523 | -162.2776 | 162.8523 | 115.9482 | 136.0257 | 152.1 | 152.1855 | 152.1 | 152.1958 | -189 | -193.0358 | -193 | -196.9245 | -197.9 | -202.0742 | -197.4 | -201.4294 | 324.1993 | 325.9968
2020-09-03 22:30 | -48 | -48.6621 | 37.5457 | 37.7079 | 75.0205 | 75.1871 | -47 | -47.676 | -172.1918 | 172.7671 | -172.1918 | 172.7671 | 139.1684 | 163.6172 | 154.8 | 154.8654 | 155.1 | 155.1743 | -190.6 | -194.7939 | -192.9 | -197.7217 | -197.7 | -202.8874 | -197.4 | -202.2769 | 317.9412 | 319.4623
2020-09-03 23:00 | -42 | -42.0119 | 43.2495 | 43.582 | 65.854 | 66.0725 | -42 | -42.0119 | -157.9017 | 157.9103 | -157.9017 | 157.9103 | 149.6008 | 170.7141 | 154.5 | 154.5745 | 153.9 | 153.9748 | -188.9 | -193.7101 | -190.8 | -195.7182 | -195.4 | -200.2707 | -195.1 | -200.2224 | 308.1821 | 310.234
2020-09-03 23:30 | -31 | -31 | 50.9608 | 51.1821 | 56.7134 | 56.9772 | -31 | -31 | -153.1479 | 153.149 | -153.1479 | 153.149 | 134.6031 | 160.6528 | 153.3 | 153.366 | 154.2 | 154.2843 | -190.1 | -193.7856 | -190.8 | -194.6236 | -195.4 | -199.3172 | -195.1 | -199.1056 | 307.2265 | 309.0898
2020-09-04 | -32 | -32 | 44.7687 | 44.8218 | 56.3977 | 56.7906 | -31 | -31 | -145.5096 | 145.5546 | -145.5096 | 145.5546 | 138.093 | 163.0583 | 148.5 | 148.6094 | 147.9 | 148.0217 | -186.1 | -190.9807 | -186.6 | -191.5207 | -191.6 | -195.9318 | -191.4 | -195.6128 | 288.8276 | 291.9446
2020-09-04 00:30 | -27 | -27.1662 | 48.1765 | 48.1953 | 51.1815 | 51.4184 | -26 | -26.0768 | -131.6798 | 131.7127 | -131.6798 | 131.7127 | 140.5253 | 165.5703 | 145.5 | 145.7969 | 145.2 | 145.517 | -183.9 | -189.5901 | -184.5 | -190.3431 | -189.8 | -195.7021 | -189.2 | -195.4171 | 283.7867 | 287.3377
2020-09-04 01:00 | -29 | -29.1548 | 44.7978 | 44.8176 | 50.4953 | 50.8614 | -26 | -26.0768 | -125.6195 | 125.7374 | -125.6195 | 125.7374 | 150.3384 | 174.6767 | 144.9 | 145.1792 | 144 | 144.3 | -183.8 | -189.348 | -185 | -190.391 | -189.2 | -195.2898 | -188.1 | -195.2678 | 281.2732 | 285.1692
2020-09-04 01:30 | -23 | -23 | 47.1105 | 47.2856 | 44.3075 | 44.8273 | -22 | -22.0227 | -115.3755 | 115.5526 | -115.3755 | 115.5526 | 156.3921 | 180.163 | 143.4 | 143.7839 | 143.4 | 143.7839 | -183.3 | -189.2158 | -182.9 | -188.886 | -187 | -193.1706 | -186.5 | -193.2866 | 272.3266 | 276.9094
2020-09-04 02:00 | -23 | -23 | 44.6838 | 44.8372 | 45.1068 | 45.7191 | -22 | -22.0227 | -111.4639 | 111.8035 | -111.4639 | 111.8035 | 161.0734 | 185.3319 | 143.4 | 143.829 | 143.1 | 143.6276 | -183.3 | -189.8847 | -182.6 | -188.9569 | -186.7 | -193.023 | -187 | -193.7511 | 260.4857 | 265.1334
2020-09-04 02:30 | -21 | -21.0238 | 45.29 | 45.4142 | 43.2373 | 43.777 | -23 | -23.0217 | -105.6451 | 105.9788 | -105.6451 | 105.9788 | 168.6701 | 189.7528 | 145.2 | 145.6468 | 144.6 | 145.0487 | -183.7 | -190.1739 | -183.4 | -190.1761 | -188.9 | -194.5401 | -187.4 | -194.5754 | 255.4229 | 262.2504
2020-09-04 03:00 | -25 | -25 | 46.985 | 47.0423 | 40.7779 | 41.8767 | -26 | -26 | -100.1997 | 100.9577 | -100.1997 | 100.9577 | 160.5466 | 183.7524 | 143.1 | 143.6537 | 143.4 | 143.9265 | -181.7 | -187.4892 | -180.7 | -186.9805 | -185.1 | -190.999 | -185.2 | -190.9537 | 245.7597 | 251.7331
2020-09-04 03:30 | -11 | -11.0454 | 49.3842 | 49.5992 | 37.5688 | 38.184 | -11 | -11.0454 | -95.465 | 95.7555 | -95.465 | 95.7555 | 167.162 | 189.6252 | 143.7 | 144.1281 | 143.4 | 143.9012 | -185 | -191.4048 | -183.4 | -189.6535 | -188 | -194.306 | -187.7 | -194.3229 | 237.5312 | 243.3718
2020-09-04 04:00 | -20 | -20.0998 | 44.678 | 45.1501 | 40.2231 | 40.6457 | -19 | -19.105 | -99.502 | 99.6842 | -99.502 | 99.6842 | 168.8094 | 190.3942 | 143.4 | 143.9265 | 144.3 | 144.8491 | -185.4 | -191.7915 | -183.3 | -189.6848 | -188.4 | -194.2853 | -188.1 | -194.8651 | 238.7809 | 244.5477
2020-09-04 04:30 | -10 | -10.7703 | 55.2781 | 55.8806 | 30.8493 | 31.1037 | -9 | -9.8489 | -87.435 | 87.4724 | -87.435 | 87.4724 | 166.6979 | 188.6211 | 143.7 | 144.2254 | 144 | 144.6037 | -184.8 | -191.1347 | -183.3 | -189.6848 | -187.7 | -194.0919 | -187.3 | -193.9885 | 242.6036 | 249.8233
2020-09-04 05:00 | -7 | -8.6023 | 58.3561 | 58.9341 | 30.3765 | 30.5762 | -7 | -8.6023 | -88.1 | 88.1012 | -88.1 | 88.1012 | 164.8184 | 186.7289 | 146.1 | 146.5441 | 144.9 | 145.2799 | -186.5 | -192.5282 | -186.1 | -192.1407 | -190.6 | -196.6492 | -190.4 | -196.6073 | 251.7261 | 257.4801
2020-09-04 05:30 | -15 | -16.1555 | 53.4793 | 53.8518 | 39.7637 | 39.934 | -16 | -17.088 | -105.3536 | 105.3772 | -105.3536 | 105.3772 | 152.1324 | 176.9197 | 146.1 | 146.435 | 146.7 | 147.0542 | -187.3 | -193.2292 | -186.3 | -192.2354 | -191 | -196.9635 | -190 | -196.2417 | 259.1776 | 263.3119
2020-09-04 06:00 | -13 | -14.7648 | 63.4508 | 63.6455 | 38.1056 | 38.7293 | -12 | -13.8924 | -106.6858 | 106.8763 | -106.6858 | 106.8763 | 145.4523 | 176.0321 | 149.4 | 149.7081 | 150 | 150.3263 | -186.9 | -192.9139 | -187 | -193.5713 | -191.7 | -198.2493 | -191.2 | -198.2565 | 277.5762 | 281.8122
2020-09-04 06:30 | -10 | -13.4536 | 70.2842 | 70.3778 | 39.6563 | 40.7168 | -10 | -12.8062 | -117.1525 | 117.8602 | -117.1525 | 117.8602 | 118.9796 | 151.8412 | 148.2 | 148.4051 | 148.5 | 148.7047 | -190.1 | -195.3997 | -190.1 | -195.3536 | -194.4 | -199.631 | -194.7 | -200.1758 | 287.2694 | 289.6836
2020-09-04 07:00 | -11 | -11.7047 | 76.7105 | 76.9311 | 36.4945 | 36.8205 | -11 | -11.7047 | -115.8609 | 115.8727 | -115.8609 | 115.8727 | 103.69 | 146.8524 | 150.6 | 150.8019 | 149.7 | 149.9703 | -187.6 | -193.3979 | -190.4 | -195.8779 | -195.3 | -200.7132 | -194.8 | -200.4603 | 314.0105 | 315.0166
2020-09-04 07:30 | -22 | -22.561 | 62.4175 | 62.485 | 50.3771 | 50.7293 | -21 | -21.587 | -142.2209 | 142.8437 | -142.2209 | 142.8437 | 71.4287 | 98.9343 | 152.1 | 152.3841 | 150.3 | 150.6663 | -187.5 | -193.2282 | -191.3 | -197.2544 | -196.3 | -202.2749 | -196 | -202.154 | 331.1664 | 333.5294
2020-09-04 08:00 | -16 | -16.1245 | 61.0733 | 61.2863 | 49.2951 | 49.5401 | -15 | -15.2971 | -143.1839 | 143.8294 | -143.1839 | 143.8294 | 56.3984 | 91.6318 | 152.1 | 152.3318 | 152.1 | 152.4219 | -187.8 | -193.8868 | -191.8 | -197.985 | -196.7 | -202.9062 | -196.4 | -202.7886 | 338.6184 | 340.3021
2020-09-04 08:30 | -27 | -29.1548 | 58.2064 | 58.2307 | 54.746 | 56.2065 | -27 | -29.1548 | -155.6293 | 157.5028 | -155.6293 | 157.5028 | 66.4356 | 99.8728 | 155.7 | 155.9429 | 154.8 | 155.0974 | -187.7 | -193.8647 | -194.6 | -200.7991 | -199.4 | -205.9618 | -199.4 | -204.7509 | 353.178 | 354.362
2020-09-04 09:00 | -15 | -18.6011 | 65.0897 | 65.1215 | 42.1634 | 43.8826 | -14 | -17.8045 | -142.1819 | 143.7872 | -142.1819 | 143.7872 | 67.0173 | 100.0753 | 156 | 156.2594 | 154.8 | 155.0974 | -188.9 | -195.1267 | -195.1 | -201.4798 | -200.2 | -206.5939 | -199.6 | -206.3177 | 344.3208 | 345.2283
2020-09-04 09:30 | -29 | -31.0161 | 54.0394 | 54.0889 | 55.7474 | 56.9949 | -29 | -31.0161 | -154.6726 | 156.4528 | -154.6726 | 156.4528 | 68.5133 | 99.5171 | 153 | 153.2471 | 152.4 | 152.7021 | -187.6 | -193.8834 | -194.4 | -200.5773 | -199.2 | -206.2281 | -199 | -205.7924 | 337.4644 | 338.455
2020-09-04 10:00 | -30 | -34 | 42.8939 | 44.0191 | 53.1109 | 55.4571 | -28 | -32.249 | -137.14 | 140.0292 | -137.14 | 140.0292 | 74.6256 | 103.8049 | 155.1 | 155.3609 | 153.9 | 154.1991 | -189.7 | -196.1533 | -195.8 | -202.577 | -201.1 | -207.7393 | -200.8 | -206.8219 | 337.5546 | 338.7637
2020-09-04 10:30 | -26 | -27.2029 | 41.4725 | 41.6092 | 50.087 | 50.5851 | -27 | -28.1603 | -126.1877 | 126.8244 | -126.1877 | 126.8244 | 96.6845 | 118.2272 | 152.4 | 152.6835 | 152.7 | 153.0015 | -186.4 | -192.9156 | -191.2 | -198.0672 | -196 | -203.2543 | -195.9 | -202.8719 | 319.3075 | 321.6082
2020-09-04 11:00 | -37 | -37.3363 | 18.616 | 18.8168 | 58.0308 | 58.0573 | -37 | -37.3363 | -144.422 | 144.6576 | -144.422 | 144.6576 | 112.9503 | 131.9417 | 153.9 | 154.0975 | 155.1 | 155.3438 | -187.9 | -194.0334 | -193.3 | -199.8892 | -198.3 | -204.954 | -198 | -204.842 | 337.6312 | 339.4853
2020-09-04 11:30 | -54 | -54 | 15.129 | 17.0024 | 70.6393 | 70.9299 | -54 | -54 | -166.9817 | 167.0066 | -166.9817 | 167.0066 | 111.1549 | 127.156 | 141.3 | 141.532 | 141 | 141.2869 | -169 | -173.9467 | -174.3 | -180.1621 | -179 | -184.3542 | -178.5 | -184.6257 | 338.946 | 341.2026
2020-09-04 12:00 | -58 | -58.0775 | 15.4462 | 19.7761 | 81.7489 | 82.1981 | -56 | -56.1427 | -180.1503 | 180.1636 | -180.1503 | 180.1636 | 103.0848 | 128.1937 | 138.6 | 138.9117 | 140.1 | 140.4708 | -167.3 | -173.0403 | -172.8 | -178.5885 | -177.7 | -183.5073 | -176.5 | -182.4971 | 327.0708 | 328.1517
2020-09-04 12:30 | -71 | -71.8471 | -2.756 | 18.6397 | 92.3415 | 93.4996 | -71 | -71.7008 | -198.3142 | 198.7107 | -198.3142 | 198.7107 | 94.5874 | 116.6734 | 138 | 138.3335 | 137.4 | 137.735 | -163.9 | -169.3424 | -170.7 | -176.1779 | -175.3 | -180.8107 | -174.9 | -180.3253 | 339.2368 | 340.2612
2020-09-04 13:00 | -72 | -72.5603 | -3.6746 | 16.5233 | 91.3255 | 92.2927 | -71 | -71.5681 | -199.1297 | 199.2999 | -199.1297 | 199.2999 | 97.6687 | 118.3855 | 136.2 | 136.4232 | 136.5 | 136.7582 | -162.5 | -167.9811 | -169.6 | -174.4118 | -173.9 | -178.8298 | -173.2 | -178.7291 | 343.067 | 343.9
2020-09-04 13:30 | -77 | -77.6466 | -3.1256 | 17.3564 | 96.0654 | 96.9551 | -76 | -76.531 | -202.8451 | 203.0853 | -202.8451 | 203.0853 | 108.6914 | 123.6649 | 139.5 | 139.656 | 139.5 | 139.6857 | -164.3 | -168.6898 | -169.9 | -174.7345 | -174.1 | -178.794 | -173.6 | -178.8065 | 343.6691 | 344.554
2020-09-04 14:00 | -82 | -82.6075 | -11.2994 | 19.7903 | 99.4586 | 100.4745 | -82 | -82.6075 | -203.1091 | 203.51 | -203.1091 | 203.51 | 97.4114 | 114.7322 | 141.3 | 141.4404 | 141.3 | 141.4541 | -165.1 | -169.3239 | -172.1 | -176.7498 | -176.6 | -181.2448 | -176 | -181.2803 | 361.1551 | 361.938
2020-09-04 14:30 | -83 | -83.2947 | -18.4028 | 21.2125 | 101.5319 | 102.0412 | -82 | -82.1523 | -203.3552 | 203.483 | -203.3552 | 203.483 | 101.9986 | 115.0555 | 111.3 | 116.1748 | 113.1 | 117.816 | -141.8 | -148.158 | -148.9 | -155.8494 | -152.3 | -160.053 | -152.3 | -159.6408 | 397.5427 | 397.9101
2020-09-04 15:00 | -96 | -96.421 | -29.4636 | 32.3865 | 114.1362 | 114.9988 | -95 | -95.4254 | -218.9429 | 219.4725 | -218.9429 | 219.4725 | 89.0691 | 114.5501 | 114 | 119.3698 | 115.8 | 121.09 | -145.1 | -151.6827 | -150.9 | -158.05 | -154.8 | -161.9531 | -154.2 | -161.6174 | 380.4192 | 380.7878
2020-09-04 15:30 | -84 | -84.3801 | -12.761 | 18.9653 | 104.0283 | 104.8143 | -83 | -83.3847 | -204.7704 | 205.1664 | -204.7704 | 205.1664 | 103.1584 | 126.6322 | 130.2 | 134.2435 | 128.4 | 132.6478 | -161.4 | -167.7998 | -165.7 | -172.7649 | -169.9 | -176.9082 | -169.1 | -176.394 | 349.2103 | 350.1084
2020-09-04 16:00 | -68 | -68.2642 | 7.7522 | 12.4679 | 90.2357 | 90.6959 | -68 | -68.2642 | -181.0576 | 181.1988 | -181.0576 | 181.1988 | 109.2621 | 136.6472 | 140.1 | 144.3574 | 138.9 | 143.6411 | -175.1 | -182.6297 | -178.2 | -186.2602 | -182.9 | -191.0483 | -182.2 | -190.5531 | 335.5584 | 336.4415
2020-09-04 16:30 | -85 | -85.0529 | -5.2446 | 12.5084 | 111.0376 | 111.3414 | -84 | -84.0536 | -218.3605 | 218.4396 | -218.3605 | 218.4396 | 106.8617 | 127.8203 | 142.5 | 145.6858 | 142.8 | 146.1049 | -179.8 | -185.8667 | -183.3 | -189.9971 | -188 | -194.813 | -187.7 | -194.6105 | 373.9799 | 374.153
2020-09-04 17:00 | -80 | -80.025 | 9.4057 | 13.3726 | 103.0658 | 103.2444 | -79 | -79.0253 | -212.9536 | 212.9598 | -212.9536 | 212.9598 | 78.531 | 112.877 | 142.5 | 146.2038 | 142.5 | 146.6169 | -177.5 | -184.932 | -181.5 | -189.4199 | -186.4 | -194.3733 | -185.6 | -193.6918 | 365.2049 | 365.4689
2020-09-04 17:30 | -66 | -66.0076 | 24.029 | 24.5634 | 93.5394 | 93.5494 | -65 | -65.0308 | -207.5833 | 207.752 | -207.5833 | 207.752 | 61.2386 | 105.9849 | 138.6 | 142.5442 | 139.8 | 143.9941 | -175.8 | -182.7761 | -180.9 | -188.8371 | -185.5 | -193.4881 | -185.4 | -193.3576 | 383.2813 | 383.3574
2020-09-04 18:00 | -54 | -54.1479 | 40.3128 | 40.6124 | 84.9633 | 84.9656 | -54 | -54.1479 | -203.8408 | 204.3557 | -203.8408 | 204.3557 | 42.9822 | 97.5706 | 140.4 | 144.1577 | 141 | 144.7421 | -175.9 | -182.6512 | -182.9 | -189.9852 | -187.5 | -194.5504 | -187.3 | -194.5188 | 410.3719 | 410.3719
2020-09-04 18:30 | -59 | -59.3043 | 36.1997 | 37.0035 | 97.8296 | 97.9029 | -58 | -58.3095 | -229.8652 | 231.0708 | -229.8652 | 231.0708 | 25.5938 | 78.7594 | 140.4 | 143.3234 | 139.8 | 142.7965 | -176.2 | -181.7325 | -184 | -190.0543 | -188.3 | -194.2969 | -187.8 | -193.9616 | 433.3877 | 433.4444
2020-09-04 19:00 | -67 | -67.0671 | 37.0756 | 38.2174 | 97.7024 | 97.713 | -68 | -68.0661 | -226.5912 | 227.3898 | -226.5912 | 227.3898 | 33.3703 | 82.7027 | 143.4 | 146.5045 | 141.3 | 144.5754 | -175.8 | -181.897 | -182.8 | -189.8349 | -186.3 | -193.1282 | -186.4 | -193.4369 | 423.9037 | 424.055
2020-09-04 19:30 | -55 | -55.1453 | 45.7772 | 46.4611 | 88.7995 | 88.8213 | -55 | -55.1453 | -208.6634 | 209.4601 | -208.6634 | 209.4601 | 27.6123 | 82.704 | 140.4 | 144.1577 | 140.4 | 144.1577 | -174.6 | -181.0566 | -180.1 | -188.132 | -184.7 | -192.6896 | -184.5 | -192.5123 | 398.073 | 398.3161
2020-09-04 20:00 | -66 | -66 | 35.9921 | 37.1923 | 96.0565 | 96.057 | -66 | -66.0076 | -216.6281 | 217.0436 | -216.6281 | 217.0436 | 38.7107 | 75.2619 | 142.2 | 145.6471 | 142.5 | 146.0707 | -175.9 | -182.4639 | -180.8 | -187.9098 | -185.6 | -192.693 | -185.1 | -192.374 | 387.382 | 387.7245
2020-09-04 20:30 | -62 | -62 | 35.231 | 36.596 | 95.3066 | 95.3248 | -60 | -60 | -214.0863 | 214.3186 | -214.0863 | 214.3186 | 48.6808 | 81.1334 | 141.9 | 145.6867 | 140.7 | 144.7263 | -177.1 | -184.0229 | -182.5 | -189.9013 | -186.9 | -194.2694 | -186.6 | -194.2009 | 370.2484 | 370.6453
2020-09-04 21:00 | -65 | -65 | 33.3631 | 34.8902 | 94.194 | 94.254 | -62 | -62 | -208.3012 | 208.3847 | -208.3012 | 208.3847 | 55.6912 | 87.7935 | 141.9 | 145.9632 | 142.2 | 146.3963 | -177.6 | -185.028 | -182.4 | -190.3681 | -186.5 | -194.3 | -186.7 | -194.64 | 361.0988 | 361.6085
2020-09-04 21:30 | -59 | -59.0085 | 36.1747 | 37.9511 | 87.963 | 88.141 | -59 | -59.0085 | -197.4685 | 197.4712 | -197.4685 | 197.4712 | 66.2327 | 95.986 | 142.2 | 146.5401 | 141 | 145.5232 | -175.9 | -183.827 | -180.2 | -188.6487 | -185.1 | -193.4437 | -185 | -193.1409 | 350.1327 | 350.9342
2020-09-04 22:00 | -63 | -63.0079 | 26.7494 | 28.2178 | 91.3555 | 91.5075 | -63 | -63.0079 | -196.6104 | 196.6146 | -196.6104 | 196.6146 | 83.876 | 119.2581 | 143.7 | 147.7834 | 143.4 | 147.2838 | -176.3 | -183.3352 | -180 | -187.2776 | -184.8 | -192.1401 | -185.1 | -192.6488 | 341.6282 | 342.2908
2020-09-04 22:30 | -61 | -61 | 25.2432 | 26.4434 | 89.5393 | 89.7247 | -63 | -63 | -195.1618 | 195.1822 | -195.1618 | 195.1822 | 102.4585 | 129.9886 | 141.6 | 144.8056 | 142.2 | 145.4551 | -176.7 | -183.0372 | -179.8 | -187.4013 | -184.2 | -191.9203 | -184.5 | -191.8121 | 334.9348 | 336.7463
2020-09-04 23:00 | -53 | -53.0094 | 35.5768 | 36.119 | 74.672 | 75.1026 | -52 | -52 | -173.3394 | 173.4295 | -173.3394 | 173.4295 | 118.4321 | 144.2337 | 143.4 | 146.8836 | 143.1 | 146.5908 | -177.7 | -184.121 | -180.2 | -187.72 | -184.8 | -192.3606 | -184.6 | -192.5054 | 326.5923 | 329.0346
2020-09-04 23:30 | -51 | -51.0392 | 29.385 | 30.0034 | 76.4233 | 76.7954 | -51 | -51.0392 | -185.3783 | 185.4106 | -185.3783 | 185.4106 | 110.8734 | 137.8761 | 143.4 | 146.8836 | 142.8 | 146.3634 | -178.7 | -185.1385 | -180.3 | -187.816 | -184.8 | -192.472 | -185 | -192.8325 | 327.2859 | 329.3272
2020-09-05 | -42 | -42 | 35.535 | 35.6119 | 65.5487 | 65.9556 | -42 | -42 | -160.6274 | 160.7047 | -160.6274 | 160.7047 | 118.8152 | 146.8168 | 141.9 | 145.5519 | 141.6 | 145.3945 | -178 | -185.1897 | -180.1 | -188.3988 | -184.3 | -192.6201 | -184.5 | -193.193 | 305.0494 | 308.0284
2020-09-05 00:30 | -30 | -30 | 42.8568 | 42.8826 | 53.6305 | 54.1925 | -31 | -31 | -135.1967 | 135.4071 | -135.1967 | 135.4071 | 122.4606 | 155.0271 | 143.4 | 147.2838 | 143.4 | 147.2838 | -178.5 | -185.7115 | -179.5 | -187.2462 | -184 | -191.6882 | -183.5 | -191.6228 | 291.6748 | 293.4812
2020-09-05 01:00 | -24 | -24.0208 | 43.6958 | 43.9399 | 46.5505 | 47.1047 | -23 | -23.0217 | -119.3025 | 119.5315 | -119.3025 | 119.5315 | 129.7993 | 161.5116 | 143.7 | 147.7834 | 144 | 148.2161 | -179.9 | -187.376 | -180 | -187.8395 | -184.7 | -192.6362 | -183.8 | -191.9966 | 270.733 | 272.9896
2020-09-05 01:30 | -20 | -20.025 | 44.726 | 45.1491 | 42.1252 | 42.7991 | -20 | -20.025 | -111.2285 | 111.5711 | -111.2285 | 111.5711 | 138.9354 | 169.7995 | 144.3 | 149.2451 | 143.7 | 148.7422 | -179.9 | -189.0185 | -180.4 | -188.3217 | -184.9 | -193.7004 | -183.6 | -193.0913 | 260.2395 | 262.1689
2020-09-05 02:00 | -16 | -16.0312 | 47.8091 | 48.186 | 36.0708 | 37.0431 | -17 | -17.0294 | -96.7781 | 97.2984 | -96.7781 | 97.2984 | 149.463 | 176.3074 | 143.7 | 148.437 | 143.7 | 148.5124 | -178 | -187.1802 | -177.5 | -186.9858 | -181.9 | -191.4152 | -181.6 | -191.5395 | 244.3701 | 245.7727
2020-09-05 02:30 | -20 | -20 | 43.3537 | 43.8587 | 38.4665 | 39.445 | -20 | -20.025 | -98.583 | 99.1829 | -98.583 | 99.1829 | 147.7138 | 179.3113 | 143.1 | 148.6393 | 144.9 | 150.2931 | -177.8 | -188.19 | -176.9 | -187.0243 | -181.1 | -191.7632 | -180.6 | -191.6468 | 229.022 | 231.1804
2020-09-05 03:00 | -14 | -14.0357 | 46.115 | 46.9057 | 34.1105 | 34.9599 | -14 | -14.0357 | -90.2449 | 90.7309 | -90.2449 | 90.7309 | 152.0988 | 181.7509 | 144.6 | 149.6892 | 144.6 | 149.8253 | -180.6 | -189.9672 | -178.6 | -188.0616 | -183.7 | -193.3437 | -183.1 | -193.0255 | 223.4688 | 228.175
2020-09-05 03:30 | -12 | -12.1655 | 47.2401 | 48.0922 | 31.6062 | 32.404 | -11 | -11.1803 | -86.3607 | 86.7593 | -86.3607 | 86.7593 | 153.5446 | 182.0476 | 143.1 | 148.0852 | 144.6 | 149.767 | -180.4 | -189.5251 | -179.1 | -188.5991 | -183.7 | -193.4061 | -183.4 | -193.4368 | 217.118 | 221.6738
2020-09-05 04:00 | -7 | -7.0711 | 47.454 | 48.2057 | 31.0627 | 32.0055 | -7 | -7.0711 | -84.7073 | 85.208 | -84.7073 | 85.208 | 152.5208 | 183.3179 | 142.2 | 147.4511 | 142.8 | 148.1891 | -179.8 | -189.232 | -178.4 | -187.9082 | -182.7 | -192.3009 | -182.4 | -192.2503 | 204.0446 | 209.4904
2020-09-05 04:30 | -12 | -12.1655 | 47.5365 | 48.533 | 30.583 | 31.5001 | -12 | -12.1655 | -85.1657 | 85.5718 | -85.1657 | 85.5718 | 157.45 | 185.8812 | 145.2 | 150.1919 | 145.5 | 150.4819 | -181.3 | -190.4431 | -179.5 | -188.979 | -183.8 | -193.3764 | -183.8 | -193.7844 | 226.4616 | 230.3228
2020-09-05 05:00 | -10 | -10.4403 | 49.7914 | 50.8573 | 28.7209 | 29.3819 | -8 | -8.544 | -83.6716 | 83.9024 | -83.6716 | 83.9024 | 159.9158 | 186.7237 | 143.1 | 147.8562 | 144.9 | 149.8253 | -179.9 | -188.6839 | -178.7 | -187.8152 | -183.3 | -192.4697 | -183.4 | -193.0275 | 231.3861 | 235.5157
2020-09-05 05:30 | 0 | 1 | 60.0902 | 60.9623 | 20.0878 | 21.0317 | 0 | 1 | -73.2503 | 73.5318 | -73.2503 | 73.5318 | 146.5821 | 177.353 | 144.3 | 149.1688 | 142.2 | 147.5308 | -178.9 | -188.2218 | -177.5 | -187.1753 | -181.8 | -191.4451 | -181.2 | -191.2241 | 214.1485 | 218.1333
2020-09-05 06:00 | -1 | -2.2361 | 59.0521 | 59.821 | 24.4016 | 24.7493 | -1 | -3.1623 | -82.1787 | 82.2406 | -82.1787 | 82.2406 | 150.6806 | 178.3105 | 144.3 | 148.1602 | 144.9 | 148.8127 | -179.8 | -186.8281 | -178.5 | -185.6843 | -182.3 | -191.1633 | -181.3 | -190.8191 | 226.1416 | 233.1336
2020-09-05 06:30 | 0 | 4 | 63.9148 | 64.6461 | 20.4852 | 20.7959 | 0 | 5 | -82.2118 | 82.2387 | -82.2118 | 82.2387 | 141.5707 | 167.7548 | 145.2 | 147.9131 | 144.3 | 146.9724 | -180.4 | -185.5004 | -178.8 | -184.3758 | -183.2 | -188.9112 | -182.7 | -188.6735 | 224.8904 | 231.2657
2020-09-05 07:00 | 11 | 12.083 | 72.9682 | 73.4921 | 12.1772 | 13.0096 | 10 | 11.1803 | -75.4209 | 75.5482 | -75.4209 | 75.5482 | 125.4395 | 156.2114 | 145.2 | 147.8562 | 146.4 | 149.2059 | -180.4 | -185.594 | -179.7 | -185.2002 | -184 | -189.5422 | -184 | -189.7847 | 230.0312 | 235.8718
2020-09-05 07:30 | 0 | 3 | 62.4336 | 62.8751 | 20.1041 | 20.8147 | 0 | 3 | -90.2832 | 90.3871 | -90.2832 | 90.3871 | 107.0088 | 143.5357 | 145.2 | 148.9696 | 144.9 | 148.6772 | -179.5 | -186.7694 | -179.1 | -186.58 | -182.9 | -190.4243 | -183.1 | -190.8969 | 219.0885 | 221.426
2020-09-05 08:00 | -6 | -7.2111 | 48.5534 | 49.512 | 28.4807 | 28.7771 | -7 | -9.2195 | -105.2454 | 105.292 | -105.2454 | 105.292 | 87.2034 | 128.759 | 142.8 | 146.4962 | 146.1 | 149.8469 | -181.5 | -188.3678 | -180.4 | -187.335 | -184.5 | -191.4724 | -184.5 | -191.7968 | 214.0343 | 216.5612
2020-09-05 08:30 | -9 | -9.0554 | 48.8881 | 49.5445 | 22.0649 | 23.0223 | -9 | -9.4868 | -97.0439 | 97.3577 | -97.0439 | 97.3577 | 94.9095 | 134.6387 | 143.1 | 146.819 | 144 | 147.6661 | -182.7 | -188.2287 | -181.5 | -187.278 | -186 | -192.6084 | -185.6 | -192.7581 | 224.3537 | 227.1923
2020-09-05 09:00 | -10 | -10.198 | 39.3704 | 40.2377 | 26.4018 | 27.3013 | -9 | -9.2195 | -100.8272 | 101.1926 | -100.8272 | 101.1926 | 96.0894 | 134.7435 | 143.4 | 146.7549 | 143.4 | 146.9489 | -179.3 | -186.0074 | -178.3 | -185.205 | -182.7 | -189.6847 | -182.5 | -189.6544 | 209.2925 | 212.828
2020-09-05 09:30 | -11 | -11.1803 | 43.5328 | 44.1686 | 21.9333 | 23.1481 | -9 | -9.2195 | -88.8566 | 89.4139 | -88.8566 | 89.4139 | 94.4885 | 133.2958 | 143.4 | 147.1481 | 144 | 147.4695 | -177.8 | -184.86 | -178.9 | -186 | -183.8 | -190.8636 | -183.4 | -190.8492 | 213.6091 | 215.0632
2020-09-05 10:00 | -12 | -12.3693 | 36.0485 | 36.1011 | 26.5504 | 30.2493 | -12 | -12.1655 | -92.2276 | 94.588 | -92.2276 | 94.588 | 76.0078 | 133.9563 | 143.4 | 149.2566 | 143.1 | 148.9684 | -177.1 | -187.3842 | -175.9 | -186.0207 | -180.4 | -190.4112 | -180 | -190.4234 | 174.4297 | 174.7871
2020-09-05 10:30 | -20 | -20 | 22.7823 | 23.569 | 35.3051 | 36.9238 | -20 | -20 | -99.5316 | 100.8065 | -99.5316 | 100.8065 | 90.163 | 127.5493 | 144.3 | 151.4242 | 142.8 | 149.9955 | -177.3 | -189.7856 | -178.2 | -190.6682 | -182.1 | -194.4807 | -181.8 | -195.6382 | 185.6142 | 186.5853
2020-09-05 11:00 | -18 | -18 | 27.7723 | 28.4365 | 32.4334 | 34.0747 | -19 | -19 | -95.061 | 96.3652 | -95.061 | 96.3652 | 91.7123 | 127.0439 | 143.1 | 150.1898 | 144.9 | 151.9961 | -178.5 | -191.085 | -177.7 | -190.4816 | -182.2 | -195.2559 | -181.8 | -195.136 | 178.8218 | 179.7161
2020-09-05 11:30 | -20 | -20 | 22.1685 | 23.3872 | 33.2613 | 34.7483 | -19 | -19 | -94.7794 | 96.0227 | -94.7794 | 96.0227 | 99.5358 | 132.9632 | 143.1 | 150.099 | 141.9 | 148.9554 | -177.4 | -189.5054 | -177.8 | -189.9943 | -182.2 | -194.4375 | -181.4 | -194.5771 | 177.8051 | 179.0335
2020-09-05 12:00 | -16 | -16 | 19.4668 | 21.0382 | 28.104 | 30.28 | -16 | -16 | -86.631 | 88.44 | -86.631 | 88.44 | 95.429 | 129.6495 | 142.8 | 150.1802 | 144.3 | 151.6995 | -177.7 | -191.6758 | -177.8 | -191.3779 | -182.4 | -195.6313 | -182.2 | -196.0944 | 159.1759 | 161.0704
2020-09-05 12:30 | -17 | -17 | 22.5771 | 23.6852 | 30.4262 | 32.6019 | -17 | -17 | -86.0269 | 87.8829 | -86.0269 | 87.8829 | 78.2483 | 115.6931 | 133.8 | 141.7487 | 133.2 | 140.8867 | -167.2 | -180.367 | -168.3 | -180.8487 | -172 | -185.3983 | -172.2 | -185.4556 | 165.8499 | 167.3245
2020-09-05 13:00 | -13 | -13.1529 | 23.1548 | 23.9911 | 24.6412 | 27.9302 | -13 | -13.0384 | -75.7499 | 78.3513 | -75.7499 | 78.3513 | 75.0376 | 115.7745 | 142.5 | 150.4631 | 141.9 | 149.7986 | -174.6 | -188.7994 | -175.2 | -189.0601 | -179.6 | -193.2001 | -179.1 | -193.5362 | 139.287 | 141.9177
2020-09-05 13:30 | -23 | -23.0868 | 15.7585 | 17.1921 | 30.9623 | 33.6683 | -24 | -24.0832 | -78.6026 | 80.8582 | -78.6026 | 80.8582 | 80.9231 | 119.9428 | 141.3 | 149.3271 | 142.5 | 150.6568 | -175.8 | -190.8101 | -177.6 | -192.5895 | -181.4 | -197.1174 | -181 | -197.2175 | 148.2403 | 151.1216
2020-09-05 14:00 | -23 | -23.1948 | 12.9076 | 14.1195 | 35.8259 | 38.3493 | -23 | -23.0868 | -89.4891 | 91.7438 | -89.4891 | 91.7438 | 73.2613 | 115.3824 | 138.9 | 146.8622 | 140.1 | 147.9976 | -174.2 | -189.3796 | -174.4 | -189.5101 | -178.6 | -194.5037 | -178.7 | -194.4164 | 144.5647 | 147.1415
2020-09-05 14:30 | -15 | -15.2971 | 23.2752 | 23.8226 | 27.859 | 31.599 | -15 | -15.2971 | -81.9297 | 84.5461 | -81.9297 | 84.5461 | 81.8913 | 120.4691 | 138.9 | 147.0582 | 137.4 | 145.8423 | -172.3 | -185.6102 | -173.8 | -187.2855 | -177.8 | -191.6096 | -177.5 | -191.6769 | 159.855 | 161.6085
2020-09-05 15:00 | -15 | -15.2971 | 30.6129 | 31.0604 | 30.0887 | 33.1098 | -15 | -15.1327 | -89.3046 | 91.4831 | -89.3046 | 91.4831 | 88.291 | 123.5509 | 132.3 | 140.3336 | 130.2 | 138.4574 | -162.4 | -175.5258 | -163.7 | -177.0323 | -167.9 | -181.5633 | -167.5 | -181.4231 | 182.9564 | 183.8136
2020-09-05 15:30 | -12 | -12.1655 | 35.2224 | 35.6256 | 29.9066 | 32.344 | -13 | -13.1529 | -98.6414 | 100.4373 | -98.6414 | 100.4373 | 91.9515 | 125.9009 | 127.5 | 135.6123 | 129.3 | 137.1053 | -161.4 | -173.7016 | -164.2 | -176.8191 | -168.9 | -181.0162 | -168 | -181.0905 | 214.3582 | 214.6624
2020-09-05 16:00 | -10 | -10.0499 | 44.6175 | 44.871 | 28.8632 | 30.9497 | -10 | -10.0499 | -101.7366 | 103.0029 | -101.7366 | 103.0029 | 74.9022 | 114.707 | 129.9 | 137.2784 | 130.2 | 138.0538 | -162.6 | -174.6489 | -165.2 | -177.5815 | -169 | -181.726 | -168.8 | -181.7216 | 231.2874 | 231.6861
2020-09-05 16:30 | -9 | -9 | 46.5575 | 47.137 | 27.4136 | 29.5686 | -9 | -9 | -106.1816 | 107.2652 | -106.1816 | 107.2652 | 70.3822 | 111.7059 | 129.6 | 136.4219 | 129.6 | 136.8013 | -160.3 | -171.091 | -164 | -175.3991 | -168.1 | -179.6938 | -167.7 | -179.533 | 258.4919 | 258.4954
2020-09-05 17:00 | 2 | 2.2361 | 65.8046 | 66.3744 | 17.8539 | 19.1888 | 2 | 2 | -97.853 | 98.1331 | -97.853 | 98.1331 | 69.477 | 111.1098 | 128.1 | 134.3498 | 130.8 | 137.2863 | -160.2 | -170.1391 | -163.3 | -174.4977 | -167.3 | -179.0754 | -167.1 | -178.9443 | 295.8999 | 295.9234
2020-09-05 17:30 | 11 | 11.4018 | 84.0719 | 84.1158 | 12.2813 | 19.4404 | 11 | 11.4018 | -100.9103 | 102.4513 | -100.9103 | 102.4513 | 37.9833 | 101.5302 | 127.2 | 132.0341 | 128.4 | 133.5145 | -159.7 | -167.4248 | -164.7 | -173.483 | -168.8 | -177.6275 | -168.4 | -177.4041 | 333.0241 | 333.0679
2020-09-05 18:00 | 26 | 26.3059 | 101.5408 | 101.5728 | 2.9869 | 11.761 | 25 | 25.1794 | -95.6672 | 96.0946 | -95.6672 | 96.0946 | 6.1019 | 87.0731 | 129.6 | 134.4271 | 129.3 | 134.2988 | -160.4 | -168.4538 | -166.3 | -175.0101 | -170.8 | -179.6838 | -170.3 | -179.3418 | 340.1107 | 340.4988
2020-09-05 18:30 | 29 | 29.1548 | 111.8591 | 111.9463 | 2.1928 | 8.6416 | 29 | 29.0689 | -102.5733 | 102.5733 | -102.5733 | 102.5733 | -15.2538 | 89.8837 | 133.8 | 138.795 | 134.1 | 139.0842 | -168.3 | -176.8735 | -174.1 | -182.3119 | -178.1 | -186.4064 | -178.2 | -186.5537 | 338.7706 | 339.5965
2020-09-05 19:00 | 34 | 34.1321 | 117.4981 | 117.509 | -3.021 | 6.3893 | 34 | 34.1321 | -94.4253 | 95.055 | -94.4253 | 95.055 | -3.5141 | 78.371 | 141.6 | 146.031 | 141 | 145.5977 | -176 | -184.2597 | -180.4 | -188.7149 | -185.2 | -193.5394 | -184.7 | -193.2441 | 309.8522 | 310.0995
2020-09-05 19:30 | 33 | 33.1361 | 115.5918 | 115.5947 | -3.0011 | 5.9772 | 33 | 33.1361 | -90.4336 | 90.9599 | -90.4336 | 90.9599 | 13.6921 | 80.5883 | 142.2 | 146.8346 | 141.6 | 146.2536 | -174.5 | -184.0179 | -178.8 | -188.9578 | -183.2 | -193.3909 | -182.9 | -192.7453 | 315.3868 | 315.4272
2020-09-05 20:00 | 35 | 35.1283 | 117.0003 | 117.0132 | -5.1071 | 8.0065 | 35 | 35.1283 | -83.2488 | 83.5482 | -83.2488 | 83.5482 | 20.0257 | 82.5598 | 142.5 | 147.3516 | 143.1 | 148.0852 | -176.3 | -185.9179 | -179.4 | -188.9541 | -183.8 | -193.8908 | -183.5 | -193.6638 | 297.5645 | 297.601
2020-09-05 20:30 | 33 | 33.0606 | 112.5541 | 112.5681 | -3.1652 | 5.3253 | 33 | 33.0606 | -83.1675 | 83.2154 | -83.1675 | 83.2154 | 38.584 | 91.6663 | 140.7 | 146.1665 | 143.7 | 149.0565 | -178.7 | -188.1268 | -181.7 | -190.9773 | -186.7 | -196.1349 | -186.3 | -195.9702 | 301.3084 | 301.3154
2020-09-05 21:00 | 25 | 25.0799 | 104.5989 | 104.6115 | 2.6585 | 4.9473 | 26 | 26.0768 | -89.9653 | 89.966 | -89.9653 | 89.966 | 61.3045 | 99.0538 | 139.8 | 145.138 | 139.8 | 145.4651 | -174.7 | -184.6153 | -178 | -187.8723 | -182.8 | -192.583 | -182.4 | -192.6172 | 302.3015 | 302.3154
2020-09-05 21:30 | 22 | 22.0227 | 96.1558 | 96.2053 | 9.0449 | 9.8442 | 23 | 23.0217 | -99.5444 | 99.5481 | -99.5444 | 99.5481 | 87.8611 | 112.2412 | 142.2 | 147.0615 | 142.5 | 147.3516 | -176.6 | -185.479 | -179.9 | -189.0492 | -184.7 | -193.8035 | -184.3 | -193.759 | 309.378 | 309.7213
2020-09-05 22:00 | 18 | 18.0278 | 94.7422 | 94.7884 | 7.6532 | 9.3606 | 18 | 18.0278 | -90.8488 | 90.8692 | -90.8488 | 90.8692 | 98.2317 | 123.3049 | 139.8 | 145.0577 | 139.8 | 145.138 | -176.4 | -185.6281 | -178.5 | -187.8729 | -183.4 | -192.6819 | -182.9 | -192.5837 | 297.3382 | 297.7396
2020-09-05 22:30 | 23 | 23.0217 | 96.2059 | 96.2941 | 3.4535 | 7.0857 | 22 | 22.0227 | -86.3664 | 86.4069 | -86.3664 | 86.4069 | 108.7888 | 143.4797 | 144 | 149.1096 | 141 | 146.5367 | -177.4 | -186.9855 | -179.3 | -188.4476 | -183.9 | -192.9116 | -183.6 | -192.9341 | 285.6983 | 285.8563
2020-09-05 23:00 | 26 | 26 | 94.991 | 95.0482 | 1.3791 | 8.3642 | 26 | 26 | -82.9461 | 83.1521 | -82.9461 | 83.1521 | 119.2306 | 152.169 | 143.7 | 149.2171 | 143.1 | 148.7207 | -177.3 | -188.4438 | -178.4 | -189.1045 | -182.9 | -193.7549 | -182.4 | -193.7844 | 275.0977 | 275.2798
2020-09-05 23:30 | 29 | 29 | 100.2415 | 100.3524 | -5.0538 | 8.4786 | 30 | 30 | -83.1552 | 83.176 | -83.1552 | 83.176 | 106.2097 | 136.2788 | 144.9 | 149.599 | 142.8 | 147.4905 | -177.7 | -186.5266 | -178.3 | -187.159 | -182.7 | -191.5647 | -182.6 | -191.8032 | 265.2135 | 265.5225
2020-09-06 | 29 | 29 | 95.3062 | 95.4763 | -4.0195 | 8.8911 | 29 | 29 | -77.294 | 77.5786 | -77.294 | 77.5786 | 106.8114 | 138.4066 | 141.3 | 145.7401 | 141.6 | 146.3465 | -177.5 | -185.8135 | -178 | -186.7998 | -182.5 | -191.3887 | -182.1 | -191.2239 | 246.121 | 246.5477
2020-09-06 00:30 | 29 | 29 | 93.7994 | 93.9676 | -7.559 | 12.7794 | 29 | 29 | -63.7936 | 65.0303 | -63.7936 | 65.0303 | 114.6887 | 145.2166 | 143.7 | 148.437 | 143.7 | 148.2877 | -179.2 | -187.8659 | -178.8 | -188.0957 | -183.1 | -192.7152 | -182.9 | -192.2675 | 231.0025 | 231.8519
2020-09-06 01:00 | 24 | 24 | 85.4202 | 85.7377 | -2.922 | 10.2283 | 24 | 24 | -66.7639 | 68.1055 | -66.7639 | 68.1055 | 119.4641 | 151.0603 | 144 | 148.8027 | 142.5 | 147.5055 | -178.2 | -187.3395 | -178.1 | -187.9685 | -182.5 | -192.4564 | -181.8 | -192.0838 | 228.5243 | 229.3473
2020-09-06 01:30 | 26 | 26 | 84.8199 | 85.1164 | -4.9609 | 11.9676 | 26 | 26 | -62.762 | 64.611 | -62.762 | 64.611 | 129.1922 | 160.5187 | 144.6 | 149.5352 | 142.2 | 147.4511 | -177.8 | -187.365 | -177.2 | -187.2817 | -181.7 | -191.8946 | -181.2 | -191.6836 | 215.2288 | 216.6552
2020-09-06 02:00 | 21 | 22.1359 | 79.1552 | 79.1552 | -0.96486 | 18.7617 | 21 | 22.4722 | -64.0141 | 71.2899 | -64.0141 | 71.2899 | 137.6739 | 168.1573 | 142.8 | 148.1891 | 142.5 | 147.9806 | -178.4 | -188.0299 | -177.3 | -187.5777 | -181.7 | -192.312 | -181.2 | -192.3039 | 210.8631 | 212.3624
2020-09-06 02:30 | 19 | 20.2485 | 75.4451 | 75.4473 | 1.5813 | 18.6172 | 19 | 20.2485 | -65.9069 | 73.5053 | -65.9069 | 73.5053 | 148.5426 | 177.1531 | 144 | 149.4256 | 143.4 | 148.6087 | -181.3 | -189.7055 | -180.1 | -189.2083 | -184.3 | -193.6325 | -183.8 | -193.5523 | 218.5987 | 220.6442
2020-09-06 03:00 | 10 | 12.8062 | 66.247 | 66.2486 | 9.9035 | 21.8867 | 10 | 12.8062 | -76.5748 | 83.8759 | -76.5748 | 83.8759 | 151.7356 | 179.8625 | 143.1 | 148.3985 | 144.6 | 149.9244 | -180.7 | -190.1478 | -178.9 | -189.3716 | -183.3 | -193.7949 | -183.2 | -193.9122 | 206.9501 | 209.3816
2020-09-06 03:30 | 9 | 12.7279 | 64.9549 | 64.9603 | 10.3359 | 22.9947 | 9 | 12.7279 | -74.7104 | 81.6326 | -74.7104 | 81.6326 | 147.8165 | 174.5517 | 145.5 | 151.8634 | 145.2 | 151.6624 | -180 | -191.547 | -177.9 | -190.028 | -182.5 | -194.6045 | -182.1 | -194.6182 | 194.6687 | 195.7774
2020-09-06 04:00 | 4 | 10.7703 | 59.9845 | 60.0028 | 15.4802 | 26.1643 | 3 | 10.4403 | -81.1945 | 87.8106 | -81.1945 | 87.8106 | 147.0319 | 175.6563 | 144.3 | 152.074 | 144.3 | 152.3604 | -179.7 | -193.7739 | -178 | -193.3501 | -182.3 | -197.8558 | -181.9 | -197.8788 | 192.7868 | 192.924
2020-09-06 04:30 | 0 | 9 | 56.2326 | 56.2538 | 17.9955 | 27.8137 | 0 | 10.0499 | -85.4765 | 91.9254 | -85.4765 | 91.9254 | 153.8417 | 180.7892 | 144.9 | 152.087 | 142.8 | 150.5561 | -178 | -191.6377 | -176.7 | -191.7244 | -181.1 | -196.362 | -180.6 | -196.2905 | 201.3526 | 201.3619
2020-09-06 05:00 | 0 | 9 | 55.8045 | 55.8481 | 19.5503 | 28.2581 | 0 | 10.0499 | -88.0148 | 93.7661 | -88.0148 | 93.7661 | 155.8002 | 182.2999 | 145.8 | 153.0356 | 143.7 | 151.1288 | -178.8 | -191.3969 | -177 | -190.9539 | -181.3 | -195.8311 | -181.1 | -195.6878 | 208.208 | 208.2494
2020-09-06 05:30 | 0 | 9 | 55.1421 | 55.1748 | 20.8063 | 28.9971 | 0 | 9 | -89.8804 | 95.3198 | -89.8804 | 95.3198 | 150.1294 | 177.4707 | 142.2 | 149.892 | 142.8 | 150.5561 | -179.4 | -192.8652 | -178.4 | -193.1387 | -182.6 | -197.593 | -182.1 | -197.6434 | 208.1182 | 208.1841
2020-09-06 06:00 | -7 | -12.2066 | 49.8326 | 49.9588 | 27.8012 | 34.6358 | -7 | -12.2066 | -102.8923 | 107.8967 | -102.8923 | 107.8967 | 147.3978 | 174.7452 | 144.3 | 151.6072 | 144.3 | 151.6995 | -179.9 | -192.9664 | -178.8 | -193.1112 | -183 | -197.4909 | -182.7 | -197.6855 | 222.0605 | 222.1233
2020-09-06 06:30 | -10 | -14.8661 | 46.8693 | 47.1263 | 31.1889 | 38.1555 | -11 | -15.5563 | -111.2484 | 116.4257 | -111.2484 | 116.4257 | 142.9473 | 170.4702 | 144.9 | 151.9961 | 145.2 | 152.2821 | -180.9 | -193.9351 | -180 | -193.9968 | -183.9 | -198.2302 | -183.9 | -198.5887 | 226.8876 | 227.0028
2020-09-06 07:00 | -14 | -17.8045 | 43.4899 | 43.8454 | 34.3307 | 41.2047 | -13 | -17.0294 | -116.5005 | 121.7363 | -116.5005 | 121.7363 | 134.3929 | 161.6384 | 143.4 | 149.6796 | 144.9 | 151.0323 | -179.2 | -190.353 | -179.5 | -191.8539 | -183.7 | -196.1961 | -183.5 | -196.3626 | 236.8317 | 236.8749
2020-09-06 07:30 | -20 | -23.3238 | 34.0809 | 34.5404 | 39.2859 | 45.1553 | -21 | -23.7065 | -122.9599 | 127.3339 | -122.9599 | 127.3339 | 129.5221 | 157.2722 | 143.4 | 149.5938 | 141.9 | 148.0706 | -177.5 | -188.2486 | -178.3 | -190.2417 | -183 | -195.0865 | -182.9 | -195.3417 | 253.4856 | 253.679
2020-09-06 08:00 | -30 | -32.6956 | 22.6769 | 23.7908 | 46.9236 | 52.6629 | -30 | -32.6956 | -131.0792 | 135.5531 | -131.0792 | 135.5531 | 114.7619 | 144.5109 | 141.6 | 147.4441 | 141 | 146.9522 | -176.7 | -187.4611 | -178.1 | -189.9706 | -182.5 | -194.4445 | -182.1 | -194.3821 | 247.3666 | 247.8526
2020-09-06 08:30 | -36 | -38.2753 | 13.0014 | 14.9396 | 51.954 | 57.253 | -36 | -38.2753 | -138.0595 | 142.3827 | -138.0595 | 142.3827 | 114.8376 | 142.8381 | 143.7 | 149.2982 | 143.1 | 148.8027 | -176.3 | -186.1407 | -178.5 | -189.864 | -182.8 | -193.8848 | -182.4 | -193.6403 | 246.4008 | 246.9096
2020-09-06 09:00 | -34 | -36.4006 | 11.0706 | 13.0494 | 47.2888 | 53.3003 | -34 | -36.4006 | -125.388 | 130.1939 | -125.388 | 130.1939 | 123.233 | 150.7796 | 142.2 | 148.4439 | 141.3 | 147.4099 | -177.4 | -188.4899 | -179.6 | -191.5856 | -183.9 | -196.0694 | -183.7 | -196.2312 | 242.6631 | 243.9441
2020-09-06 09:30 | -36 | -38.6264 | 1.6297 | 6.7832 | 49.5979 | 55.5508 | -36 | -38.6264 | -126.1268 | 131.3121 | -126.1268 | 131.3121 | 117.1841 | 145.4063 | 139.2 | 145.5727 | 140.7 | 147.1826 | -175.4 | -186.9525 | -177.1 | -189.7368 | -181.2 | -194.2893 | -181 | -194.1647 | 214.3976 | 216.3081
2020-09-06 10:00 | -44 | -46.8188 | -8.3192 | 11.9543 | 54.5943 | 61.1064 | -44 | -46.8188 | -124.5128 | 130.7394 | -124.5128 | 130.7394 | 115.6328 | 139.0105 | 138.6 | 145.4468 | 140.4 | 147.0734 | -173.5 | -185.6263 | -175.9 | -187.7106 | -179.5 | -192.416 | -179.2 | -192.456 | 211.6041 | 215.0653
2020-09-06 10:30 | -50 | -52.4976 | -19.4383 | 20.6875 | 59.32 | 64.8618 | -49 | -51.2445 | -125.2939 | 130.6125 | -125.2939 | 130.6125 | 94.0761 | 116.9645 | 120.6 | 127.6058 | 121.8 | 128.5475 | -152.1 | -161.5291 | -153.9 | -164.7949 | -157.5 | -168.6929 | -157.4 | -168.591 | 216.5149 | 217.245
2020-09-06 11:00 | -66 | -69.2604 | -33.2289 | 35.2311 | 70.2297 | 76.5001 | -66 | -68.9638 | -135.1175 | 141.5466 | -135.1175 | 141.5466 | 80.4829 | 100.7559 | 100.2 | 106.4708 | 102.3 | 108.9566 | -129.1 | -136.8013 | -132.2 | -141.2947 | -135.5 | -144.7123 | -135.2 | -144.7683 | 231.0776 | 231.6633
2020-09-06 11:30 | -67 | -70.8378 | -39.6429 | 42.0516 | 73.7501 | 80.7085 | -67 | -70.8378 | -136.6922 | 144.5119 | -136.6922 | 144.5119 | 69.937 | 87.632 | 90.3 | 96.7736 | 89.7 | 96.4326 | -113.1 | -117.9848 | -117.2 | -123.6094 | -120 | -126.6517 | -120.1 | -126.8149 | 242.6952 | 242.9225
2020-09-06 12:00 | -74 | -78.7718 | -39.9858 | 42.9063 | 72.0376 | 79.9013 | -75 | -79.712 | -132.5698 | 141.5411 | -132.5698 | 141.5411 | 63.8825 | 89.7629 | 86.1 | 93.4393 | 86.7 | 95.0678 | -110 | -116.9268 | -114.7 | -123.2161 | -117.8 | -126.4089 | -117.9 | -126.677 | 225.2504 | 226.0273
2020-09-06 12:30 | -66 | -70.9366 | -38.6155 | 41.8023 | 69.0102 | 77.5868 | -65 | -70.0071 | -126.1676 | 136.207 | -126.1676 | 136.207 | 64.789 | 91.401 | 86.1 | 94.8958 | 85.5 | 94.2253 | -107.5 | -115.5963 | -112 | -121.7737 | -114.5 | -124.5049 | -114.6 | -124.8335 | 207.7623 | 208.7514
2020-09-06 13:00 | -66 | -71.3092 | -36.6441 | 39.8057 | 67.8104 | 76.2307 | -66 | -71.3092 | -123.7119 | 133.498 | -123.7119 | 133.498 | 64.0074 | 91.345 | 89.1 | 97.3822 | 89.7 | 98.793 | -110.8 | -119.5325 | -115.3 | -124.8068 | -118.2 | -127.7612 | -117.2 | -127.736 | 201.994 | 202.8731
2020-09-06 13:30 | -60 | -65.3911 | -37.8262 | 40.8358 | 68.4037 | 77.0569 | -60 | -65 | -140.1289 | 151.8332 | -140.1289 | 151.8332 | 62.5676 | 91.3996 | 90.9 | 100.134 | 91.2 | 100.1569 | -115.1 | -124.4399 | -117.9 | -128.7775 | -120.5 | -131.6004 | -120.3 | -131.6599 | 205.7329 | 206.7188
2020-09-06 14:00 | -69 | -74.4648 | -40.7779 | 44.0247 | 72.6824 | 80.9574 | -68 | -73.5391 | -132.3871 | 142.4501 | -132.3871 | 142.4501 | 66.447 | 91.3365 | 91.8 | 99.8586 | 93 | 101.4359 | -115 | -124.1493 | -117.7 | -128.4002 | -120.6 | -131.631 | -120.3 | -131.5079 | 207.241 | 207.9282
2020-09-06 14:30 | -66 | -70.9366 | -38.3757 | 41.7333 | 73.2774 | 81.5179 | -66 | -70.9366 | -134.1271 | 143.9843 | -134.1271 | 143.9843 | 65.1701 | 91.8652 | 88.2 | 97.5609 | 90 | 98.57 | -112.5 | -121.2034 | -115.5 | -125.9775 | -118.4 | -129.1554 | -118.3 | -129.2645 | 223.0026 | 224.2401
2020-09-06 15:00 | -77 | -82.28 | -45.2009 | 48.9871 | 84.6857 | 92.3646 | -77 | -82.28 | -155.3321 | 164.4746 | -155.3321 | 164.4746 | 50.9107 | 80.1044 | 89.4 | 98.1459 | 88.2 | 96.1967 | -110.1 | -119.2416 | -113.4 | -123.9533 | -116.5 | -127.0399 | -116.1 | -127.1059 | 227.4255 | 228.0693
2020-09-06 15:30 | -80 | -82.9699 | -42.0628 | 43.6389 | 89.3592 | 94.0028 | -80 | -82.9699 | -167.2433 | 172.1869 | -167.2433 | 172.1869 | 56.3188 | 85.7448 | 103.5 | 111.1418 | 102.6 | 110.3042 | -128 | -136.5403 | -130.4 | -140.4599 | -133.5 | -143.7097 | -133.2 | -143.6547 | 222.0999 | 223.4782
2020-09-06 16:00 | -71 | -73.2462 | -26.8393 | 28.3865 | 82.2894 | 86.3813 | -71 | -73.2462 | -159.7524 | 163.9108 | -159.7524 | 163.9108 | 75.2602 | 105.3835 | 119.7 | 126.6572 | 118.8 | 125.7086 | -147.6 | -157.2531 | -149.2 | -160.6155 | -152.9 | -164.5351 | -152.6 | -164.4373 | 222.4029 | 223.2612
2020-09-06 16:30 | -63 | -64.3273 | -12.7925 | 14.5007 | 79.2401 | 82.292 | -63 | -64.3273 | -166.7314 | 169.7889 | -166.7314 | 169.7889 | 91.8791 | 121.2302 | 138.9 | 145.2858 | 139.5 | 145.7494 | -173.9 | -184.2937 | -174.9 | -186.4837 | -178.9 | -190.7428 | -178.7 | -191.0415 | 220.9014 | 221.9005
2020-09-06 17:00 | -51 | -51.6236 | 9.9315 | 10.2036 | 69.4222 | 71.2019 | -51 | -51.6236 | -157.3243 | 158.5093 | -157.3243 | 158.5093 | 85.2328 | 117.6314 | 142.8 | 147.9511 | 143.1 | 148.2407 | -177.9 | -187.3029 | -179.5 | -189.9713 | -183.7 | -194.3002 | -183.5 | -194.3735 | 247.371 | 249.4849
2020-09-06 17:30 | -46 | -46.3897 | 22.9001 | 23.1127 | 68.5086 | 69.9012 | -46 | -46.3897 | -161.5694 | 162.2127 | -161.5694 | 162.2127 | 50.6032 | 93.4744 | 144.6 | 149.0867 | 143.1 | 147.6323 | -179.7 | -188.2235 | -180.7 | -190.2439 | -185 | -194.6724 | -184.8 | -194.7963 | 257.9932 | 259.8087
2020-09-06 18:00 | -37 | -37.054 | 39.4359 | 39.481 | 61.88 | 62.6925 | -36 | -36.0555 | -162.2061 | 162.3417 | -162.2061 | 162.3417 | 50.55 | 94.7609 | 142.8 | 146.3634 | 141.3 | 145.24 | -175.7 | -182.6489 | -179.8 | -188.1578 | -184.1 | -192.5015 | -183.8 | -192.7453 | 327.5532 | 329.8516
2020-09-06 18:30 | -43 | -43.9318 | 39.4452 | 41.1449 | 71.3412 | 72.8993 | -43 | -43.9318 | -178.5061 | 178.8236 | -178.5061 | 178.8236 | 29.7211 | 106.9454 | 141.3 | 145.3097 | 143.1 | 147.1301 | -178 | -185.2727 | -182.8 | -191.0977 | -187.3 | -195.6651 | -187.2 | -195.8025 | 350.6883 | 352.3466
2020-09-06 19:00 | -56 | -58.5235 | 27.5117 | 33.554 | 83.5184 | 86.2469 | -57 | -59.203 | -195.9455 | 197.15 | -195.9455 | 197.15 | 53.7059 | 120.805 | 140.1 | 144.2854 | 140.7 | 145.085 | -175.3 | -183.2325 | -181 | -189.9138 | -185.5 | -194.3803 | -185.3 | -194.4662 | 377.4703 | 379.2174
2020-09-06 19:30 | -71 | -73.7631 | 14.031 | 26.2997 | 96.2755 | 99.2636 | -70 | -72.8011 | -211.0851 | 212.9257 | -211.0851 | 212.9257 | 72.7516 | 126.0625 | 140.4 | 144.2261 | 138.3 | 142.6111 | -174.1 | -181.0323 | -180.2 | -188.4145 | -184.7 | -192.8909 | -184.7 | -192.6441 | 382.8442 | 384.1389
2020-09-06 20:00 | -74 | -77.4919 | 9.3293 | 26.1587 | 99.4352 | 103.0121 | -75 | -78.4474 | -212.678 | 215.4802 | -212.678 | 215.4802 | 79.0107 | 130.551 | 141.9 | 146.4694 | 140.7 | 145.1585 | -175.9 | -183.7604 | -181.1 | -190.2834 | -185.2 | -194.4317 | -185 | -194.5174 | 373.7969 | 375.6221
2020-09-06 20:30 | -71 | -74.9466 | 10.3026 | 27.8517 | 96.3472 | 100.3009 | -71 | -74.9466 | -203.9715 | 207.1894 | -203.9715 | 207.1894 | 87.0504 | 136.7249 | 141.6 | 146.4049 | 143.1 | 148.0852 | -177.5 | -186.3057 | -182 | -191.7292 | -186.5 | -196.3486 | -186.1 | -196.1563 | 354.6729 | 356.5334
2020-09-06 21:00 | -82 | -85.1645 | -0.45918 | 22.5185 | 105.0834 | 108.3061 | -82 | -84.8999 | -214.1061 | 216.875 | -214.1061 | 216.875 | 89.3428 | 132.8859 | 143.1 | 147.4859 | 142.2 | 146.6129 | -175.6 | -184.0316 | -180 | -188.8315 | -184.5 | -193.6129 | -184.2 | -193.3476 | 345.3368 | 346.9936
2020-09-06 21:30 | -79 | -82.28 | 0.79022 | 23.1525 | 101.0499 | 104.7037 | -79 | -82.28 | -209.3985 | 212.6043 | -209.3985 | 212.6043 | 85.4791 | 132.8901 | 126.9 | 132.3248 | 126.3 | 131.9216 | -159.4 | -167.4112 | -164.7 | -173.6813 | -169 | -177.8838 | -168.5 | -177.8611 | 352.2306 | 353.3962
2020-09-06 22:00 | -84 | -87.9318 | -8.0974 | 25.9499 | 105.9904 | 109.9626 | -84 | -87.9318 | -212.165 | 216.0547 | -212.165 | 216.0547 | 86.6491 | 125.6694 | 130.8 | 136.3202 | 132 | 137.472 | -164.6 | -173.199 | -167.1 | -176.4947 | -171.5 | -180.7276 | -170.8 | -180.9217 | 299.0711 | 300.2147
2020-09-06 22:30 | -81 | -85.3815 | -6.1526 | 24.6583 | 101.4224 | 105.8269 | -81 | -85.0706 | -208.7118 | 212.8346 | -208.7118 | 212.8346 | 92.8447 | 128.4281 | 131.4 | 136.8122 | 131.7 | 137.2683 | -165.2 | -173.9577 | -167.1 | -176.9829 | -171.3 | -181.3065 | -170.8 | -181.1318 | 281.6689 | 282.5859
2020-09-06 23:00 | -71 | -77.0779 | -0.75741 | 27.1756 | 93.8424 | 99.927 | -71 | -77.0779 | -197.9845 | 203.8239 | -197.9845 | 203.8239 | 111.2072 | 139.4601 | 136.2 | 141.4286 | 135.3 | 140.4811 | -168.8 | -178.0061 | -170.1 | -180.1168 | -174.3 | -184.5055 | -173.9 | -184.7767 | 272.7898 | 273.1373
2020-09-06 23:30 | -58 | -64.846 | 13.2743 | 28.7244 | 78.9991 | 85.7939 | -59 | -65.7419 | -182.2645 | 187.7133 | -182.2645 | 187.7133 | 95.0157 | 132.2198 | 136.8 | 141.9263 | 135.9 | 141.3029 | -169.6 | -177.8176 | -170 | -179.9614 | -174 | -184.2553 | -173.5 | -184.2721 | 263.6598 | 264.4654
2020-09-07 | -62 | -68.8767 | 6.0872 | 26.0319 | 81.9203 | 89.103 | -62 | -68.4471 | -179.786 | 186.4772 | -179.786 | 186.4772 | 103.5294 | 136.3214 | 139.5 | 144.6887 | 137.4 | 142.5846 | -172 | -181.2934 | -171.7 | -182.269 | -176.1 | -186.8287 | -175.7 | -186.6608 | 239.9298 | 240.495
2020-09-07 00:30 | -65 | -71.5891 | 1.2575 | 25.9531 | 84.7536 | 91.8843 | -64 | -70.6824 | -177.7725 | 185.2671 | -177.7725 | 185.2671 | 117.3487 | 147.4131 | 142.5 | 147.82 | 143.4 | 148.9282 | -179 | -188.8838 | -178.1 | -189.0547 | -182.6 | -193.7791 | -182.4 | -193.9396 | 230.982 | 231.5843
2020-09-07 01:00 | -72 | -78.7909 | -8.1048 | 27.1225 | 90.0988 | 97.3495 | -72 | -78.3901 | -180.9685 | 189.3204 | -180.9685 | 189.3204 | 129.3679 | 154.3775 | 143.7 | 148.3621 | 143.4 | 148.2983 | -178.1 | -186.9616 | -176.7 | -187.5361 | -181.7 | -192.1784 | -181.4 | -192.0044 | 244.4072 | 244.7676
2020-09-07 01:30 | -76 | -83.2586 | -13.0025 | 30.2315 | 93.1969 | 100.9141 | -75 | -82.3468 | -182.9952 | 191.8847 | -182.9952 | 191.8847 | 137.4598 | 161.8999 | 143.1 | 148.0852 | 144.3 | 149.3994 | -180.5 | -189.867 | -179 | -189.5647 | -183.5 | -194.1438 | -183 | -194.1007 | 234.4957 | 234.7171
2020-09-07 02:00 | -82 | -89.1572 | -20.4644 | 35.5855 | 99.2083 | 106.8664 | -82 | -89.1572 | -187.7729 | 197.6191 | -187.7729 | 197.6191 | 130.1422 | 159.6223 | 136.2 | 142.7965 | 138.6 | 145.6298 | -170.6 | -181.6882 | -170.7 | -181.6195 | -174.7 | -185.8144 | -173.3 | -184.879 | 233.4253 | 235.3475
2020-09-07 02:30 | -84 | -91.3893 | -22.439 | 37.3407 | 100.5461 | 108.3153 | -85 | -91.9239 | -192.1488 | 202.2219 | -192.1488 | 202.2219 | 115.4821 | 145.2652 | 114 | 121.0811 | 115.2 | 122.515 | -144.5 | -154.5764 | -145.1 | -155.3136 | -148.8 | -159.3867 | -148.5 | -158.8852 | 258.5511 | 260.9216
2020-09-07 03:00 | -86 | -93.2309 | -24.0621 | 38.6665 | 101.4379 | 109.5584 | -86 | -92.8493 | -191.5611 | 202.2673 | -191.5611 | 202.2673 | 100.713 | 135.772 | 103.8 | 112.0881 | 101.7 | 109.8037 | -130 | -139.4201 | -131.3 | -141.4632 | -135.3 | -144.2853 | -134.6 | -144.4361 | 268.847 | 272.3245
2020-09-07 03:30 | -84 | -91.3893 | -23.7493 | 38.4693 | 100.9085 | 109.0528 | -84 | -91.3893 | -189.0397 | 199.5472 | -189.0397 | 199.5472 | 101.6706 | 137.1805 | 102.6 | 112.1555 | 102.3 | 111.76 | -128.5 | -139.5797 | -129.6 | -141.1417 | -132.5 | -144.0042 | -132.5 | -144.3988 | 266.5483 | 268.943
2020-09-07 04:00 | -87 | -94.541 | -26.3275 | 40.1372 | 103.2001 | 111.0235 | -86 | -93.2309 | -193.338 | 203.6538 | -193.338 | 203.6538 | 105.637 | 139.3095 | 102.6 | 111.4406 | 103.2 | 112.2277 | -130.5 | -141.4231 | -131.4 | -142.6013 | -135 | -146.3463 | -134 | -145.5943 | 264.1313 | 267.0162
2020-09-07 04:30 | -90 | -96.933 | -26.4196 | 41.0481 | 105.6046 | 113.1069 | -89 | -96.0052 | -200.0843 | 210.4066 | -200.0843 | 210.4066 | 104.5158 | 136.7683 | 103.2 | 111.6468 | 102.9 | 112.0704 | -130.9 | -141.3354 | -132.4 | -143.0643 | -136 | -146.7755 | -135.6 | -146.7466 | 272.9232 | 275.6316
2020-09-07 05:00 | -90 | -96.566 | -24.623 | 40.7177 | 108.5709 | 115.5797 | -90 | -96.566 | -206.5794 | 216.285 | -206.5794 | 216.285 | 94.5417 | 129.4926 | 105.9 | 113.8143 | 103.5 | 111.5847 | -128.2 | -137.7147 | -130.4 | -140.2749 | -133.8 | -143.7679 | -133.3 | -143.5982 | 290.0826 | 292.0698
2020-09-07 05:30 | -90 | -96.2081 | -21.3015 | 38.9286 | 108.3993 | 114.7364 | -90 | -96.2081 | -211.1256 | 219.9819 | -211.1256 | 219.9819 | 92.9214 | 128.0513 | 100.5 | 108.9231 | 100.5 | 108.8078 | -127.2 | -136.0406 | -129.5 | -139.0934 | -132.4 | -142.7488 | -132.1 | -142.1847 | 297.5632 | 299.4283
2020-09-07 06:00 | -90 | -96.566 | -14.3001 | 38.1952 | 109.6956 | 115.5574 | -89 | -95.2733 | -219.8373 | 227.7194 | -219.8373 | 227.7194 | 78.3852 | 118.0693 | 110.1 | 116.5059 | 109.5 | 116.4406 | -137.5 | -145.4082 | -139.2 | -147.3415 | -142.3 | -150.7218 | -142 | -150.8899 | 294.8665 | 295.3777
2020-09-07 06:30 | -86 | -92.8493 | -6.2915 | 39.9648 | 109.6426 | 115.5634 | -86 | -92.8493 | -224.3321 | 231.6971 | -224.3321 | 231.6971 | 72.167 | 114.5747 | 129.9 | 133.7357 | 132 | 135.847 | -164.5 | -171.0885 | -165.3 | -172.5448 | -169.7 | -176.8064 | -169.6 | -176.2918 | 271.8788 | 272.3228
2020-09-07 07:00 | -88 | -92.3472 | -5.8321 | 34.2208 | 112.8615 | 116.505 | -88 | -92.0489 | -236.4857 | 240.6552 | -236.4857 | 240.6552 | 67.829 | 116.2354 | 140.7 | 144.4499 | 139.8 | 143.7811 | -173.9 | -181.1376 | -175.5 | -182.7044 | -180 | -187.2776 | -179.4 | -186.84 | 289.3576 | 289.6251
2020-09-07 07:30 | -101 | -105.3613 | -18.5329 | 39.6681 | 124.875 | 127.723 | -100 | -103.846 | -253.563 | 256.6854 | -253.563 | 256.6854 | 68.5178 | 87.5675 | 140.7 | 144.3823 | 141.6 | 145.1268 | -176.4 | -183.0524 | -178.8 | -185.7134 | -183.3 | -190.2092 | -182.9 | -190.0123 | 316.8588 | 317.4659
2020-09-07 08:00 | -109 | -114.7911 | -30.0274 | 51.0783 | 132.8589 | 136.7558 | -109 | -114.7911 | -262.7291 | 266.9246 | -262.7291 | 266.9246 | 68.3817 | 133.2407 | 142.8 | 147.1949 | 142.2 | 146.6862 | -177.9 | -185.8662 | -181.9 | -190.1202 | -186.5 | -194.8126 | -185.6 | -194.1262 | 333.5279 | 333.6179
2020-09-07 08:30 | -117 | -122.4132 | -39.8069 | 57.2224 | 138.3909 | 142.0884 | -117 | -122.1229 | -261.558 | 265.192 | -261.558 | 265.192 | 65.4776 | 144.9103 | 143.1 | 147.2001 | 141.3 | 145.4508 | -175.7 | -183.1485 | -179.6 | -186.8655 | -184.1 | -191.3847 | -183.8 | -191.2889 | 331.5251 | 331.8666
2020-09-07 09:00 | -116 | -122.3806 | -44.4702 | 61.9002 | 134.394 | 139.1541 | -116 | -122.0656 | -248.2981 | 252.8019 | -248.2981 | 252.8019 | 63.9024 | 150.9688 | 142.8 | 147.5659 | 139.5 | 144.6093 | -174.1 | -182.581 | -178.3 | -186.5313 | -183.2 | -191.4804 | -182.6 | -191.0823 | 304.5179 | 304.9153
2020-09-07 09:30 | -112 | -115.6936 | -52.8976 | 61.7141 | 133.6209 | 136.3231 | -112 | -115.447 | -241.8188 | 244.4503 | -241.8188 | 244.4503 | 82.4372 | 109.748 | 143.1 | 146.8557 | 141.3 | 144.9003 | -175.8 | -182.6937 | -179.7 | -186.41 | -184.1 | -190.9971 | -183.4 | -190.3055 | 285.882 | 286.5752
2020-09-07 10:00 | -116 | -119.5701 | -54.6285 | 63.0604 | 130.1289 | 132.8629 | -116 | -119.5701 | -232.4411 | 235.0352 | -232.4411 | 235.0352 | 67.2943 | 104.9725 | 126.6 | 130.7549 | 124.5 | 129.1119 | -156.3 | -163.0134 | -159.8 | -166.2338 | -164 | -170.5469 | -163.4 | -170.1083 | 281.6412 | 282.6807
2020-09-07 10:30 | -122 | -126.3843 | -63.1706 | 72.174 | 134.6094 | 137.8831 | -121 | -125.1599 | -235.1444 | 238.5678 | -235.1444 | 238.5678 | 55.7261 | 90.9358 | 111 | 115.1406 | 111.9 | 116.4131 | -138.9 | -143.9253 | -144 | -149.0063 | -147.9 | -152.9301 | -147.7 | -152.8648 | 306.8629 | 307.4415
2020-09-07 11:00 | -122 | -125.3994 | -65.936 | 75.346 | 133.1882 | 136.9777 | -122 | -125.3994 | -229.7941 | 233.8838 | -229.7941 | 233.8838 | 67.3255 | 86.7928 | 106.8 | 111.015 | 106.5 | 110.7264 | -133.5 | -138.1909 | -138.7 | -143.3462 | -142.2 | -146.8846 | -142.1 | -146.9393 | 307.8862 | 308.7919
2020-09-07 11:30 | -120 | -124.1934 | -62.3946 | 69.3555 | 125.6171 | 128.4965 | -120 | -124.1934 | -216.6115 | 219.4805 | -216.6115 | 219.4805 | 78.9675 | 99.7586 | 110.1 | 115.7432 | 110.4 | 115.8455 | -139.5 | -146.1249 | -143.7 | -150.0819 | -147.3 | -153.7026 | -146.9 | -153.4922 | 290.5939 | 291.7972
2020-09-07 12:00 | -118 | -122.8007 | -64.7606 | 74.0393 | 126.0079 | 130.3362 | -117 | -121.8401 | -215.3058 | 220.4776 | -215.3058 | 220.4776 | 74.1994 | 92.926 | 107.4 | 112.6231 | 106.5 | 112.0415 | -132.8 | -138.7802 | -137.3 | -143.2054 | -140.5 | -146.4443 | -140.3 | -146.3659 | 274.6986 | 275.4922
2020-09-07 12:30 | -115 | -119.6411 | -64.2658 | 73.0053 | 124.682 | 128.854 | -115 | -119.6411 | -213.1157 | 217.9375 | -213.1157 | 217.9375 | 63.7875 | 88.0404 | 108.6 | 114.5061 | 109.8 | 115.3655 | -137.2 | -144.0218 | -141 | -147.6827 | -144.2 | -150.9397 | -144.1 | -150.9332 | 263.6185 | 264.7941
2020-09-07 13:00 | -121 | -127.7576 | -69.1783 | 79.8701 | 129.7521 | 135.3456 | -120 | -126.4911 | -220.1388 | 226.5559 | -220.1388 | 226.5559 | 73.8458 | 90.2065 | 109.8 | 115.003 | 110.1 | 115.2008 | -137.4 | -143.7051 | -141.9 | -148.0421 | -145.4 | -151.5967 | -145.3 | -151.5576 | 267.581 | 268.4753
2020-09-07 13:30 | -115 | -120.8056 | -66.4126 | 76.6805 | 127.3186 | 132.5143 | -114 | -119.8541 | -217.8337 | 223.6299 | -217.8337 | 223.6299 | 73.9566 | 91.4074 | 111.3 | 116.8853 | 109.8 | 115.4579 | -136.9 | -143.3156 | -141.7 | -147.9076 | -145.4 | -151.6251 | -144.8 | -151.2505 | 276.0642 | 277.1887
2020-09-07 14:00 | -130 | -137.2443 | -66.7096 | 78.501 | 129.3095 | 135.1297 | -130 | -137.2443 | -222.2147 | 228.4975 | -222.2147 | 228.4975 | 70.1771 | 91.2328 | 109.5 | 115.08 | 109.5 | 114.9881 | -137.8 | -144.1756 | -142.2 | -148.2431 | -145.6 | -151.8169 | -145.2 | -151.576 | 269.2038 | 270.5282
2020-09-07 14:30 | -124 | -129.6919 | -66.3887 | 76.3414 | 133.7809 | 138.3228 | -123 | -128.7362 | -231.5695 | 236.2758 | -231.5695 | 236.2758 | 76.8394 | 90.2852 | 110.7 | 115.6001 | 109.2 | 114.2523 | -137.5 | -143.4256 | -142.3 | -148.0888 | -145.8 | -151.6186 | -145.8 | -151.7288 | 283.0686 | 283.9045
2020-09-07 15:00 | -118 | -123.9677 | -59.9989 | 71.608 | 131.3257 | 136.3516 | -118 | -123.9677 | -229.3458 | 234.799 | -229.3458 | 234.799 | 65.8028 | 87.3176 | 108 | 113.5606 | 109.5 | 115.36 | -137.3 | -144.3622 | -140.5 | -147.4393 | -144.6 | -151.5596 | -144.4 | -151.4765 | 274.3935 | 275.108
2020-09-07 15:30 | -116 | -121.758 | -55.2618 | 66.9423 | 130.6636 | 135.4696 | -116 | -121.758 | -231.7313 | 236.7903 | -231.7313 | 236.7903 | 64.7529 | 85.9718 | 108.3 | 113.6624 | 110.1 | 115.4688 | -137.3 | -143.551 | -140.8 | -147.0168 | -144.4 | -150.6664 | -144 | -150.3692 | 293.6464 | 293.9961
2020-09-07 16:00 | -114 | -117.3882 | -47.2951 | 56.2461 | 131.2515 | 133.9778 | -114 | -117.3882 | -240.4969 | 242.7739 | -240.4969 | 242.7739 | 63.7912 | 93.7208 | 111 | 117.0677 | 109.2 | 115.4595 | -137.1 | -144.706 | -142.8 | -149.4841 | -146.2 | -152.91 | -145.9 | -152.7267 | 313.095 | 313.9743
2020-09-07 16:30 | -114 | -117.3882 | -40.5389 | 50.9868 | 133.2782 | 135.8466 | -113 | -116.4174 | -247.94 | 250.1856 | -247.94 | 250.1856 | 67.5439 | 98.4363 | 129.6 | 135.6916 | 129 | 135.2983 | -161 | -170.4283 | -163.7 | -171.9432 | -167.6 | -175.9623 | -167.2 | -175.6425 | 308.0544 | 308.8895
2020-09-07 17:00 | -107 | -110.1136 | -24.5093 | 37.897 | 128.726 | 130.8703 | -105 | -109.8818 | -244.2034 | 245.9783 | -244.2034 | 245.9783 | 68.424 | 102.9911 | 143.4 | 147.997 | 143.4 | 147.997 | -178.1 | -186.4286 | -180.4 | -187.7726 | -185.1 | -192.5108 | -184.7 | -192.2645 | 317.4201 | 318.0645
2020-09-07 17:30 | -108 | -111.0856 | -21.8785 | 36.5661 | 132.6286 | 134.582 | -107 | -109.8818 | -256.279 | 257.8486 | -256.279 | 257.8486 | 56.9592 | 95.9361 | 142.5 | 147.0508 | 142.8 | 147.2679 | -176.9 | -185.0169 | -180 | -187.195 | -184.4 | -191.6733 | -183.9 | -191.3021 | 334.3474 | 335.0443
2020-09-07 18:00 | -107 | -110.6029 | -13.1018 | 36.1388 | 133.9914 | 136.3602 | -107 | -110.6029 | -264.7794 | 266.6128 | -264.7794 | 266.6128 | 54.8667 | 88.9685 | 142.2 | 146.2549 | 141.9 | 146.1049 | -177.2 | -184.7004 | -182.1 | -189.5446 | -186.5 | -193.9394 | -186.4 | -194.0088 | 376.5052 | 376.8257
2020-09-07 18:30 | -107 | -110.1136 | -8.1925 | 37.0958 | 135.6555 | 137.3914 | -107 | -110.1136 | -271.699 | 272.7608 | -271.699 | 272.7608 | 39.0306 | 91.4686 | 140.7 | 145.0121 | 143.1 | 147.5588 | -178 | -185.895 | -183.9 | -191.5572 | -188.2 | -195.824 | -188.1 | -196.0605 | 382.1088 | 383.1893
2020-09-07 19:00 | -108 | -111.5706 | -9.0065 | 38.4973 | 136.4738 | 138.5726 | -108 | -111.3239 | -270.2567 | 271.6943 | -270.2567 | 271.6943 | 43.0868 | 97.6714 | 142.2 | 147.0615 | 141 | 145.9789 | -175.6 | -184.2525 | -180.2 | -188.9099 | -184.6 | -193.3182 | -184.6 | -193.4972 | 374.4356 | 375.5465
2020-09-07 19:30 | -105 | -108.6692 | -11.2208 | 38.3026 | 135.1467 | 137.447 | -105 | -108.4159 | -262.5366 | 264.4592 | -262.5366 | 264.4592 | 51.2896 | 101.9754 | 140.7 | 145.3824 | 141.3 | 145.8882 | -176.4 | -184.4802 | -180.3 | -189.0955 | -184.6 | -193.4373 | -184.6 | -193.6175 | 358.5421 | 359.202
2020-09-07 20:00 | -104 | -108.5219 | -8.2106 | 38.8347 | 129.4835 | 132.34 | -104 | -108.5219 | -250.6861 | 253.4494 | -250.6861 | 253.4494 | 74.9085 | 105.9209 | 143.1 | 146.9235 | 140.1 | 144.1431 | -175.8 | -183.0204 | -179.4 | -187.4956 | -183.3 | -191.3737 | -183.7 | -192.0461 | 356.3973 | 356.5275
2020-09-07 20:30 | -94 | -98.3717 | -5.6102 | 34.9832 | 123.3886 | 126.4837 | -93 | -97.1236 | -244.6073 | 247.9462 | -244.6073 | 247.9462 | 83.4832 | 118.9535 | 144.9 | 148.6103 | 142.8 | 146.8383 | -178.4 | -185.657 | -180.7 | -187.923 | -185.6 | -192.8009 | -185.2 | -192.607 | 343.7369 | 344.2737
2020-09-07 21:00 | -89 | -92.72 | -2.5382 | 30.4046 | 118.1514 | 120.7854 | -90 | -93.4077 | -232.5195 | 235.1982 | -232.5195 | 235.1982 | 92.1553 | 125.9624 | 140.7 | 144.7969 | 143.1 | 147.6332 | -177.9 | -185.6271 | -180.2 | -187.6766 | -185 | -192.4974 | -184.7 | -192.432 | 334.567 | 335.2062
2020-09-07 21:30 | -95 | -99.3277 | -7.6755 | 34.5955 | 119.7326 | 122.943 | -95 | -99.0404 | -231.6615 | 235.2663 | -231.6615 | 235.2663 | 108.6392 | 131.9911 | 140.7 | 145.3072 | 141.9 | 146.7714 | -176.7 | -185.1512 | -179.3 | -187.4504 | -183.7 | -191.9008 | -183.7 | -192.0969 | 328.0419 | 328.9135
2020-09-07 22:00 | -93 | -98.0306 | -9.2082 | 34.7335 | 116.8294 | 120.6482 | -93 | -97.719 | -224.0499 | 228.4887 | -224.0499 | 228.4887 | 112.3667 | 134.9234 | 142.2 | 147.1383 | 143.4 | 148.4524 | -178.3 | -187.2847 | -179.6 | -188.0983 | -184.5 | -193.1338 | -184.2 | -193.0556 | 307.2667 | 308.0023
2020-09-07 22:30 | -92 | -96.7678 | -9.9651 | 34.1353 | 115.0646 | 119.088 | -91 | -95.8175 | -224.4651 | 228.7829 | -224.4651 | 228.7829 | 123.0479 | 145.449 | 142.5 | 147.5832 | 143.1 | 148.3985 | -178 | -187.5233 | -177.9 | -187.116 | -182.1 | -191.3887 | -182.5 | -192.1413 | 284.7814 | 285.5596
2020-09-07 23:00 | -84 | -89.1964 | -6.2383 | 32.3215 | 108.2549 | 112.7649 | -85 | -89.8109 | -214.7933 | 219.4091 | -214.7933 | 219.4091 | 122.4777 | 145.3694 | 144 | 148.9551 | 144 | 149.1096 | -179.6 | -188.7638 | -178.2 | -187.6818 | -182.1 | -191.6676 | -182.4 | -192.2668 | 263.3718 | 264.4405
2020-09-07 23:30 | -75 | -80.7775 | 2.062 | 30.003 | 97.923 | 103.269 | -75 | -80.4114 | -210.054 | 214.5681 | -210.054 | 214.5681 | 108.5051 | 136.4352 | 143.1 | 148.0852 | 142.8 | 148.1092 | -177.9 | -187.1781 | -177.2 | -187.0184 | -181.4 | -191.3181 | -181.1 | -191.322 | 268.7273 | 269.7614
2020-09-08 | -84 | -89.8888 | -9.7115 | 33.3129 | 105.0655 | 110.3942 | -83 | -88.6002 | -213.6479 | 218.8669 | -213.6479 | 218.8669 | 111.9895 | 140.6134 | 145.5 | 150.7141 | 144.6 | 149.9244 | -179.5 | -189.0103 | -178.3 | -188.2847 | -182.5 | -192.4882 | -182.5 | -192.873 | 248.4141 | 249.3233
2020-09-08 00:30 | -94 | -99.6243 | -23.0848 | 41.5768 | 114.3708 | 120.0271 | -93 | -98.6813 | -220.3688 | 226.6355 | -220.3688 | 226.6355 | 120.0243 | 144.1445 | 143.7 | 149.6281 | 145.5 | 151.4049 | -179.6 | -190.5954 | -178.2 | -189.4458 | -182.4 | -193.7365 | -182.1 | -193.8968 | 247.3362 | 248.5028
2020-09-08 01:00 | -94 | -101.0198 | -25.5259 | 43.1616 | 113.6569 | 119.7392 | -93 | -100.09 | -214.9415 | 221.9589 | -214.9415 | 221.9589 | 119.5696 | 142.9606 | 144 | 149.6684 | 142.5 | 148.6457 | -177.3 | -188.2273 | -175.5 | -186.7028 | -179.5 | -190.8045 | -179.8 | -191.462 | 233.2233 | 234.3816
2020-09-08 01:30 | -99 | -105.6882 | -30.9437 | 46.8304 | 117.577 | 123.6473 | -99 | -105.6882 | -217.9511 | 225.4389 | -217.9511 | 225.4389 | 116.599 | 140.3022 | 134.7 | 141.007 | 135 | 141.3825 | -168.1 | -178.487 | -166.1 | -176.8781 | -170 | -180.9188 | -169.8 | -181.0064 | 225.8909 | 226.1348
2020-09-08 02:00 | -99 | -106.7755 | -33.7114 | 51.3176 | 117.7682 | 125.2446 | -99 | -106.7755 | -214.3026 | 223.6503 | -214.3026 | 223.6503 | 96.9663 | 122.4005 | 120.6 | 127.411 | 120.3 | 126.9344 | -150.8 | -160.5424 | -149.4 | -159.4454 | -152.3 | -162.373 | -152.9 | -163.1554 | 232.5124 | 232.7352
2020-09-08 02:30 | -103 | -109.11 | -38.0946 | 50.4664 | 120.529 | 126.2118 | -103 | -109.11 | -216.9473 | 223.9873 | -216.9473 | 223.9873 | 93.7966 | 124.648 | 120 | 126.8432 | 119.1 | 125.7977 | -148.5 | -158.0477 | -147.4 | -156.0719 | -151.3 | -160.1826 | -151.1 | -160.1919 | 222.3649 | 226.2138
2020-09-08 03:00 | -107 | -112.8938 | -40.0158 | 52.1371 | 122.4813 | 128.0636 | -107 | -112.5789 | -218.2399 | 225.3897 | -218.2399 | 225.3897 | 93.073 | 132.0267 | 115.2 | 122.0126 | 115.2 | 122.4132 | -144.1 | -153.4687 | -142.8 | -151.7351 | -146.2 | -155.1388 | -145.6 | -154.81 | 218.4204 | 225.4447
2020-09-08 03:30 | -107 | -112.8938 | -41.0007 | 52.3114 | 122.6674 | 127.9608 | -107 | -112.5789 | -217.9909 | 224.7616 | -217.9909 | 224.7616 | 88.1608 | 126.3757 | 111.9 | 119.0036 | 112.8 | 120.4391 | -140.9 | -150.2239 | -139 | -147.992 | -142.6 | -151.751 | -141.9 | -151.2659 | 211.6886 | 220.0679
2020-09-08 04:00 | -108 | -113.5297 | -40.5346 | 51.1846 | 121.9999 | 126.9371 | -108 | -113.5297 | -216.1654 | 222.5867 | -216.1654 | 222.5867 | 92.8976 | 127.2817 | 116.1 | 123.1601 | 115.5 | 122.4944 | -144.4 | -153.9229 | -143 | -152.2296 | -146.4 | -155.6983 | -146.1 | -155.6219 | 209.9541 | 218.8077
2020-09-08 04:30 | -107 | -112.272 | -43.3662 | 53.6862 | 124.5903 | 129.536 | -107 | -112.272 | -220.9689 | 227.2781 | -220.9689 | 227.2781 | 89.3707 | 123.3895 | 111.6 | 118.4176 | 109.8 | 116.8249 | -139 | -148.0608 | -137.5 | -146.071 | -141 | -149.7033 | -140.8 | -149.8544 | 219.6955 | 228.6154
2020-09-08 05:00 | -102 | -107.8378 | -34.6441 | 46.4521 | 117.938 | 122.8219 | -102 | -107.5174 | -211.2827 | 217.4459 | -211.2827 | 217.4459 | 105.4703 | 139.7222 | 125.7 | 132.1557 | 124.2 | 130.9183 | -155.4 | -165.5583 | -153.4 | -163.1313 | -156.8 | -166.6349 | -156.6 | -166.7367 | 198.8512 | 206.6604
2020-09-08 05:30 | -101 | -104.5466 | -32.0066 | 40.4579 | 118.7794 | 122.0129 | -101 | -104.5466 | -213.9476 | 217.8093 | -213.9476 | 217.8093 | 118.1499 | 148.4084 | 137.7 | 142.794 | 138.6 | 143.4279 | -172.6 | -181.2085 | -169.9 | -178.2751 | -174.3 | -182.7717 | -173.6 | -182.4088 | 202.3877 | 209.2568
2020-09-08 06:00 | -95 | -98.4937 | -22.0334 | 33.5289 | 114.5728 | 117.2801 | -94 | -97.0155 | -211.407 | 214.4127 | -211.407 | 214.4127 | 128.5545 | 156.7296 | 144 | 146.4544 | 145.2 | 147.7999 | -181.5 | -186.3867 | -179.8 | -184.6403 | -184.4 | -189.3245 | -184 | -189.0602 | 226.9107 | 236.1791
2020-09-08 06:30 | -91 | -97.8621 | -11.893 | 40.2457 | 114.0094 | 118.9538 | -92 | -98.7927 | -216.1153 | 221.48 | -216.1153 | 221.48 | 118.658 | 148.1074 | 145.8 | 149.7574 | 147.9 | 151.8705 | -183.4 | -190.7114 | -181.9 | -189.3248 | -185.4 | -192.6899 | -186.1 | -193.984 | 247.131 | 254.7889
2020-09-08 07:00 | -83 | -87.5957 | -7.6306 | 34.294 | 108.6158 | 112.7508 | -84 | -88.8651 | -211.799 | 215.9464 | -211.799 | 215.9464 | 125.1108 | 153.9969 | 144.9 | 147.9125 | 144.3 | 147.4469 | -179.9 | -185.7874 | -181.9 | -188.0503 | -185.6 | -191.7818 | -185.5 | -191.8881 | 299.2232 | 305.7125
2020-09-08 07:30 | -84 | -86.122 | 4.6122 | 29.6399 | 109.5931 | 111.1531 | -85 | -86.885 | -212.605 | 213.9869 | -212.605 | 213.9869 | 104.1419 | 135.8423 | 143.1 | 146.2108 | 142.2 | 145.3923 | -179 | -184.9412 | -179.9 | -185.9382 | -184 | -190.0573 | -183.8 | -190.0403 | 289.3026 | 293.8527
2020-09-08 08:00 | -85 | -86.6833 | 7.7109 | 29.286 | 107.7699 | 109.2869 | -82 | -87.4757 | -213.6311 | 214.8588 | -213.6311 | 214.8588 | 97.6908 | 129.9533 | 141.3 | 144.7686 | 141 | 144.7421 | -175.6 | -182.0686 | -179.1 | -185.7104 | -183.4 | -190.0149 | -183.2 | -189.9798 | 322.1286 | 324.1705
2020-09-08 08:30 | -76 | -77.666 | 6.98 | 23.1013 | 98.2001 | 99.5191 | -76 | -77.4661 | -204.2237 | 204.8533 | -204.2237 | 204.8533 | 93.4601 | 130.3621 | 144 | 148.0055 | 143.7 | 147.8537 | -178 | -185.3282 | -181.8 | -188.7372 | -186.3 | -193.2606 | -185.9 | -193.0897 | 346.9674 | 347.9054
2020-09-08 09:00 | -74 | -75.9276 | 6.3284 | 24.2693 | 96.6503 | 98.4351 | -74 | -75.71 | -206.6337 | 207.4558 | -206.6337 | 207.4558 | 80.3711 | 125.08 | 143.4 | 148.2983 | 142.2 | 146.9853 | -179.4 | -187.0935 | -182.1 | -189.2151 | -187.2 | -194.3262 | -186.5 | -193.9394 | 333.5048 | 334.1891
2020-09-08 09:30 | -69 | -70.406 | 14.8198 | 25.8072 | 90.8089 | 92.1886 | -69 | -70.406 | -196.8838 | 197.3819 | -196.8838 | 197.3819 | 85.4517 | 127.8242 | 141.9 | 146.3219 | 143.7 | 147.7834 | -178.9 | -186.8241 | -181.3 | -188.6651 | -185.7 | -193.0604 | -185.4 | -192.9648 | 322.3633 | 323.4081
2020-09-08 10:00 | -68 | -69.0507 | 0 | 0 | 0 | 0 | -68 | -69.0507 |  | 0 |  | 0 | 0 | 0 | 142.8 | 147.1224 | 140.4 | 144.9419 | -175.8 | -183.6733 | -178.4 | -185.657 | -182.9 | -190.2032 | -182.5 | -189.8737 |  | 0
2020-09-08 10:30 | -70 | -71.1969 | 15.9419 | 28.2453 | 98.4348 | 99.4336 | -70 | -71.1969 | -226.3845 | 227.0201 | -226.3845 | 227.0201 | 61.7391 | 106.3233 | 142.2 | 146.3963 | 141.9 | 146.0338 | -176.7 | -184.201 | -179.7 | -186.5801 | -183.7 | -190.5947 | -183.9 | -190.8943 | 323.5544 | 324.3179
2020-09-08 11:00 | -66 | -66.4831 | 27.2542 | 33.9608 | 93.3074 | 93.8107 | -66 | -66.3702 | -212.0567 | 212.381 | -212.0567 | 212.381 | 55.5404 | 99.966 | 141.9 | 145.6867 | 142.2 | 146.2549 | -177.4 | -184.2304 | -180.1 | -186.3867 | -184.2 | -190.4272 | -184.6 | -190.9926 | 320.0307 | 321.0414
2020-09-08 11:30 | -52 | -52 | 41.9946 | 44.3381 | 81.6162 | 81.6681 | -52 | -52.0096 | -192.312 | 192.3234 | -192.312 | 192.3234 | 49.617 | 95.374 | 141.9 | 145.4855 | 141.6 | 145.1929 | -179.1 | -186.0023 | -183 | -189.1397 | -187.6 | -193.793 | -187 | -193.2879 | 322.7808 | 323.4146
2020-09-08 12:00 | -34 | -34.0588 | 58.8152 | 59.5753 | 63.7262 | 63.7409 | -35 | -35.0571 | -164.6288 | 164.6289 | -164.6288 | 164.6289 | 37.2443 | 88.4855 | 143.1 | 146.5908 | 140.7 | 144.3823 | -175.7 | -182.621 | -179.8 | -185.791 | -184.1 | -190.0543 | -184.1 | -190.1291 | 324.4995 | 325.104
2020-09-08 12:30 | -37 | -37.2156 | 56.4027 | 56.9678 | 66.4677 | 66.4696 | -37 | -37.2156 | -157.8634 | 158.1391 | -157.8634 | 158.1391 | 33.7296 | 88.2182 | 142.5 | 145.9401 | 142.8 | 146.233 | -176 | -182.8014 | -181.1 | -187.2511 | -185.1 | -191.1186 | -185.3 | -191.5674 | 343.9044 | 344.3177
2020-09-08 13:00 | -25 | -25.7099 | 67.8913 | 68.0693 | 56.0166 | 56.4587 | -25 | -25.7099 | -139.0804 | 139.7158 | -139.0804 | 139.7158 | 42.8692 | 94.5357 | 142.2 | 145.5826 | 140.4 | 144.2261 | -179.6 | -185.9813 | -183.9 | -189.5658 | -188.9 | -194.6351 | -188.7 | -194.321 | 359.353 | 359.7844
2020-09-08 13:30 | -25 | -25.9615 | 62.1341 | 62.1781 | 54.9071 | 55.3758 | -24 | -25 | -132.8581 | 133.4118 | -132.8581 | 133.4118 | 47.8169 | 96.654 | 144.3 | 147.5713 | 144.3 | 147.6981 | -178.8 | -184.8234 | -183.8 | -189.3481 | -187.2 | -192.6738 | -188 | -193.6893 | 362.6269 | 363.2994
2020-09-08 14:00 | -14 | -14.8661 | 78.1222 | 78.214 | 34.0211 | 34.3436 | -15 | -16.1555 | -99.6568 | 99.8745 | -99.6568 | 99.8745 | 55.2354 | 104.6105 | 139.5 | 143.1456 | 140.7 | 144.183 | -175.1 | -182.2368 | -180.5 | -186.9544 | -184.8 | -191.3596 | -184.5 | -191.0508 | 335.7262 | 336.2564
2020-09-08 14:30 | -13 | -13.9284 | 69.4698 | 69.4935 | 39.3816 | 39.8716 | -13 | -13.9284 | -106.9268 | 107.2962 | -106.9268 | 107.2962 | 55.3998 | 106.562 | 138.6 | 142.8293 | 139.5 | 143.7751 | -173.5 | -181.0676 | -178 | -184.7814 | -182.4 | -189.2617 | -182.5 | -189.4921 | 328.1353 | 329.0903
2020-09-08 15:00 | -18 | -18.4391 | 67.7163 | 67.7522 | 43.0636 | 43.457 | -17 | -17.4642 | -108.6872 | 108.9926 | -108.6872 | 108.9926 | 68.7854 | 121.9881 | 140.4 | 144.8677 | 140.4 | 145.0921 | -174.5 | -182.4586 | -179.5 | -186.8281 | -183.8 | -191.206 | -183.2 | -190.7124 | 341.5194 | 342.455
2020-09-08 15:30 | -9 | -9.8489 | 71.9927 | 72.0499 | 37.4766 | 37.8917 | -10 | -10.7703 | -98.1342 | 98.3239 | -98.1342 | 98.3239 | 70.0478 | 126.3969 | 140.1 | 145.5077 | 139.2 | 144.7232 | -174.7 | -184.0763 | -179.7 | -188.3729 | -184.2 | -192.9363 | -184.2 | -193.2059 | 353.1265 | 353.8844
2020-09-08 16:00 | -16 | -16.2788 | 61.7028 | 61.7235 | 44.9979 | 45.1393 | -18 | -18.4391 | -111.7119 | 111.7955 | -111.7119 | 111.7955 | 77.4396 | 127.5951 | 140.1 | 145.5891 | 139.2 | 144.8885 | -174.5 | -183.6982 | -179.3 | -187.8119 | -184.2 | -192.8176 | -184 | -192.9549 | 359.0875 | 360.104
2020-09-08 16:30 | -9 | -9.2195 | 74.2632 | 74.3025 | 37.1833 | 37.4011 | -10 | -10.198 | -102.7123 | 102.7543 | -102.7123 | 102.7543 | 61.5744 | 118.1936 | 138 | 143.8202 | 138.6 | 144.396 | -173.8 | -183.5817 | -178.1 | -187.2753 | -182.3 | -191.3954 | -182.1 | -191.4775 | 347.3886 | 348.7665
2020-09-08 17:00 | -13 | -13.9284 | 75.3686 | 75.4165 | 43.0611 | 43.4356 | -13 | -13.6015 | -116.0752 | 116.2021 | -116.0752 | 116.2021 | 70.4699 | 120.9342 | 142.2 | 147.2936 | 142.2 | 147.3721 | -174.5 | -183.6046 | -179.9 | -188.3848 | -184.3 | -192.7881 | -184.3 | -193.0257 | 363.7129 | 364.9258
2020-09-08 17:30 | -23 | -23.1948 | 71.267 | 71.5894 | 55.675 | 55.7142 | -23 | -23.1948 | -145.8748 | 146.0101 | -145.8748 | 146.0101 | 53.3844 | 109.1474 | 140.4 | 145.0167 | 139.2 | 144.085 | -174.3 | -182.6517 | -182.5 | -190.3498 | -186.1 | -193.7762 | -186 | -193.8765 | 386.6032 | 387.6573
2020-09-08 18:00 | -21 | -21.095 | 76.1976 | 76.4124 | 53.8291 | 53.8651 | -22 | -22.0907 | -151.9953 | 152.2802 | -151.9953 | 152.2802 | 33.5637 | 98.2084 | 139.5 | 142.9465 | 140.7 | 144.183 | -174.7 | -181.2273 | -182.6 | -188.7781 | -187.4 | -193.5243 | -187.4 | -193.7255 | 399.6899 | 400.6526
2020-09-08 18:30 | -21 | -21.0238 | 79.7709 | 80.3822 | 55.1005 | 55.1068 | -21 | -21 | -170.8319 | 171.2139 | -170.8319 | 171.2139 | 24.5545 | 82.8758 | 140.1 | 143.4671 | 140.1 | 143.4671 | -173.3 | -179.3783 | -180.8 | -187.2181 | -185.6 | -192.0875 | -185.2 | -191.8047 | 411.2071 | 412.4991
2020-09-08 19:00 | -19 | -19 | 81.9638 | 82.6755 | 52.7701 | 52.7961 | -18 | -18 | -167.5919 | 167.8347 | -167.5919 | 167.8347 | 26.0809 | 86.3045 | 141 | 144.5415 | 140.1 | 144.0728 | -175.9 | -182.4905 | -182.7 | -189.6043 | -186.7 | -193.5932 | -186.6 | -193.8063 | 379.7997 | 381.7748
2020-09-08 19:30 | -16 | -16 | 79.3904 | 80.3249 | 53.58 | 53.7086 | -16 | -16 | -167.0702 | 167.1203 | -167.0702 | 167.1203 | 34.9541 | 91.638 | 141.6 | 145.5319 | 139.5 | 143.9215 | -175.3 | -182.8215 | -180.9 | -188.7021 | -185.5 | -193.3122 | -185.2 | -193.1943 | 364.265 | 366.5338
2020-09-08 20:00 | -19 | -19.0263 | 78.4006 | 79.4138 | 51.4802 | 51.8458 | -19 | -19 | -163.0132 | 163.0148 | -163.0132 | 163.0148 | 46.2638 | 88.3111 | 141.6 | 145.6716 | 141.3 | 145.4508 | -175.8 | -183.3862 | -181.3 | -189.1425 | -185.4 | -193.16 | -184.5 | -192.4663 | 361.4659 | 363.021
2020-09-08 20:30 | -18 | -18.2483 | 78.2571 | 79.634 | 50.0162 | 50.4903 | -18 | -18.2483 | -155.425 | 155.5021 | -155.425 | 155.5021 | 56.6136 | 92.948 | 142.8 | 146.8383 | 142.2 | 146.4679 | -176.8 | -184.4872 | -181.3 | -189.2283 | -185.9 | -193.8654 | -185.6 | -193.7778 | 342.4455 | 344.1676
2020-09-08 21:00 | -21 | -21.2132 | 73.2757 | 74.3467 | 52.3198 | 52.8694 | -21 | -21.2132 | -156.9258 | 157.0645 | -156.9258 | 157.0645 | 67.3543 | 112.7916 | 142.5 | 146.4768 | 142.2 | 146.5466 | -176.3 | -183.8939 | -179.8 | -187.113 | -183.8 | -191.0688 | -183.6 | -191.0414 | 330.3347 | 331.8924
2020-09-08 21:30 | -15 | -15.2971 | 78.9 | 79.6733 | 42.6177 | 43.3802 | -15 | -15.2971 | -142.7473 | 142.9839 | -142.7473 | 142.9839 | 75.0065 | 118.0908 | 141 | 144.8789 | 142.8 | 146.6997 | -176.7 | -183.9683 | -179.2 | -186.704 | -183.7 | -191.1245 | -183.4 | -191.1846 | 308.4872 | 310.8964
2020-09-08 22:00 | -7 | -7.6158 | 79.3956 | 79.9129 | 36.9316 | 37.926 | -7 | -7.6158 | -129.0119 | 129.4882 | -129.0119 | 129.4882 | 92.7097 | 134.6702 | 140.4 | 144.4346 | 142.5 | 147.0508 | -175.5 | -183.3283 | -178.2 | -186.377 | -182.5 | -190.6277 | -182.2 | -190.6706 | 311.8445 | 314.2941
2020-09-08 22:30 | 0 | 0 | 82.348 | 82.4333 | 29.5011 | 30.1484 | 0 | 0 | -120.7263 | 120.9095 | -120.7263 | 120.9095 | 119.9394 | 157.7805 | 143.1 | 147.2001 | 141.6 | 145.8136 | -176.2 | -183.6564 | -178.2 | -185.2033 | -182.5 | -189.6001 | -182.7 | -190.1488 | 308.3864 | 310.4123
2020-09-08 23:00 | 5 | 5 | 84.1932 | 84.3332 | 24.122 | 25.1705 | 5 | 5 | -113.2361 | 113.5345 | -113.2361 | 113.5345 | 129.326 | 165.6516 | 143.4 | 147.777 | 143.7 | 147.9961 | -177.5 | -185.3874 | -178.6 | -186.2129 | -182.8 | -190.3561 | -182.9 | -190.8472 | 297.3979 | 299.4953
2020-09-08 23:30 | 4 | 7.2111 | 87.2216 | 87.2791 | 18.2672 | 19.3588 | 4 | 7.2111 | -114.2664 | 114.3452 | -114.2664 | 114.3452 | 112.6616 | 158.6955 | 143.1 | 147.2707 | 144 | 148.0751 | -178.6 | -186.585 | -179.6 | -187.3136 | -183.5 | -191.1961 | -182.9 | -190.9044 | 286.727 | 288.5166
2020-09-09 | -2 | -6.3246 | 73.9642 | 74.1747 | 27.1548 | 27.7385 | -3 | -6.7082 | -120.255 | 120.255 | -120.255 | 120.255 | 117.0089 | 161.6681 | 141.3 | 145.8139 | 142.5 | 146.9039 | -177.5 | -185.6492 | -178 | -185.8662 | -182.5 | -190.389 | -181.5 | -189.6503 | 282.5385 | 285.4393
2020-09-09 00:30 | -10 | -11.1803 | 61.2094 | 61.506 | 35.1843 | 35.4437 | -10 | -11.6619 | -126.7604 | 126.815 | -126.7604 | 126.815 | 128.0644 | 170.5694 | 141.9 | 146.3954 | 142.5 | 147.5832 | -177.3 | -185.9035 | -177.7 | -186.0465 | -182 | -190.3326 | -181.8 | -190.4069 | 266.7157 | 269.7712
2020-09-09 01:00 | -18 | -18.4391 | 50.5888 | 51.011 | 42.5102 | 42.5941 | -17 | -17.4642 | -131.416 | 131.5895 | -131.416 | 131.5895 | 131.5854 | 170.6437 | 143.7 | 148.0055 | 146.1 | 150.1874 | -181.5 | -189.1081 | -181.1 | -189.008 | -185.5 | -193.4819 | -184.9 | -193.2953 | 268.1099 | 270.9054
2020-09-09 01:30 | -14 | -15.5242 | 49.9664 | 50.4505 | 41.0697 | 41.1564 | -15 | -15.5242 | -127.9946 | 128.1096 | -127.9946 | 128.1096 | 145.6183 | 179.097 | 143.4 | 147.4218 | 144 | 148.1453 | -179 | -186.2889 | -178.4 | -186.2493 | -182.8 | -190.6943 | -182.3 | -190.474 | 259.1941 | 262.8043
2020-09-09 02:00 | -22 | -22.2036 | 44.3292 | 44.382 | 43.6576 | 45.1951 | -23 | -23.0868 | -127.3136 | 129.3893 | -127.3136 | 129.3893 | 144.285 | 176.3082 | 147 | 150.4003 | 145.8 | 149.4879 | -179.5 | -186.4144 | -178.9 | -186.2483 | -183.3 | -190.7808 | -182.5 | -190.2931 | 235.9303 | 242.7854
2020-09-09 02:30 | -23 | -23.0868 | 46.575 | 46.6292 | 41.2045 | 42.9591 | -23 | -23.0868 | -120.9806 | 123.4194 | -120.9806 | 123.4194 | 141.1523 | 174.6997 | 143.1 | 146.9917 | 146.7 | 150.2353 | -181.9 | -189.1045 | -180.6 | -188.4431 | -184.9 | -192.7365 | -184.3 | -192.4287 | 223.7527 | 231.3539
2020-09-09 03:00 | -23 | -23.0868 | 40.784 | 40.8922 | 45.4338 | 46.8871 | -23 | -23.0868 | -125.6075 | 127.8236 | -125.6075 | 127.8236 | 148.1338 | 177.9736 | 144.6 | 148.2513 | 144.6 | 148.7991 | -180.8 | -187.937 | -179.2 | -186.8167 | -183.6 | -191.3202 | -183.3 | -191.345 | 218.8284 | 228.1268
2020-09-09 03:30 | -36 | -36.3456 | 27.7915 | 28.2581 | 57.446 | 59.098 | -36 | -36.3456 | -142.7902 | 144.9086 | -142.7902 | 144.9086 | 145.1198 | 174.9551 | 141.9 | 145.5519 | 141.6 | 145.6014 | -176.9 | -184.1326 | -175.4 | -183.2036 | -179.8 | -187.5907 | -179.5 | -187.6204 | 222.4765 | 231.9974
2020-09-09 04:00 | -40 | -40.6079 | 30.4724 | 31.365 | 53.7259 | 56.4647 | -40 | -40.6079 | -136.47 | 139.517 | -136.47 | 139.517 | 132.1503 | 165.5705 | 133.2 | 137.4462 | 135 | 138.6948 | -168 | -174.8884 | -166.7 | -174.1616 | -171.3 | -178.8838 | -170.6 | -178.2908 | 226.0157 | 235.4744
2020-09-09 04:30 | -40 | -40.7922 | 20.2705 | 21.4288 | 64.7932 | 66.6717 | -40 | -40.6079 | -151.9693 | 154.3266 | -151.9693 | 154.3266 | 140.5065 | 171.8859 | 143.7 | 147.4405 | 144.6 | 148.4524 | -179.3 | -186.8562 | -177 | -184.9756 | -181.2 | -189.2763 | -180.8 | -189.156 | 207.019 | 216.091
2020-09-09 05:00 | -46 | -46.6905 | 20.6619 | 22.6133 | 68.2258 | 70.0379 | -46 | -46.6905 | -157.7835 | 160.1368 | -157.7835 | 160.1368 | 132.653 | 165.0928 | 147.3 | 151.0172 | 145.5 | 149.1953 | -181 | -188.1295 | -179.1 | -186.8058 | -184 | -191.7603 | -183.3 | -191.345 | 224.158 | 232.89
2020-09-09 05:30 | -50 | -50.9902 | 22.3171 | 25.3661 | 70.6082 | 72.5224 | -50 | -50.9902 | -165.6079 | 167.9521 | -165.6079 | 167.9521 | 128.6836 | 160.4492 | 146.1 | 149.7805 | 146.1 | 149.3943 | -179.7 | -187.2401 | -178.5 | -186.1453 | -182.8 | -190.4681 | -182.3 | -190.2437 | 241.4327 | 247.1711
2020-09-09 06:00 | -50 | -51.4198 | 25.3202 | 30.2637 | 75.0725 | 76.7378 | -50 | -51.6624 | -178.5033 | 180.2732 | -178.5033 | 180.2732 | 109.5891 | 147.8275 | 144.6 | 148.4524 | 144.9 | 148.6103 | -180.3 | -187.9284 | -179.5 | -186.964 | -183.9 | -191.385 | -183.7 | -191.4442 | 241.403 | 246.0804
2020-09-09 06:30 | -47 | -48.0521 | 33.7932 | 37.8575 | 75.2552 | 76.5679 | -47 | -48.0521 | -188.4009 | 189.3849 | -188.4009 | 189.3849 | 91.4043 | 133.1953 | 144.9 | 148.3484 | 144.3 | 147.8927 | -179.4 | -186.2374 | -180.3 | -186.9715 | -184.3 | -190.9359 | -184.5 | -191.4457 | 269.5501 | 271.5035
2020-09-09 07:00 | -53 | -54.3415 | 34.0517 | 40.5058 | 79.4497 | 81.1931 | -53 | -54.1295 | -197.0318 | 198.4421 | -197.0318 | 198.4421 | 58.2425 | 108.2069 | 142.8 | 145.8559 | 145.2 | 148.2064 | -178.6 | -184.5541 | -180.5 | -185.6677 | -184.9 | -190.017 | -184.6 | -189.8645 | 276.0312 | 277.2088
2020-09-09 07:30 | -58 | -58.1378 | 31.1586 | 34.6119 | 85.3228 | 85.5547 | -58 | -58.0775 | -211.1604 | 211.1771 | -211.1604 | 211.1771 | 48.293 | 107.4379 | 142.8 | 145.7349 | 142.5 | 145.8117 | -177.4 | -183.2418 | -179.9 | -184.852 | -185.1 | -189.9316 | -185 | -190.1143 | 316.9858 | 317.0145
2020-09-09 08:00 | -50 | -50.04 | 39.5725 | 42.5264 | 80.0475 | 80.1002 | -49 | -49.0102 | -202.8364 | 202.8768 | -202.8364 | 202.8768 | 58.7742 | 112.395 | 140.7 | 144.2488 | 142.2 | 145.7781 | -176 | -182.4808 | -180.2 | -185.5893 | -184.6 | -189.9349 | -184.4 | -189.8114 | 327.6548 | 328.0344
2020-09-09 08:30 | -49 | -49 | 36.9319 | 38.8083 | 78.8087 | 78.8126 | -50 | -50 | -197.112 | 197.3107 | -197.112 | 197.3107 | 62.9845 | 128.2245 | 139.8 | 143.7811 | 141 | 144.8789 | -177.6 | -184.3961 | -182.6 | -188.0871 | -187.4 | -192.821 | -187 | -192.5986 | 342.8975 | 342.9481
2020-09-09 09:00 | -53 | -53 | 33.5299 | 35.6371 | 78.313 | 78.3585 | -53 | -53 | -194.7112 | 194.7614 | -194.7112 | 194.7614 | 68.1609 | 129.7 | 138 | 141.6165 | 138 | 141.7525 | -172 | -178.2796 | -177.4 | -182.9939 | -181.8 | -187.383 | -181.5 | -187.2139 | 343.6847 | 343.6924
2020-09-09 09:30 | -69 | -69.029 | 9.8632 | 16.5719 | 92.9144 | 93.0443 | -68 | -68.0074 | -209.7994 | 209.8469 | -209.7994 | 209.8469 | 74.8157 | 134.1822 | 138.6 | 142.1345 | 138.9 | 142.5609 | -173.1 | -179.552 | -179.8 | -185.6407 | -184.4 | -190.2462 | -184.1 | -190.0543 | 348.6889 | 348.7155
2020-09-09 10:00 | -72 | -73.1095 | 7.5849 | 15.7803 | 93.0995 | 93.3001 | -72 | -72.0625 | -199.8795 | 199.9678 | -199.8795 | 199.9678 | 77.5822 | 132.7696 | 139.2 | 142.4596 | 139.8 | 143.3711 | -173.7 | -179.9725 | -179.8 | -185.5169 | -184.6 | -190.3178 | -184.3 | -190.1246 | 358.2683 | 358.4076
2020-09-09 10:30 | -68 | -68.0294 | 4.2503 | 10.6399 | 87.695 | 87.8439 | -67 | -67.0298 | -185.8325 | 185.853 | -185.8325 | 185.853 | 77.5078 | 130.6543 | 141.9 | 145.1619 | 140.7 | 143.8627 | -176.1 | -182.1103 | -181.4 | -187.1662 | -186 | -191.7974 | -185.9 | -191.7985 | 327.4034 | 327.4054
2020-09-09 11:00 | -74 | -74.0068 | -6.5368 | 11.2621 | 92.3881 | 92.5035 | -72 | -72.0069 | -190.324 | 190.3399 | -190.324 | 190.3399 | 85.3027 | 134.8038 | 141 | 144.1562 | 141.3 | 144.3876 | -176 | -181.8113 | -180.7 | -186.2916 | -185.3 | -190.8283 | -184.9 | -190.5603 | 310.7214 | 310.7929
2020-09-09 11:30 | -74 | -75.06 | -11.084 | 15.6856 | 92.4478 | 92.7819 | -74 | -75.06 | -188.5481 | 188.6691 | -188.5481 | 188.6691 | 92.6876 | 139.9672 | 139.2 | 142.5884 | 141 | 144.6747 | -176.9 | -183.4017 | -179.6 | -185.7752 | -184.4 | -190.6207 | -183.7 | -190.0457 | 283.4778 | 283.4836
2020-09-09 12:00 | -75 | -75.2396 | -8.0959 | 14.1082 | 90.0727 | 90.5379 | -75 | -75.2396 | -181.6285 | 181.8812 | -181.6285 | 181.8812 | 94.7731 | 143.3585 | 143.4 | 146.9489 | 141.6 | 145.2595 | -177.7 | -184.3586 | -180.6 | -186.9731 | -185.2 | -191.5725 | -184.9 | -191.5078 | 278.9853 | 279.0444
2020-09-09 12:30 | -74 | -75.1332 | -10.4015 | 21.6961 | 91.2421 | 92.9727 | -73 | -74.1485 | -180.6234 | 182.2606 | -180.6234 | 182.2606 | 102.6122 | 146.1088 | 140.7 | 143.6778 | 143.7 | 146.7981 | -175.1 | -180.9151 | -178.9 | -185.2016 | -183.4 | -189.7045 | -183 | -189.4984 | 296.7151 | 296.9071
2020-09-09 13:00 | -75 | -75.9539 | -12.8824 | 21.8362 | 92.4327 | 93.8118 | -75 | -75.8024 | -180.9176 | 182.3075 | -180.9176 | 182.3075 | 102.6057 | 136.5686 | 142.5 | 145.1482 | 142.5 | 145.2635 | -178.6 | -184.1575 | -181 | -186.9001 | -185.4 | -191.2892 | -185.1 | -191.1723 | 268.4414 | 268.7954
2020-09-09 13:30 | -77 | -77.9295 | -15.2681 | 21.8756 | 91.2189 | 92.442 | -77 | -77.7817 | -181.7431 | 182.9184 | -181.7431 | 182.9184 | 106.1754 | 140.2163 | 142.8 | 145.4428 | 142.2 | 144.7969 | -177.9 | -183.0937 | -180.1 | -185.6853 | -184.9 | -190.5361 | -184.4 | -190.1726 | 263.214 | 263.7384
2020-09-09 14:00 | -66 | -62.6498 | -12.7749 | 19.0116 | 84.9629 | 86.3551 | -66 | -66.6108 | -174.614 | 175.8688 | -174.614 | 175.8688 | 102.0629 | 138.7368 | 141 | 143.9112 | 143.1 | 145.7944 | -176.8 | -182.5112 | -179.1 | -185.2407 | -184.2 | -190.4019 | -183.7 | -190.0457 | 254.8176 | 255.5146
2020-09-09 14:30 | -54 | -54.231 | -1.2859 | 8.8198 | 72.7647 | 73.6651 | -54 | -54.231 | -157.2953 | 157.8576 | -157.2953 | 157.8576 | 104.1852 | 142.5681 | 143.7 | 146.7981 | 143.4 | 146.3828 | -178.1 | -183.8947 | -180.2 | -186.4064 | -184.8 | -191.0077 | -184.4 | -190.7736 | 260.933 | 261.5463
2020-09-09 15:00 | -55 | -55.2268 | 6.2864 | 11.3304 | 71.4398 | 72.3549 | -54 | -54.1479 | -158.1907 | 158.5273 | -158.1907 | 158.5273 | 109.0237 | 145.8782 | 141.6 | 144.6199 | 144.6 | 147.4991 | -180.1 | -185.9313 | -182.3 | -188.5644 | -186.7 | -192.9471 | -186.5 | -193.0087 | 276.4883 | 277.3275
2020-09-09 15:30 | -56 | -56.4358 | 6.5115 | 12.0415 | 72.3452 | 73.3851 | -57 | -57.3149 | -163.5396 | 163.903 | -163.5396 | 163.903 | 113.008 | 145.5618 | 140.4 | 143.1453 | 142.8 | 145.5578 | -178.1 | -183.05 | -181.3 | -187.0201 | -187.6 | -193.4223 | -186.5 | -192.4786 | 312.5416 | 313.4349
2020-09-09 16:00 | -67 | -67.7422 | 5.0783 | 15.5723 | 85.5667 | 86.8893 | -66 | -66.7533 | -190.057 | 190.7613 | -190.057 | 190.7613 | 100.222 | 135.7276 | 141 | 143.3953 | 142.2 | 144.6299 | -177 | -181.9611 | -182.9 | -188.6203 | -187.4 | -193.107 | -186.8 | -192.6709 | 326.1838 | 327.0447
2020-09-09 16:30 | -72 | -72.9931 | 10.8456 | 21.4996 | 95.4685 | 96.7383 | -72 | -72.9931 | -205.4846 | 206.3588 | -205.4846 | 206.3588 | 83.985 | 124.8608 | 140.4 | 142.7508 | 142.5 | 144.9249 | -174.8 | -179.5668 | -180.6 | -186.0737 | -185.2 | -190.7073 | -184 | -189.6145 | 339.2675 | 340.158
2020-09-09 17:00 | -68 | -69.4262 | 16.9929 | 25.2426 | 89.1612 | 90.9053 | -68 | -69.4262 | -201.632 | 202.5387 | -201.632 | 202.5387 | 72.3453 | 131.2983 | 141.6 | 144.6812 | 142.5 | 145.8756 | -176.9 | -182.8334 | -181 | -187.3594 | -185.6 | -192.0104 | -185.7 | -192.3917 | 346.8053 | 347.5266
2020-09-09 17:30 | -55 | -55.4437 | 40.3495 | 42.8813 | 82.9256 | 83.4754 | -54 | -54.4518 | -204.5054 | 204.5492 | -204.5054 | 204.5492 | 44.6669 | 116.6236 | 143.7 | 146.6169 | 144 | 146.7353 | -179.4 | -185.276 | -184.1 | -190.5845 | -189.1 | -195.316 | -188.8 | -195.0957 | 374.3387 | 374.8884
2020-09-09 18:00 | -50 | -50.2494 | 51.588 | 53.8203 | 81.0656 | 81.2938 | -50 | -50.0899 | -209.6395 | 209.6673 | -209.6395 | 209.6673 | 16.1867 | 108.6047 | 140.1 | 142.5104 | 143.1 | 145.6249 | -177.2 | -182.0176 | -184.7 | -189.8686 | -188.9 | -194.0022 | -188.6 | -193.8018 | 395.5187 | 395.605
2020-09-09 18:30 | -53 | -53.1507 | 56.4335 | 57.3721 | 85.8052 | 86.0245 | -52 | -52.1536 | -225.2594 | 226.6287 | -225.2594 | 226.6287 | -4.1901 | 78.7491 | 141 | 143.4502 | 141.6 | 143.8249 | -174.8 | -179.3183 | -183.4 | -188.9358 | -187.8 | -193.3516 | -187.5 | -193.0602 | 408.218 | 408.847
2020-09-09 19:00 | -53 | -53.0848 | 52.5591 | 55.829 | 87.2311 | 87.3167 | -53 | -53.0377 | -227.4443 | 227.7146 | -227.4443 | 227.7146 | -13.138 | 87.2743 | 139.8 | 142.7965 | 140.4 | 143.5694 | -174.1 | -179.6971 | -181.3 | -187.6493 | -185.9 | -192.2748 | -185.7 | -192.1327 | 391.9637 | 392.0839
2020-09-09 19:30 | -63 | -63.0714 | 44.1947 | 48.3063 | 95.9518 | 96.0421 | -61 | -61.0737 | -234.0912 | 234.1958 | -234.0912 | 234.1958 | -1.1138 | 84.8332 | 141.9 | 144.9137 | 142.8 | 145.8559 | -175.7 | -181.6472 | -181.5 | -188.1553 | -185.9 | -192.6109 | -185.7 | -192.6634 | 380.4001 | 380.6387
2020-09-09 20:00 | -73 | -73.3348 | 33.6057 | 40.5026 | 106.05 | 106.2262 | -72 | -72.3395 | -243.6866 | 243.7035 | -243.6866 | 243.7035 | 14.2924 | 89.1879 | 140.7 | 143.9256 | 143.4 | 146.4433 | -176.1 | -182.3158 | -181.3 | -188.3096 | -186.1 | -193.0944 | -186 | -193.2131 | 393.6235 | 393.9103
2020-09-09 20:30 | -73 | -76.243 | 31.4068 | 47.775 | 104.424 | 106.511 | -74 | -77.201 | -237.6407 | 238.6771 | -237.6407 | 238.6771 | 27.517 | 90.3334 | 141.6 | 144.9323 | 141.3 | 144.9671 | -176.1 | -182.621 | -181.2 | -188.5414 | -185.6 | -192.9096 | -185.1 | -192.5108 | 385.7205 | 386.2972
2020-09-09 21:00 | -78 | -81.3204 | 24.5376 | 42.7974 | 108.7011 | 110.9606 | -78 | -81.0432 | -239.3578 | 240.6099 | -239.3578 | 240.6099 | 40.7269 | 95.5084 | 141.9 | 145.4855 | 141.3 | 144.9003 | -175.7 | -182.2445 | -180.9 | -188.2808 | -185.5 | -192.8407 | -185 | -192.4844 | 378.317 | 379.2069
2020-09-09 21:30 | -64 | -65.9697 | 33.7982 | 42.9416 | 95.1624 | 96.6319 | -65 | -66.9403 | -221.1656 | 221.9339 | -221.1656 | 221.9339 | 50.7687 | 114.943 | 142.2 | 145.8444 | 138.3 | 141.9764 | -174.7 | -181.7971 | -178.4 | -185.8801 | -182.9 | -190.3687 | -182.5 | -190.124 | 356.1523 | 357.129
2020-09-09 22:00 | -71 | -72.7805 | 22.1897 | 33.6155 | 99.2614 | 100.8281 | -71 | -72.7805 | -213.996 | 215.1539 | -213.996 | 215.1539 | 66.4608 | 113.3031 | 142.8 | 146.6997 | 141.3 | 145.3097 | -176.2 | -183.3216 | -179.2 | -186.4811 | -183.9 | -191.1105 | -183.8 | -191.3722 | 331.0938 | 332.3407
2020-09-09 22:30 | -61 | -62.5859 | 26.9542 | 34.0598 | 88.0205 | 89.79 | -61 | -62.5859 | -200.7379 | 201.978 | -200.7379 | 201.978 | 78.9927 | 120.2498 | 138 | 141.8908 | 136.8 | 140.724 | -172.4 | -179.4209 | -175.5 | -183.0417 | -180 | -187.5842 | -179.4 | -187.1788 | 321.6868 | 323.452
2020-09-09 23:00 | -50 | -51.923 | 33.6672 | 38.9213 | 78.6564 | 80.8059 | -49 | -50.6952 | -186.5414 | 187.9996 | -186.5414 | 187.9996 | 96.2542 | 141.9038 | 141.6 | 146.8726 | 141.9 | 147.322 | -177.5 | -187.2071 | -179.4 | -188.8215 | -183.7 | -193.1265 | -183.2 | -192.8701 | 300.7488 | 301.2211
2020-09-09 23:30 | -39 | -41.1096 | 42.822 | 46.1116 | 66.5591 | 69.0075 | -39 | -40.8044 | -174.7149 | 175.8188 | -174.7149 | 175.8188 | 81.4821 | 133.8152 | 143.7 | 148.8983 | 144.3 | 149.795 | -179.8 | -189.7377 | -180.2 | -189.8004 | -184.7 | -194.263 | -184.1 | -193.9428 | 289.9387 | 290.3157
2020-09-10 | -48 | -49.4773 | 31.0413 | 35.1138 | 72.7795 | 74.9017 | -47 | -48.5077 | -175.5768 | 176.8539 | -175.5768 | 176.8539 | 91.5242 | 140.9441 | 145.2 | 150.1154 | 141.6 | 146.7144 | -177.9 | -187.5231 | -178.4 | -188.4741 | -182.7 | -192.6778 | -182.3 | -192.0461 | 275.7843 | 276.4265
2020-09-10 00:30 | -47 | -48.5077 | 28.2191 | 31.8968 | 71.409 | 73.6886 | -48 | -49.4773 | -169.5306 | 171.4587 | -169.5306 | 171.4587 | 103.7865 | 147.8585 | 145.2 | 150.0396 | 144.3 | 149.0931 | -178.5 | -187.4104 | -179.6 | -188.8255 | -183.8 | -193.0986 | -183.4 | -192.9652 | 282.8434 | 284.4175
2020-09-10 01:00 | -56 | -57.4891 | 19.5893 | 24.7797 | 77.0132 | 79.2689 | -55 | -56.5155 | -171.7423 | 173.8869 | -171.7423 | 173.8869 | 105.351 | 151.195 | 142.5 | 147.6616 | 141.3 | 146.5834 | -176.5 | -186.0371 | -176.6 | -186.5787 | -181.1 | -191.0974 | -180.5 | -190.7218 | 258.169 | 259.7343
2020-09-10 01:30 | -55 | -56.7539 | 15.7503 | 21.4504 | 78.3569 | 80.8326 | -55 | -56.7539 | -168.4263 | 170.8163 | -168.4263 | 170.8163 | 110.5292 | 156.4007 | 144 | 150.4269 | 143.1 | 149.7412 | -178.5 | -190.4849 | -178.1 | -190.3325 | -182.1 | -194.173 | -181.9 | -194.5472 | 244.7196 | 245.995
2020-09-10 02:00 | -58 | -59.439 | 12.1769 | 18.7199 | 80.2256 | 82.5656 | -58 | -59.6657 | -166.5876 | 169.0321 | -166.5876 | 169.0321 | 112.8235 | 164.0898 | 142.8 | 149.5433 | 144 | 150.8675 | -175.3 | -187.4896 | -174.2 | -185.1742 | -179 | -190.1648 | -177.9 | -189.4028 | 229.3714 | 241.5479
2020-09-10 02:30 | -46 | -47.5395 | 22.5925 | 24.9844 | 67.2229 | 69.503 | -46 | -47.0744 | -145.8231 | 148.2073 | -145.8231 | 148.2073 | 118.4905 | 169.0531 | 144.3 | 151.4242 | 143.7 | 150.6711 | -181 | -192.8957 | -178.9 | -189.8824 | -183.2 | -194.4899 | -182.7 | -194.2298 | 208.7863 | 225.3208
2020-09-10 03:00 | -43 | -43.7379 | 23.3891 | 24.6119 | 64.6654 | 66.6459 | -43 | -43.7379 | -138.9319 | 140.8069 | -138.9319 | 140.8069 | 120.3072 | 171.0503 | 147 | 153.3866 | 146.4 | 153.1599 | -180.6 | -192.1285 | -178 | -188.7534 | -182.4 | -193.2361 | -181.8 | -192.916 | 206.3907 | 222.8178
2020-09-10 03:30 | -45 | -45.7056 | 21.2323 | 22.3281 | 65.151 | 67.1102 | -45 | -45.7056 | -138.6125 | 140.4442 | -138.6125 | 140.4442 | 115.5794 | 169.8705 | 138.6 | 145.1765 | 137.4 | 144.3037 | -172.4 | -184.0707 | -170 | -179.461 | -174.4 | -183.95 | -174 | -183.8273 | 200.9116 | 236.7388
2020-09-10 04:00 | -33 | -33.541 | 42.0609 | 42.5984 | 43.5427 | 46.64 | -33 | -33.541 | -107.3968 | 109.8355 | -107.3968 | 109.8355 | 122.1602 | 174.8433 | 140.1 | 146.6092 | 140.4 | 147.1631 | -175 | -186.6468 | -172.8 | -182.2423 | -177.3 | -186.8906 | -177.1 | -186.9557 | 201.4228 | 234.6466
2020-09-10 04:30 | -32 | -32.249 | 34.2717 | 34.4232 | 52.9684 | 54.2822 | -32 | -32.1403 | -120.6284 | 121.7311 | -120.6284 | 121.7311 | 130.3987 | 179.201 | 144.9 | 151.0014 | 144 | 150.2545 | -178.8 | -190.1801 | -176.8 | -186.1956 | -181.3 | -190.8139 | -180.6 | -190.4008 | 210.3245 | 245.0303
2020-09-10 05:00 | -24 | -24.3311 | 40.9144 | 41.1618 | 50.1318 | 51.5014 | -24 | -24.3311 | -117.3897 | 118.4715 | -117.3897 | 118.4715 | 125.4184 | 167.9188 | 145.8 | 150.6203 | 146.1 | 150.9107 | -183.1 | -192.0667 | -181.3 | -189.5755 | -185.9 | -194.2383 | -185.4 | -193.9643 | 228.7481 | 243.6384
2020-09-10 05:30 | -27 | -27.2947 | 44.0045 | 44.4698 | 51.2997 | 52.4358 | -27 | -27.2947 | -121.9717 | 122.7644 | -121.9717 | 122.7644 | 115.0319 | 152.0765 | 145.8 | 149.7574 | 147 | 150.8582 | -182.7 | -189.8741 | -180.5 | -187.7994 | -184.7 | -192.1538 | -184.8 | -192.528 | 246.6969 | 262.828
2020-09-10 06:00 | -25 | -25.1794 | 52.5803 | 53.1159 | 50.5711 | 51.1892 | -24 | -24.0832 | -124.9491 | 125.1998 | -124.9491 | 125.1998 | 122.6225 | 154.1378 | 144 | 147.4695 | 142.8 | 146.5634 | -180.2 | -186.7695 | -180.9 | -187.7361 | -185.6 | -192.506 | -185.4 | -192.5698 | 298.1233 | 309.5069
2020-09-10 06:30 | -22 | -22.8035 | 63.3651 | 63.3737 | 48.7551 | 49.2881 | -22 | -23.0868 | -129.2741 | 129.689 | -129.2741 | 129.689 | 94.3261 | 144.2431 | 144.3 | 147.6344 | 145.2 | 148.6414 | -179.9 | -186.2451 | -181.6 | -188.2781 | -185.8 | -192.5406 | -185.5 | -192.3831 | 307.5134 | 316.3293
2020-09-10 07:00 | -9 | -10.8167 | 73.6679 | 73.7055 | 40.3489 | 41.0841 | -10 | -11.6619 | -120.0754 | 120.646 | -120.0754 | 120.646 | 59.4014 | 105.5488 | 142.8 | 145.5 | 141.6 | 144.3225 | -177.8 | -182.9468 | -180.8 | -186.1481 | -185.3 | -190.6623 | -184.5 | -189.956 | 310.893 | 319.7373
2020-09-10 07:30 | -22 | -23.7697 | 60.7136 | 60.7219 | 51.0864 | 52.1125 | -22 | -23.7697 | -139.1478 | 140.247 | -139.1478 | 140.247 | 45.8302 | 96.1296 | 143.7 | 146.1049 | 142.2 | 144.7406 | -176.2 | -181.0212 | -181.5 | -186.2064 | -186 | -190.683 | -185.9 | -190.5765 | 330.2788 | 336.3188
2020-09-10 08:00 | -24 | -25.632 | 52.2937 | 52.2947 | 56.2326 | 57.109 | -24 | -25.632 | -151.0056 | 151.8093 | -151.0056 | 151.8093 | 40.3464 | 94.683 | 140.1 | 142.3483 | 139.8 | 142.0531 | -175.9 | -180.4129 | -182.8 | -187.2327 | -187.5 | -191.9303 | -187.1 | -191.6256 | 362.7851 | 365.8834
2020-09-10 08:30 | -30 | -30.5941 | 43.7847 | 43.8548 | 58.2764 | 58.5778 | -30 | -30.5941 | -154.7641 | 155.1134 | -154.7641 | 155.1134 | 32.7258 | 89.557 | 139.5 | 142.2041 | 138.9 | 141.4999 | -173.9 | -178.8531 | -180.6 | -185.3068 | -185.4 | -190.0757 | -184.9 | -189.6992 | 336.2192 | 338.3268
2020-09-10 09:00 | -33 | -33.541 | 40.9271 | 40.9404 | 53.797 | 54.0534 | -33 | -33.541 | -148.6013 | 148.7998 | -148.6013 | 148.7998 | 57.6541 | 106.5953 | 140.4 | 143.0295 | 142.2 | 144.9692 | -176.6 | -181.8308 | -183.4 | -188.5113 | -188.2 | -193.3436 | -187.7 | -192.9492 | 350.1065 | 352.321
2020-09-10 09:30 | -35 | -35.2278 | 28.8211 | 28.9188 | 57.0471 | 57.0569 | -35 | -35.3553 | -148.5337 | 148.5776 | -148.5337 | 148.5776 | 70.7086 | 115.8102 | 141 | 144.2189 | 141.3 | 144.5754 | -175.5 | -181.1278 | -183.1 | -188.6446 | -188 | -193.5459 | -186.5 | -192.1131 | 330.8836 | 334.3892
2020-09-10 10:00 | -36 | -36.2215 | 25.6544 | 28.2182 | 54.0567 | 55.2941 | -36 | -36.2215 | -140.3829 | 141.1963 | -140.3829 | 141.1963 | 83.6906 | 123.4836 | 142.5 | 145.8117 | 141.9 | 145.3542 | -174.7 | -181.2743 | -181.3 | -187.262 | -185.6 | -191.846 | -185.3 | -191.9433 | 326.0888 | 330.2296
2020-09-10 10:30 | -43 | -43.1045 | 11.4765 | 14.4187 | 60.7542 | 61.4901 | -44 | -44.1022 | -145.6112 | 146.2089 | -145.6112 | 146.2089 | 95.9463 | 128.1751 | 141.6 | 145.3267 | 144 | 147.4695 | -177.9 | -184.4983 | -182.2 | -188.8044 | -187.2 | -193.84 | -186.8 | -193.5843 | 277.6044 | 287.9001
2020-09-10 11:00 | -48 | -48.2597 | 4.6923 | 10.9868 | 64.4323 | 65.3124 | -47 | -47.2652 | -147.3613 | 148.2287 | -147.3613 | 148.2287 | 101.1861 | 133.4242 | 140.1 | 145.0319 | 140.1 | 145.1882 | -173.2 | -181.7931 | -177.4 | -185.9388 | -182.2 | -190.7889 | -181.9 | -190.7416 | 270.1654 | 279.9968
2020-09-10 11:30 | -54 | -54.4518 | -3.8126 | 12.4679 | 72.146 | 73.3565 | -53 | -53.3385 | -155.3256 | 157.1012 | -155.3256 | 157.1012 | 91.3393 | 145.29 | 137.7 | 142.4043 | 137.1 | 141.6718 | -172.6 | -181.2425 | -175.2 | -182.6521 | -180 | -187.376 | -179.4 | -187.1723 | 234.1626 | 241.0786
2020-09-10 12:00 | -67 | -68.0661 | -10.4797 | 19.8297 | 82.4945 | 84.1431 | -67 | -67.897 | -167.7614 | 170.2585 | -167.7614 | 170.2585 | 84.0038 | 138.1958 | 129 | 133.8488 | 127.8 | 132.6122 | -161.2 | -169.3489 | -164.9 | -171.744 | -169.2 | -176.1245 | -168 | -175.028 | 256.8906 | 262.7093
2020-09-10 12:30 | -66 | -67.2681 | -14.6002 | 22.5246 | 83.2991 | 85.2567 | -66 | -66.9104 | -170.7008 | 172.9553 | -170.7008 | 172.9553 | 100.1513 | 149.6951 | 136.8 | 141.7677 | 135.3 | 140.1629 | -169.3 | -177.5822 | -172.1 | -179.3 | -175.9 | -183.1164 | -176.8 | -184.204 | 242.8949 | 249.3795
2020-09-10 13:00 | -76 | -78.5875 | -28.0641 | 36.0872 | 91.8138 | 94.9314 | -75 | -77.6209 | -183.9387 | 187.9679 | -183.9387 | 187.9679 | 70.5837 | 126.5398 | 117 | 122.4132 | 116.4 | 121.664 | -146.9 | -154.5743 | -150.3 | -156.8062 | -154.1 | -160.6204 | -153.7 | -160.3217 | 254.333 | 261.172
2020-09-10 13:30 | -70 | -71.3863 | -17.0683 | 24.6018 | 83.6385 | 85.8773 | -70 | -71.5891 | -169.6992 | 172.6489 | -169.6992 | 172.6489 | 102.269 | 147.158 | 134.1 | 138.6938 | 134.1 | 138.7707 | -167.8 | -175.7022 | -170.1 | -176.8245 | -174.6 | -181.3184 | -174.8 | -181.565 | 254.0542 | 261.1564
2020-09-10 14:00 | -68 | -69.4262 | -6.4392 | 17.9838 | 76.9719 | 79.3248 | -67 | -68.4471 | -158.0595 | 160.6766 | -158.0595 | 160.6766 | 101.2899 | 147.7319 | 134.4 | 139.0606 | 137.4 | 141.9621 | -170.1 | -178.0471 | -172.7 | -179.4895 | -177.1 | -184.05 | -176.6 | -183.8298 | 243.2471 | 251.3215
2020-09-10 14:30 | -60 | -61.1882 | 1.8734 | 17.5407 | 70.4413 | 73.1172 | -60 | -61.1882 | -147.8169 | 150.4703 | -147.8169 | 150.4703 | 111.2068 | 152.539 | 141.3 | 145.8882 | 141.3 | 146.6635 | -175.1 | -183.2671 | -176.4 | -184.5095 | -181.9 | -190.2956 | -181.4 | -189.9953 | 255.6163 | 264.0643
2020-09-10 15:00 | -58 | -59.2284 | 1.9415 | 15.7048 | 71.3866 | 73.446 | -57 | -58.0517 | -146.1934 | 148.2293 | -146.1934 | 148.2293 | 105.3963 | 147.5851 | 134.7 | 139.274 | 133.2 | 137.747 | -167.1 | -174.7095 | -169.7 | -177.3715 | -174.5 | -182.5171 | -174.2 | -182.3186 | 272.5306 | 281.9524
2020-09-10 15:30 | -42 | -42.9535 | 15.7554 | 20.8614 | 60.5553 | 62.6378 | -42 | -42.9535 | -138.8692 | 140.745 | -138.8692 | 140.745 | 95.7795 | 145.518 | 134.4 | 139.3735 | 137.1 | 142.3762 | -169.7 | -178.4211 | -172.3 | -181.5158 | -176.5 | -185.8227 | -176.1 | -185.5311 | 270.8646 | 279.4105
2020-09-10 16:00 | -45 | -45.8912 | 17.7927 | 21.7438 | 66.3064 | 67.7847 | -47 | -47.676 | -150.1179 | 151.4847 | -150.1179 | 151.4847 | 92.9255 | 141.4739 | 136.5 | 141.3217 | 136.8 | 141.6115 | -171.6 | -180.1377 | -173 | -181.6235 | -178.1 | -186.9381 | -178.3 | -187.3423 | 283.9443 | 293.0658
2020-09-10 16:30 | -38 | -39.0512 | 27.5179 | 30.4875 | 66.3996 | 67.6177 | -39 | -39.8121 | -153.9927 | 154.9673 | -153.9927 | 154.9673 | 100.4854 | 147.1853 | 140.7 | 145.4582 | 141.3 | 146.5039 | -177.4 | -186.2104 | -181.1 | -190.3141 | -186 | -195.2546 | -185.5 | -194.8701 | 301.9705 | 309.5287
2020-09-10 17:00 | -25 | -25.318 | 57.0531 | 57.9238 | 51.2755 | 52.1199 | -25 | -25.1794 | -140.7933 | 141.3209 | -140.7933 | 141.3209 | 80.893 | 136.1684 | 144.3 | 148.7229 | 142.2 | 146.5401 | -177 | -185.4735 | -179.7 | -188.4631 | -184.2 | -193.181 | -184 | -193.1669 | 314.0854 | 322.1669
2020-09-10 17:30 | -21 | -21.2132 | 63.6359 | 64.3194 | 50.4107 | 50.9676 | -21 | -21.095 | -148.121 | 148.3065 | -148.121 | 148.3065 | 69.967 | 126.777 | 142.8 | 146.4962 | 142.8 | 146.8383 | -178.5 | -185.5061 | -182.1 | -188.9727 | -186.4 | -193.251 | -185.8 | -192.7786 | 331.9232 | 340.1235
2020-09-10 18:00 | -16 | -16.4924 | 68.286 | 69.487 | 52.4659 | 53.324 | -17 | -17.4642 | -154.9567 | 155.1895 | -154.9567 | 155.1895 | 53.5088 | 122.5165 | 141.9 | 146.4694 | 141.6 | 146.1788 | -179.9 | -187.7723 | -183.9 | -191.0561 | -188.6 | -195.744 | -188.5 | -195.8634 | 355.092 | 360.0282
2020-09-10 18:30 | -27 | -27.6586 | 74.3563 | 76.6324 | 52.2834 | 53.3245 | -28 | -28.4429 | -158.5957 | 158.7171 | -158.5957 | 158.7171 | 34.5877 | 96.1967 | 140.1 | 144.1431 | 141 | 145.0884 | -174.4 | -181.648 | -181.5 | -188.5563 | -186.1 | -193.0515 | -186 | -193.186 | 372.3251 | 377.1094
2020-09-10 19:00 | -38 | -38.833 | 63.5259 | 66.7088 | 64.5574 | 65.6777 | -37 | -37.855 | -176.2837 | 176.5679 | -176.2837 | 176.5679 | 35.5824 | 95.7677 | 141 | 145.018 | 141.3 | 145.4508 | -175.7 | -183.0922 | -180.8 | -188.1017 | -185.9 | -193.2528 | -185.3 | -192.7581 | 361.5564 | 367.6006
2020-09-10 19:30 | -41 | -42.45 | 56.026 | 60.1252 | 70.3128 | 71.7566 | -41 | -42.45 | -178.6937 | 179.3604 | -178.6937 | 179.3604 | 37.0633 | 99.3745 | 141.9 | 146.249 | 140.7 | 145.3072 | -175.5 | -183.3283 | -179.7 | -187.2569 | -184.3 | -192.088 | -184.2 | -191.9126 | 339.4201 | 346.7296
2020-09-10 20:00 | -56 | -57.7235 | 37.259 | 44.0448 | 87.4964 | 89.0233 | -56 | -57.7235 | -195.8494 | 196.6648 | -195.8494 | 196.6648 | 58.1046 | 108.4647 | 141.9 | 145.8237 | 139.8 | 143.7811 | -175.5 | -182.4016 | -179 | -186.456 | -184.3 | -191.8803 | -184.1 | -191.7564 | 356.9318 | 364.758
2020-09-10 20:30 | -66 | -67.9117 | 32.902 | 41.4372 | 89.8734 | 91.7341 | -63 | -65 | -200.4647 | 201.8125 | -200.4647 | 201.8125 | 58.9295 | 109.5382 | 140.4 | 143.9562 | 142.5 | 146.3391 | -176.6 | -183.7336 | -180.3 | -188.0701 | -185 | -192.7761 | -184.5 | -192.4663 | 354.7949 | 363.7033
2020-09-10 21:00 | -71 | -73.4983 | 20.5423 | 33.2843 | 99.6833 | 101.5074 | -71 | -73.2462 | -210.8504 | 212.4013 | -210.8504 | 212.4013 | 73.1967 | 108.2012 | 140.4 | 144.2261 | 141 | 144.8789 | -179.8 | -186.9204 | -182.4 | -189.9441 | -187 | -194.5577 | -186.7 | -194.5201 | 343.8443 | 353.8653
2020-09-10 21:30 | -76 | -78.848 | 9.6531 | 29.1562 | 106.7637 | 108.8936 | -75 | -77.6209 | -217.9788 | 220.0853 | -217.9788 | 220.0853 | 88.965 | 114.4244 | 142.8 | 146.233 | 142.5 | 146.137 | -176 | -182.3494 | -178.3 | -185.1241 | -183.4 | -190.1727 | -183 | -190.0275 | 341.3202 | 354.0438
2020-09-10 22:00 | -90 | -91.0824 | -3.446 | 21.2875 | 115.9676 | 117.0693 | -89 | -90.2552 | -226.8688 | 227.858 | -226.8688 | 227.858 | 79.3155 | 120.363 | 119.4 | 123.1112 | 119.7 | 123.9294 | -149.9 | -155.1451 | -154.9 | -160.3112 | -158.8 | -164.2093 | -158.8 | -164.363 | 360.8154 | 370.8253
2020-09-10 22:30 | -80 | -81.0494 | 4.1441 | 18.0532 | 104.8977 | 106.1293 | -79 | -80.0625 | -214.7346 | 215.8294 | -214.7346 | 215.8294 | 85.9098 | 130.082 | 122.1 | 126.1731 | 121.2 | 125.8517 | -153.2 | -159.0126 | -156 | -161.2725 | -159.7 | -164.9789 | -159.6 | -165.0593 | 338.909 | 346.1439
2020-09-10 23:00 | -83 | -86.977 | 2.1706 | 29.337 | 102.4687 | 106.4857 | -81 | -85.0706 | -210.945 | 214.9537 | -210.945 | 214.9537 | 80.0872 | 124.9031 | 111.3 | 115.2722 | 110.7 | 115.1769 | -137.7 | -142.2274 | -139.9 | -143.9487 | -143.8 | -147.8574 | -142.9 | -147.0763 | 334.4462 | 344.8741
2020-09-10 23:30 | -78 | -82.5409 | 0.92521 | 25.978 | 102.029 | 105.5148 | -77 | -81.5966 | -218.474 | 221.4541 | -218.474 | 221.4541 | 71.7221 | 120.1518 | 110.4 | 115.576 | 111.3 | 116.5244 | -138.8 | -145.5168 | -142.1 | -148.1487 | -145.4 | -151.428 | -145.4 | -151.5967 | 335.302 | 344.5158
2020-09-11 | -87 | -91.0934 | -4.439 | 28.3496 | 104.0538 | 108.3899 | -86 | -90.1388 | -215.4268 | 220.1101 | -215.4268 | 220.1101 | 66.2018 | 120.4136 | 112.2 | 117.652 | 112.5 | 117.9382 | -139.9 | -146.5664 | -141.7 | -148.0227 | -145.3 | -151.5861 | -145.1 | -151.4516 | 311.727 | 321.888
2020-09-11 00:30 | -91 | -95.2103 | -15.1134 | 32.0291 | 110.8787 | 114.8344 | -91 | -94.921 | -220.8032 | 225.5444 | -220.8032 | 225.5444 | 83.7042 | 127.2966 | 108.6 | 113.5031 | 109.5 | 114.4515 | -137.4 | -143.5305 | -139.5 | -145.316 | -143.1 | -148.9684 | -142.7 | -148.809 | 312.7119 | 323.234
2020-09-11 01:00 | -95 | -99.6243 | -20.5039 | 36.3108 | 112.9076 | 117.2928 | -95 | -99.6243 | -225.3801 | 231.2914 | -225.3801 | 231.2914 | 76.4263 | 125.3789 | 111.3 | 116.9773 | 112.8 | 118.3145 | -140.2 | -147.0582 | -140.6 | -147.0284 | -144.8 | -151.1929 | -144.4 | -151.1127 | 286.8548 | 298.4821
2020-09-11 01:30 | -92 | -97.4064 | -23.3058 | 39.1245 | 113.0582 | 118.2736 | -92 | -97.4064 | -225.7201 | 233.0821 | -225.7201 | 233.0821 | 68.921 | 123.7596 | 108.3 | 114.3173 | 108.6 | 115.1891 | -134.9 | -142.7258 | -135.3 | -142.3989 | -138.7 | -145.6914 | -138.3 | -145.6237 | 258.4402 | 272.5091
2020-09-11 02:00 | -99 | -104.0433 | -30.7633 | 43.7332 | 117.4671 | 122.533 | -99 | -104.3552 | -223.9959 | 231.035 | -223.9959 | 231.035 | 78.1345 | 129.6526 | 111.6 | 118.4176 | 110.4 | 117.2873 | -139.3 | -148.5151 | -138.8 | -147.9768 | -142.2 | -151.4095 | -141.9 | -151.4049 | 240.0115 | 252.2169
2020-09-11 02:30 | -109 | -115.1086 | -36.4344 | 50.8401 | 122.4473 | 128.3894 | -109 | -114.7911 | -223.3863 | 231.4914 | -223.3863 | 231.4914 | 75.519 | 128.7457 | 113.4 | 120.4152 | 112.5 | 119.6699 | -140.5 | -149.4018 | -140 | -149.0343 | -142.8 | -151.9988 | -142.3 | -151.7104 | 216.1174 | 228.5281
2020-09-11 03:00 | -98 | -105.1095 | -20.5465 | 33.7794 | 105.4014 | 110.1914 | -98 | -104.7521 | -200.7651 | 207.0214 | -200.7651 | 207.0214 | 79.1121 | 130.7861 | 111.9 | 119.2091 | 114.3 | 121.6691 | -143 | -152.9269 | -141 | -150.8087 | -144.6 | -154.4944 | -144 | -154.146 | 220.2872 | 233.9407
2020-09-11 03:30 | -94 | -98.3717 | -22.7274 | 34.1371 | 107.0957 | 111.4489 | -94 | -98.0816 | -203.4851 | 209.4028 | -203.4851 | 209.4028 | 76.79 | 129.503 | 111.3 | 118.6461 | 111.3 | 118.4396 | -140.6 | -149.8732 | -139.1 | -148.2582 | -142.6 | -151.9227 | -142.1 | -151.6971 | 208.1778 | 223.075
2020-09-11 04:00 | -86 | -90.1388 | -19.0321 | 31.2477 | 102.0086 | 106.6549 | -85 | -88.8876 | -199.1826 | 205.4402 | -199.1826 | 205.4402 | 76.5955 | 128.925 | 112.5 | 119.2661 | 111.6 | 118.4176 | -139.2 | -147.7728 | -137.9 | -146.6847 | -141.2 | -150.0603 | -140.9 | -150.0169 | 200.3373 | 217.2544
2020-09-11 04:30 | -88 | -91.7606 | -14.8013 | 26.2154 | 98.9374 | 102.8502 | -85 | -88.6002 | -200.821 | 206.0137 | -200.821 | 206.0137 | 81.2184 | 130.299 | 111.3 | 118.2358 | 111 | 118.4692 | -138.2 | -147.1811 | -137 | -145.9766 | -140.3 | -149.3847 | -139.9 | -149.2167 | 220.5766 | 232.772
2020-09-11 05:00 | -87 | -90.5207 | -0.94607 | 19.7148 | 87.5282 | 91.334 | -88 | -91.4822 | -186.1762 | 191.1347 | -186.1762 | 191.1347 | 76.0771 | 125.6816 | 111.6 | 117.6406 | 110.4 | 117.1864 | -137.9 | -145.9823 | -137.3 | -145.6477 | -140.7 | -149.1202 | -140.2 | -148.849 | 233.9901 | 247.9148
2020-09-11 05:30 | -86 | -89.8443 | -19.7804 | 33.5701 | 112.3831 | 116.0133 | -86 | -89.56 | -227.0776 | 232.0074 | -227.0776 | 232.0074 | 68.867 | 116.9774 | 111.9 | 117.9214 | 113.1 | 119.4411 | -141 | -148.627 | -141.3 | -149.3271 | -144.5 | -152.5194 | -143.8 | -151.9838 | 247.5087 | 261.8789
2020-09-11 06:00 | -112 | -117.6435 | -33.0858 | 50.4782 | 133.2755 | 137.4884 | -112 | -117.3414 | -246.0041 | 251.0092 | -246.0041 | 251.0092 | 64.8504 | 105.1974 | 111.9 | 116.2491 | 111.3 | 115.4299 | -140.1 | -145.4002 | -141.1 | -145.9982 | -144.6 | -149.5352 | -144.5 | -149.6185 | 278.5296 | 294.3476
2020-09-11 06:30 | -110 | -112.3788 | -23.308 | 35.6352 | 129.61 | 131.2712 | -110 | -112.5877 | -246.9519 | 248.3778 | -246.9519 | 248.3778 | 70.3221 | 111.6475 | 125.7 | 129.2958 | 125.1 | 128.932 | -155.2 | -160.6786 | -157.1 | -162.3116 | -161.2 | -166.4314 | -160.6 | -166.0011 | 277.683 | 290.435
2020-09-11 07:00 | -95 | -96.6902 | -16.0521 | 30.7807 | 124.6895 | 125.9532 | -95 | -96.5091 | -239.2519 | 240.2192 | -239.2519 | 240.2192 | 60.6003 | 108.9836 | 139.8 | 142.4406 | 140.1 | 142.851 | -172.5 | -177.1222 | -174.1 | -178.3061 | -178.3 | -182.4516 | -178.6 | -182.9809 | 272.2278 | 282.9528
2020-09-11 07:30 | -107 | -109.2383 | -20.1856 | 35.2737 | 127.003 | 128.5683 | -107 | -108.8531 | -244.8745 | 246.1971 | -244.8745 | 246.1971 | 56.1316 | 104.0373 | 142.5 | 145.2056 | 140.1 | 142.9099 | -176.7 | -181.7861 | -180.3 | -185.4733 | -184.8 | -189.9891 | -184.6 | -189.9349 | 293.3426 | 300.5363
2020-09-11 08:00 | -115 | -117.4777 | -37.3294 | 47.9141 | 135.9321 | 137.5904 | -115 | -117.2775 | -265.17 | 266.8711 | -265.17 | 266.8711 | 50.6838 | 98.2701 | 142.8 | 145.4428 | 141.3 | 144.2052 | -176.9 | -182.0984 | -180.7 | -185.9798 | -185.2 | -190.3974 | -185.2 | -190.6123 | 286.0593 | 293.2411
2020-09-11 08:30 | -120 | -123 | -43.459 | 53.3769 | 137.7476 | 139.4727 | -120 | -122.7844 | -261.5122 | 263.2148 | -261.5122 | 263.2148 | 56.5253 | 101.5601 | 139.8 | 143.7811 | 140.1 | 144.0728 | -174.9 | -182.3246 | -178.7 | -186.112 | -183.2 | -190.6017 | -183.1 | -190.728 | 285.7329 | 290.8103
2020-09-11 09:00 | -123 | -127.0945 | -53.963 | 63.325 | 140.7671 | 143.178 | -124 | -127.8163 | -253.8904 | 255.9952 | -253.8904 | 255.9952 | 62.5848 | 117.0775 | 139.8 | 143.1742 | 140.1 | 143.6637 | -174.6 | -180.8413 | -177.1 | -182.7277 | -181.2 | -186.7767 | -180.7 | -186.4384 | 281.1319 | 283.0165
2020-09-11 09:30 | -117 | -120.075 | -54.8397 | 62.6962 | 133.6895 | 136.284 | -116 | -118.8781 | -253.323 | 256.0482 | -253.323 | 256.0482 | 41.8663 | 98.5945 | 124.5 | 128.3499 | 126.3 | 130.3154 | -157.5 | -162.7652 | -161.4 | -166.7288 | -165.6 | -171.0626 | -164.6 | -170.5616 | 284.3589 | 289.4857
2020-09-11 10:00 | -119 | -123.7619 | -59.0271 | 69.1628 | 131.7349 | 135.7787 | -118 | -122.8007 | -246.2404 | 251.3148 | -246.2404 | 251.3148 | 51.5073 | 97.7806 | 109.2 | 113.1668 | 110.1 | 114.114 | -139.3 | -143.5862 | -144.2 | -148.8712 | -148.5 | -152.8708 | -147.7 | -152.2646 | 292.9313 | 299.8102
2020-09-11 10:30 | -122 | -127.4873 | -63.8028 | 73.8479 | 134.1182 | 138.4502 | -122 | -127.4873 | -239.484 | 244.4278 | -239.484 | 244.4278 | 56.338 | 104.6483 | 108.3 | 112.7046 | 108 | 112.5844 | -136.2 | -139.5642 | -140.5 | -144.361 | -143.8 | -147.904 | -144 | -147.1263 | 274.1229 | 279.1449
2020-09-11 11:00 | -103 | -109.11 | -48.9053 | 62.2912 | 120.2737 | 125.8798 | -105 | -111 | -229.4486 | 235.7273 | -229.4486 | 235.7273 | 54.5393 | 110.6761 | 110.1 | 114.114 | 111 | 114.9047 | -139.5 | -143.1463 | -142.8 | -146.0811 | -146.8 | -150.1133 | -146.2 | -149.8417 | 251.6123 | 258.479
2020-09-11 11:30 | -104 | -109.11 | -37.7857 | 52.7198 | 118.9658 | 123.6645 | -103 | -107.8564 | -233.7016 | 238.9592 | -233.7016 | 238.9592 | 58.7196 | 114.0353 | 110.7 | 115.6869 | 109.2 | 114.4302 | -137 | -142.9463 | -140.6 | -145.9623 | -144.4 | -149.7845 | -144.2 | -149.6986 | 258.1148 | 264.8661
2020-09-11 12:00 | -96 | -100.2846 | -28.4985 | 43.5689 | 116.763 | 120.5276 | -96 | -100.2846 | -233.1603 | 236.3604 | -233.1603 | 236.3604 | 67.8181 | 118.7838 | 108 | 112.8419 | 109.5 | 114.7166 | -138.3 | -144.1541 | -142.1 | -146.4604 | -145.8 | -149.3105 | -144.9 | -149.3723 | 261.2784 | 268.7254
2020-09-11 12:30 | -104 | -107.7033 | -30.6673 | 44.9857 | 117.7967 | 121.4755 | -103 | -106.48 | -246.9417 | 250.3042 | -246.9417 | 250.3042 | 57.8917 | 106.3211 | 111 | 115.5483 | 111.6 | 115.9604 | -141.2 | -145.0479 | -144.1 | -147.7285 | -147.9 | -151.6338 | -148.4 | -151.3666 | 265.6665 | 272.7484
2020-09-11 13:00 | -110 | -114.56 | -27.631 | 49.0357 | 140.8569 | 143.7425 | -109 | -113.0531 | -267.5413 | 270.8388 | -267.5413 | 270.8388 | 41.5557 | 94.0583 | 109.2 | 113.8203 | 111 | 115.632 | -138.7 | -143.7359 | -142.9 | -146.7601 | -146.3 | -150.3725 | -146.1 | -150.0092 | 276.8743 | 282.8044
2020-09-11 13:30 | -116 | -120.6027 | -38.6189 | 51.7474 | 130.4195 | 133.7497 | -116 | -120.6027 | -259.8738 | 263.3308 | -259.8738 | 263.3308 | 46.9007 | 102.8431 | 111.9 | 115.9297 | 112.5 | 116.8268 | -140.1 | -144.9803 | -144.3 | -148.4135 | -148 | -152.1053 | -147.8 | -151.9338 | 303.9905 | 310.0157
2020-09-11 14:00 | -100 | -104.9952 | -30.5789 | 44.5075 | 119.3 | 123.2194 | -100 | -104.6948 | -241.2234 | 244.968 | -241.2234 | 244.968 | 23.6929 | 105.6857 | 114 | 118.4331 | 114.9 | 119.545 | -143.4 | -148.8027 | -147.6 | -151.8107 | -151.2 | -155.9301 | -150.9 | -155.446 | 307.2706 | 312.9097
2020-09-11 14:30 | -102 | -106.9018 | -34.4256 | 49.4514 | 120.6211 | 125.5416 | -100 | -104.6948 | -236.382 | 240.909 | -236.382 | 240.909 | 24.1353 | 93.0496 | 123 | 127.9102 | 123.3 | 128.4056 | -155.2 | -162.3434 | -159 | -165.632 | -162.9 | -170.2044 | -162.5 | -169.78 | 293.7901 | 301.2897
2020-09-11 15:00 | -83 | -87.5957 | -24.2524 | 38.0015 | 100.5241 | 105.1678 | -83 | -87.5957 | -208.6568 | 212.4606 | -208.6568 | 212.4606 | 45.0353 | 105.4412 | 124.8 | 129.972 | 126.3 | 131.413 | -160.2 | -168.0012 | -163.3 | -170.5219 | -167.6 | -174.8993 | -166.9 | -174.3728 | 285.4878 | 294.3004
2020-09-11 15:30 | -72 | -74.2159 | -5.1747 | 22.287 | 91.3689 | 94.0596 | -72 | -74.2159 | -195.4606 | 197.1038 | -195.4606 | 197.1038 | 60.8893 | 104.4267 | 137.1 | 141.8242 | 138.6 | 143.5835 | -172.5 | -180.3122 | -175.4 | -182.7727 | -179.8 | -187.2923 | -179.6 | -187.1723 | 266.8389 | 276.0426
2020-09-11 16:00 | -70 | -72.2772 | 2.6363 | 21.9448 | 97.9733 | 99.9886 | -69 | -71.0634 | -201.8959 | 203.2011 | -201.8959 | 203.2011 | 61.1245 | 117.7386 | 143.1 | 146.8557 | 144.6 | 148.4524 | -179.5 | -186.3722 | -180.5 | -186.8506 | -185.1 | -191.5015 | -184.6 | -191.1215 | 263.8604 | 271.1968
2020-09-11 16:30 | -78 | -79.6241 | 1.7877 | 21.5079 | 103.5471 | 105.369 | -78 | -79.8311 | -219.2326 | 220.5416 | -219.2326 | 220.5416 | 62.4328 | 115.6347 | 145.2 | 148.4515 | 145.2 | 148.3278 | -179.9 | -185.9635 | -181.2 | -186.9477 | -185.6 | -191.4585 | -185.7 | -191.7262 | 284.5386 | 291.9096
2020-09-11 17:00 | -73 | -74.7329 | 11.9517 | 23.3326 | 96.2117 | 97.9163 | -71 | -72.3671 | -215.4411 | 216.6172 | -215.4411 | 216.6172 | 58.6531 | 105.3095 | 142.5 | 145.5621 | 142.5 | 145.8117 | -178.7 | -183.6427 | -180.2 | -186.5766 | -185 | -191.1028 | -184.4 | -190.0936 | 299.6429 | 308.936
2020-09-11 17:30 | -72 | -73.5459 | 18.0321 | 27.2456 | 100.402 | 101.8103 | -70 | -71.5891 | -231.8179 | 232.6233 | -231.8179 | 232.6233 | 58.8746 | 91.8014 | 140.7 | 144.4499 | 142.8 | 146.1049 | -177.3 | -182.9194 | -181.4 | -187.2782 | -186.4 | -192.0238 | -186.1 | -191.646 | 348.569 | 359.1676
2020-09-11 18:00 | -61 | -62.8172 | 32.6283 | 39.2974 | 90.5109 | 92.3794 | -61 | -62.8172 | -221.7741 | 222.5493 | -221.7741 | 222.5493 | 37.5084 | 81.3455 | 142.5 | 145.1482 | 141.9 | 144.4459 | -175.1 | -180.5925 | -180.5 | -185.9766 | -185.3 | -190.7806 | -184.8 | -190.3668 | 370.8519 | 377.6704
2020-09-11 18:30 | -78 | -80.05 | 18.831 | 32.7079 | 108.3633 | 110.0055 | -77 | -79.0759 | -248.9978 | 249.7144 | -248.9978 | 249.7144 | 28.3334 | 77.6666 | 141.6 | 144.04 | 139.5 | 141.9761 | -176 | -180.4273 | -182.8 | -188.0588 | -187.6 | -192.7102 | -187.3 | -192.4829 | 392.9659 | 398.5147
2020-09-11 19:00 | -78 | -81.0432 | 16.489 | 33.3208 | 109.6524 | 111.6304 | -79 | -81.7435 | -241.4263 | 242.4709 | -241.4263 | 242.4709 | 32.4527 | 89.3638 | 140.7 | 143.3815 | 141.3 | 143.9131 | -177.6 | -180.9073 | -183.3 | -187.0959 | -187.8 | -191.7587 | -187.4 | -191.7048 | 376.2888 | 382.8839
2020-09-11 19:30 | -88 | -90.471 | 9.2777 | 30.1405 | 116.6906 | 118.4077 | -87 | -89.4986 | -247.6745 | 248.7029 | -247.6745 | 248.7029 | 37.393 | 88.6251 | 140.7 | 142.9389 | 141.6 | 143.9853 | -175.2 | -178.6584 | -179.8 | -184.5945 | -184.1 | -189.1811 | -184.2 | -188.7668 | 356.8136 | 364.4543
2020-09-11 20:00 | -79 | -81.0247 | 15.8714 | 29.9949 | 107.6001 | 109.5058 | -79 | -81.0247 | -241.8197 | 243.4581 | -241.8197 | 243.4581 | 41.013 | 95.4433 | 141 | 143.6759 | 141.9 | 144.5022 | -175.3 | -179.9161 | -180 | -185.3725 | -184.7 | -189.8572 | -184.3 | -189.9354 | 343.4354 | 351.3417
2020-09-11 20:30 | -75 | -76.6877 | 17.9232 | 29.2679 | 102.2027 | 103.64 | -75 | -76.6877 | -228.7016 | 230.0252 | -228.7016 | 230.0252 | 56.2327 | 109.1186 | 139.8 | 144.5116 | 141 | 145.6728 | -174.2 | -183.3496 | -178.5 | -187.6619 | -183.8 | -191.9412 | -183.1 | -192.4941 | 330.8098 | 337.4071
2020-09-11 21:00 | -78 | -79.0759 | 9.9977 | 22.7991 | 106.9261 | 108.0833 | -77 | -78.0897 | -228.0909 | 228.9833 | -228.0909 | 228.9833 | 63.0232 | 128.8332 | 141.6 | 146.1788 | 139.8 | 144.4359 | -174.4 | -182.6875 | -178.4 | -186.7152 | -182.9 | -191.2225 | -182.2 | -190.7001 | 320.6529 | 327.5798
2020-09-11 21:30 | -82 | -83.1865 | 7.4072 | 21.6706 | 105.8318 | 107.2437 | -82 | -83.3607 | -218.1275 | 219.304 | -218.1275 | 219.304 | 82.4942 | 136.9765 | 140.7 | 145.085 | 141.3 | 145.8139 | -174.3 | -182.1641 | -178.2 | -185.5242 | -182.3 | -189.8707 | -182.3 | -190.4206 | 326.5698 | 334.9167
2020-09-11 22:00 | -69 | -70.6116 | 14.2537 | 22.8566 | 93.716 | 95.437 | -68 | -69.6348 | -195.13 | 196.4902 | -195.13 | 196.4902 | 88.2741 | 145.9104 | 141.6 | 146.6362 | 141.6 | 146.4814 | -179.3 | -188.1119 | -181.3 | -190.1997 | -185.6 | -194.3622 | -185 | -194.0894 | 302.1829 | 311.2231
2020-09-11 22:30 | -65 | -66.0984 | 14.9042 | 22.1381 | 90.4375 | 91.9914 | -65 | -65.9242 | -193.3517 | 194.5273 | -193.3517 | 194.5273 | 88.7594 | 144.0844 | 142.2 | 147.4511 | 143.4 | 148.6087 | -177 | -187.871 | -178 | -187.1437 | -183.1 | -191.4279 | -182.7 | -191.1532 | 275.6476 | 284.5519
2020-09-11 23:00 | -63 | -65 | 11.6065 | 22.2199 | 90.3928 | 92.7371 | -63 | -64.7611 | -195.0016 | 196.8087 | -195.0016 | 196.8087 | 96.1006 | 146.9837 | 141 | 146.2942 | 141 | 146.4553 | -176.6 | -186.5464 | -177.4 | -186.0746 | -182 | -190.6641 | -181.4 | -190.3733 | 263.5477 | 273.0934
2020-09-11 23:30 | -66 | -67.6831 | 10.0576 | 19.841 | 89.3049 | 91.7816 | -68 | -69.6348 | -205.9125 | 207.6135 | -205.9125 | 207.6135 | 83.4112 | 138.6557 | 142.5 | 147.5832 | 141.3 | 146.2687 | -176.4 | -186.2267 | -176.9 | -185.5709 | -181.1 | -189.7839 | -180.6 | -189.9001 | 258.9002 | 268.9897
2020-09-12 | -63 | -64.5368 | 9.7267 | 16.5703 | 83.1497 | 85.7075 | -61 | -62.1691 | -197.9107 | 200.0444 | -197.9107 | 200.0444 | 100.5341 | 150.2661 | 141.6 | 147.1142 | 142.2 | 147.5308 | -177.3 | -187.1132 | -178 | -186.9342 | -181.6 | -190.5159 | -182.2 | -191.5454 | 259.2517 | 269.9696
2020-09-12 00:30 | -64 | -66.4831 | 3.9085 | 16.025 | 84.5481 | 87.9661 | -63 | -65.2533 | -196.2313 | 199.8256 | -196.2313 | 199.8256 | 105.0093 | 153.002 | 143.1 | 148.7207 | 144.9 | 150.2931 | -178.8 | -188.7882 | -177.7 | -186.8085 | -182.3 | -191.3345 | -181.7 | -191.2292 | 247.5908 | 259.2898
2020-09-12 01:00 | -74 | -76.6551 | -8.671 | 18.4741 | 94.0767 | 97.408 | -75 | -77.6209 | -206.2596 | 210.2895 | -206.2596 | 210.2895 | 107.4441 | 153.2125 | 140.4 | 145.716 | 139.8 | 145.3004 | -173 | -183.1592 | -171.8 | -182.0089 | -175.6 | -185.7181 | -175.7 | -185.6389 | 232.7443 | 246.6889
2020-09-12 01:30 | -86 | -89.0225 | -21.2027 | 27.8279 | 102.5806 | 106.2464 | -84 | -87.0919 | -216.3839 | 221.754 | -216.3839 | 221.754 | 104.267 | 149.9008 | 138.9 | 144.5172 | 140.1 | 145.5891 | -173.2 | -183.5785 | -171.2 | -180.9784 | -174.9 | -184.9025 | -174.2 | -184.1084 | 205.7796 | 223.2869
2020-09-12 02:00 | -78 | -81.0432 | -16.7996 | 24.8402 | 97.7886 | 101.9232 | -78 | -81.0432 | -204.0173 | 210.2254 | -204.0173 | 210.2254 | 86.4909 | 141.9701 | 125.1 | 132.6455 | 125.1 | 132.7455 | -157.5 | -169.3879 | -155.6 | -166.5066 | -159.6 | -170.3504 | -158.8 | -170.0625 | 209.2594 | 224.0916
2020-09-12 02:30 | -85 | -89.493 | -11.9324 | 20.6556 | 89.9604 | 94.1597 | -84 | -88.2327 | -188.7429 | 194.0559 | -188.7429 | 194.0559 | 91.5584 | 145.613 | 121.5 | 129.6701 | 123.3 | 130.9492 | -150.7 | -162.1681 | -149.1 | -159.5527 | -152.8 | -163.2256 | -152.2 | -162.9481 | 199.6652 | 216.2755
2020-09-12 03:00 | -93 | -96.8401 | -18.4696 | 24.3536 | 95.2163 | 98.8982 | -93 | -97.1236 | -194.4849 | 199.5878 | -194.4849 | 199.5878 | 99.1 | 150.2307 | 113.7 | 121.2093 | 114.6 | 122.0539 | -142.2 | -152.3082 | -141.8 | -151.247 | -145.4 | -154.8958 | -144.6 | -154.389 | 207.1678 | 226.4609
2020-09-12 03:30 | -86 | -90.1388 | -31.0468 | 37.1169 | 107.13 | 111.3731 | -86 | -90.1388 | -211.7814 | 218.1937 | -211.7814 | 218.1937 | 100.412 | 146.9463 | 112.5 | 120.4021 | 113.1 | 121.285 | -142 | -151.4405 | -141.2 | -150.1641 | -144.7 | -153.8506 | -144.2 | -153.5719 | 218.2009 | 237.4456
2020-09-12 04:00 | -87 | -89.9889 | -28.4683 | 32.9271 | 103.3821 | 107.0315 | -86 | -89.0225 | -208.3428 | 214.4895 | -208.3428 | 214.4895 | 104.4798 | 148.6362 | 114.9 | 122.131 | 114.9 | 122.8587 | -142.5 | -151.7341 | -142.2 | -150.5301 | -145.7 | -154.1859 | -145.1 | -153.9922 | 216.8181 | 236.6052
2020-09-12 04:30 | -78 | -79.8311 | -11.3891 | 13.6398 | 86.9959 | 89.1931 | -78 | -79.8311 | -183.3004 | 187.2388 | -183.3004 | 187.2388 | 120.1372 | 164.984 | 122.7 | 130.1827 | 120.3 | 127.7204 | -152.3 | -163.2998 | -151.8 | -161.9389 | -155.7 | -165.5929 | -154.9 | -165.5313 | 203.712 | 224.8271
2020-09-12 05:00 | -53 | -53.7587 | 6.4483 | 6.6668 | 69.7364 | 71.5067 | -54 | -54.7449 | -141.8845 | 143.7426 | -141.8845 | 143.7426 | 137.5531 | 181.9537 | 134.1 | 141.641 | 134.7 | 142.5003 | -169.6 | -182.7243 | -167.2 | -179.066 | -171.8 | -183.8983 | -171.2 | -183.6619 | 191.785 | 213.9341
2020-09-12 05:30 | -45 | -45.2769 | 13.725 | 13.8437 | 62.9282 | 64.5153 | -44 | -44.2832 | -131.5362 | 133.0823 | -131.5362 | 133.0823 | 147.0871 | 177.3213 | 143.1 | 150.2811 | 142.8 | 149.904 | -178.1 | -190.4918 | -175.8 | -188.1151 | -179.7 | -192.1692 | -179.4 | -192.6425 | 194.9924 | 196.3164
2020-09-12 06:00 | -40 | -40.1995 | 22.3765 | 22.4623 | 57.5014 | 58.7042 | -38 | -38.2099 | -132.7073 | 134.0884 | -132.7073 | 134.0884 | 143.4384 | 175.1099 | 143.7 | 150.9441 | 143.1 | 150.5585 | -178.1 | -190.8548 | -176.1 | -188.1772 | -180 | -193.3246 | -179.9 | -193.4235 | 197.6539 | 199.8111
2020-09-12 06:30 | -34 | -35.171 | 27.2454 | 28.1727 | 55.2645 | 57.8998 | -35 | -36.1386 | -131.8415 | 134.8026 | -131.8415 | 134.8026 | 133.4733 | 167.1279 | 142.8 | 149.904 | 143.7 | 150.9441 | -178.7 | -191.5226 | -176.6 | -189.2035 | -180.9 | -193.6125 | -180.4 | -193.5049 | 197.5372 | 199.2451
2020-09-12 07:00 | -28 | -29.7321 | 34.851 | 35.737 | 49.3203 | 52.4578 | -28 | -29.4109 | -122.4906 | 125.691 | -122.4906 | 125.691 | 106.9205 | 137.944 | 144.3 | 150.3721 | 144.3 | 150.801 | -178.2 | -190.5047 | -176 | -188.4784 | -180.2 | -192.6647 | -179.5 | -192.2625 | 176.5229 | 177.5908
2020-09-12 07:30 | -36 | -37.9473 | 28.8265 | 30.9254 | 57.9979 | 61.3776 | -36 | -37.9473 | -134.6938 | 137.6939 | -134.6938 | 137.6939 | 97.6711 | 129.8826 | 143.7 | 149.5448 | 142.5 | 148.6457 | -177 | -188.3094 | -174.5 | -187.1868 | -178.6 | -191.5037 | -178.7 | -191.4866 | 183.7488 | 184.7972
2020-09-12 08:00 | -51 | -52.8867 | 16.6632 | 22.3878 | 73.8615 | 76.8452 | -51 | -52.8867 | -163.0618 | 165.426 | -163.0618 | 165.426 | 82.3368 | 117.4228 | 142.2 | 148.3581 | 143.7 | 149.7965 | -179.2 | -189.7475 | -177.2 | -188.8698 | -181 | -193.1311 | -181.6 | -194.125 | 207.0358 | 209.587
2020-09-12 08:30 | -50 | -51.923 | 20.4208 | 25.4621 | 73.587 | 76.272 | -51 | -52.8867 | -168.3109 | 170.1941 | -168.3109 | 170.1941 | 67.2605 | 103.0113 | 142.5 | 148.0618 | 141.3 | 146.6635 | -175.8 | -185.9811 | -176.8 | -186.943 | -180.1 | -191.2074 | -180.3 | -191.3847 | 224.7976 | 227.5247
2020-09-12 09:00 | -45 | -47.4342 | 29.1025 | 32.5344 | 66.8186 | 69.8077 | -45 | -47.1275 | -162.231 | 163.8869 | -162.231 | 163.8869 | 54.7975 | 94.773 | 141.6 | 146.9525 | 142.8 | 147.9511 | -176.9 | -186.2912 | -177.7 | -188.3707 | -182 | -192.6651 | -181.4 | -192.836 | 231.586 | 234.8649
2020-09-12 09:30 | -49 | -52.2015 | 27.7639 | 33.7174 | 70.7887 | 74.8433 | -49 | -51.8652 | -171.6499 | 173.8579 | -171.6499 | 173.8579 | 55.1109 | 97.0218 | 143.1 | 148.4782 | 142.5 | 147.9806 | -174.9 | -184.6153 | -175.7 | -186.3182 | -180 | -190.7066 | -179.9 | -191.0122 | 246.3604 | 250.9725
2020-09-12 10:00 | -49 | -52.9245 | 28.1028 | 35.5609 | 72.7956 | 77.2109 | -49 | -52.9245 | -177.1009 | 179.5407 | -177.1009 | 179.5407 | 45.3533 | 90.4174 | 141.3 | 145.5943 | 142.2 | 146.2549 | -176.7 | -185.1871 | -178.7 | -188.0166 | -183.1 | -192.3879 | -182.8 | -192.3135 | 260.0834 | 263.9593
2020-09-12 10:30 | -54 | -57.9396 | 19.3651 | 29.3179 | 80.6509 | 84.6331 | -54 | -57.5847 | -190.0739 | 192.3084 | -190.0739 | 192.3084 | 45.3622 | 87.1154 | 140.7 | 145.0121 | 141.3 | 145.4508 | -175.5 | -183.8165 | -177.4 | -186.1194 | -181.2 | -190.4608 | -181 | -190.7021 | 260.5214 | 264.3438
2020-09-12 11:00 | -54 | -57.5847 | 23.2217 | 31.9571 | 77.8252 | 81.8647 | -54 | -57.5847 | -195.6535 | 198.1692 | -195.6535 | 198.1692 | 44.7257 | 91.1409 | 139.8 | 143.9941 | 139.2 | 143.1978 | -174.8 | -182.0062 | -177 | -185.2058 | -180.9 | -189.196 | -181 | -189.407 | 284.6983 | 289.2034
2020-09-12 11:30 | -64 | -67.3573 | 16.1172 | 28.2199 | 86.938 | 90.4588 | -63 | -66.0984 | -210.9007 | 213.3684 | -210.9007 | 213.3684 | 37.4436 | 80.926 | 128.4 | 131.6562 | 127.5 | 131.0509 | -158.7 | -163.6956 | -162 | -168.0218 | -165.8 | -172.1823 | -165.6 | -171.9894 | 306.7166 | 309.1157
2020-09-12 12:00 | -67 | -70.214 | 10.0195 | 24.5231 | 91.0002 | 94.3803 | -67 | -70.214 | -218.6003 | 220.7821 | -218.6003 | 220.7821 | 38.3418 | 82.6421 | 125.7 | 129.2304 | 126.3 | 129.8837 | -156.1 | -160.9277 | -161.2 | -167.1706 | -165.4 | -171.5974 | -164.3 | -171.2497 | 325.3399 | 327.9497
2020-09-12 12:30 | -49 | -52.5547 | 24.9304 | 32.6995 | 75.6154 | 79.8094 | -49 | -52.5547 | -193.1226 | 195.3993 | -193.1226 | 195.3993 | 35.6715 | 82.5925 | 125.7 | 129.3004 | 127.8 | 131.4123 | -157.6 | -163.0491 | -161.4 | -167.9373 | -165.6 | -172.1952 | -165 | -171.7843 | 308.682 | 311.647
2020-09-12 13:00 | -65 | -68.9493 | 13.5597 | 27.5721 | 88.2625 | 92.49 | -65 | -68.6222 | -203.4946 | 205.8757 | -203.4946 | 205.8757 | 24.9483 | 73.5658 | 129.9 | 133.387 | 129.9 | 133.387 | -160.4 | -167.1718 | -164.4 | -171.7701 | -168.2 | -175.768 | -168.4 | -175.8495 | 291.5153 | 295.3045
2020-09-12 13:30 | -69 | -73.3894 | 6.0445 | 24.07 | 90.8782 | 95.2076 | -69 | -73.3894 | -207.0178 | 209.4524 | -207.0178 | 209.4524 | 38.5242 | 78.812 | 127.5 | 131.2619 | 129.3 | 133.225 | -160.6 | -165.8383 | -165.4 | -171.687 | -168.9 | -176.0568 | -169.8 | -176.1512 | 314.7703 | 319.1321
2020-09-12 14:00 | -68 | -72.8011 | 13.2299 | 29.558 | 89.5349 | 94.1461 | -69 | -73.736 | -199.0638 | 202.1964 | -199.0638 | 202.1964 | 42.4782 | 82.2065 | 130.2 | 133.9563 | 127.5 | 131.853 | -158.9 | -165.2916 | -163 | -170.6881 | -167.2 | -174.8329 | -166.9 | -174.5086 | 308.0655 | 312.4314
2020-09-12 14:30 | -63 | -66.0984 | 13.6125 | 25.2596 | 88.6895 | 91.7023 | -63 | -65.521 | -192.0865 | 194.1467 | -192.0865 | 194.1467 | 44.7113 | 84.8069 | 127.2 | 131.1147 | 126.9 | 130.897 | -159.3 | -164.6333 | -164.1 | -170.1641 | -168 | -174.4209 | -167.9 | -174.176 | 327.8982 | 331.4272
2020-09-12 15:00 | -47 | -49.6488 | 29.3003 | 34.0682 | 71.4488 | 74.601 | -48 | -50.5964 | -180.2611 | 182.0908 | -180.2611 | 182.0908 | 68.6628 | 102.346 | 141.3 | 144.9003 | 142.2 | 145.9114 | -177.5 | -184.1925 | -182.9 | -190.48 | -187.2 | -194.8606 | -186.9 | -194.7401 | 315.7001 | 319.9135
2020-09-12 15:30 | -35 | -37.6962 | 42.2945 | 44.9891 | 59.3816 | 63.0039 | -35 | -37.6962 | -157.7131 | 159.4481 | -157.7131 | 159.4481 | 57.5614 | 96.0791 | 141 | 144.4107 | 141 | 144.8102 | -175.7 | -181.7463 | -179.7 | -186.704 | -184.1 | -191.0841 | -183.8 | -191.1564 | 307.9089 | 312.2679
2020-09-12 16:00 | -24 | -26 | 49.9851 | 51.2999 | 50.2827 | 53.7064 | -23 | -25.0799 | -145.3608 | 146.6528 | -145.3608 | 146.6528 | 62.0179 | 98.2128 | 139.8 | 143.1742 | 140.4 | 144.0228 | -174.6 | -181.0079 | -179.9 | -187.0446 | -184.6 | -191.4669 | -184.4 | -191.5922 | 321.7221 | 325.2223
2020-09-12 16:30 | -11 | -14.2127 | 62.859 | 63.296 | 35.4996 | 38.9074 | -12 | -15 | -137.6946 | 138.5607 | -137.6946 | 138.5607 | 57.447 | 94.3138 | 140.7 | 143.9256 | 140.1 | 143.4671 | -175.7 | -182.0391 | -179.7 | -186.7573 | -184.3 | -191.2102 | -183.8 | -191.2067 | 323.4264 | 326.7235
2020-09-12 17:00 | 4 | 6.4031 | 82.832 | 83.0044 | 22.3605 | 25.6231 | 4 | 7.2111 | -125.2735 | 125.5625 | -125.2735 | 125.5625 | 58.0261 | 93.972 | 140.1 | 143.0903 | 141.9 | 145.0989 | -175.8 | -181.5505 | -179.9 | -186.4144 | -184.1 | -191.0335 | -184.1 | -190.9599 | 334.5684 | 338.0146
2020-09-12 17:30 | 15 | 15.8114 | 100.3271 | 100.5946 | 10.44 | 15.9638 | 15 | 15.8114 | -112.2472 | 112.3936 | -112.2472 | 112.3936 | 25.0244 | 65.6161 | 141.6 | 145.1929 | 140.1 | 143.5976 | -174.4 | -180.837 | -178.9 | -186.7321 | -183.1 | -191.4001 | -182.9 | -191.1564 | 330.2048 | 333.4413
2020-09-12 18:00 | 23 | 23.5372 | 107.1221 | 107.5202 | 7.8779 | 14.2522 | 22 | 22.8035 | -111.2938 | 111.351 | -111.2938 | 111.351 | 14.973 | 62.3782 | 141 | 144.6078 | 139.8 | 144.0662 | -175.7 | -182.9781 | -180.1 | -188.2163 | -184.8 | -192.884 | -184.4 | -192.6124 | 339.9659 | 346.6292
2020-09-12 18:30 | 16 | 16.7631 | 104.022 | 104.4867 | 15.4461 | 18.9692 | 16 | 16.7631 | -121.1798 | 121.184 | -121.1798 | 121.184 | 12.6829 | 60.9438 | 139.8 | 143.1742 | 140.1 | 143.5976 | -175.2 | -181.49 | -180.5 | -187.772 | -185.2 | -192.3888 | -184.9 | -192.3598 | 355.6536 | 362.4847
2020-09-12 19:00 | 13 | 14.3178 | 99.7039 | 100.2 | 17.7014 | 21.6185 | 14 | 15.2315 | -121.0993 | 121.1806 | -121.0993 | 121.1806 | 23.0971 | 67.7903 | 140.1 | 143.8656 | 140.1 | 143.7304 | -175.1 | -181.6928 | -180.6 | -188.3363 | -185.2 | -192.7172 | -184.9 | -192.6345 | 349.0293 | 355.4507
2020-09-12 19:30 | 5 | 9.434 | 90.2298 | 91.0617 | 24.3619 | 28.3546 | 4 | 9.8489 | -127.2113 | 127.6235 | -127.2113 | 127.6235 | 29.6662 | 73.1565 | 141.9 | 145.9632 | 141.6 | 145.8855 | -174.7 | -182.6582 | -179.2 | -187.7372 | -184 | -192.217 | -183.3 | -192.0381 | 331.5136 | 338.3566
2020-09-12 20:00 | 1 | 1 | 88.5109 | 88.7904 | 24.313 | 26.578 | 0 | 0 | -121.8313 | 122.0482 | -121.8313 | 122.0482 | 33.1454 | 69.7233 | 140.7 | 144.4499 | 141 | 144.6078 | -175.3 | -181.9926 | -178.2 | -186.1154 | -182.6 | -190.6745 | -182.3 | -190.503 | 304.9246 | 308.8382
2020-09-12 20:30 | 0 | 0 | 83.4858 | 83.5905 | 25.2 | 26.8669 | 0 | 0 | -116.0266 | 116.1336 | -116.0266 | 116.1336 | 55.6682 | 92.7539 | 140.1 | 144.3574 | 140.4 | 144.721 | -176.9 | -184.526 | -179.4 | -187.7592 | -182.7 | -191.002 | -183.1 | -191.7077 | 305.4754 | 309.365
2020-09-12 21:00 | 1 | 1 | 87.0839 | 87.1146 | 19.0906 | 21.1784 | 1 | 1 | -107.9594 | 108.1773 | -107.9594 | 108.1773 | 64.5907 | 99.1958 | 142.5 | 146.7592 | 141.6 | 146.031 | -175.8 | -183.9066 | -178.8 | -187.6354 | -182.9 | -191.9063 | -182.9 | -192.1807 | 298.3709 | 302.2594
2020-09-12 21:30 | 19 | 19.0263 | 95.3924 | 95.4019 | 8.9778 | 12.6523 | 18 | 18.0278 | -92.2442 | 92.5975 | -92.2442 | 92.5975 | 76.995 | 105.7018 | 140.4 | 144.5766 | 141 | 145.3032 | -175.3 | -182.4665 | -178 | -185.9446 | -182.3 | -190.4727 | -182.1 | -190.5262 | 287.7033 | 289.6621
2020-09-12 22:00 | 16 | 16.2788 | 90.3598 | 90.3724 | 9.3395 | 14.9927 | 16 | 16.2788 | -84.3119 | 85.2836 | -84.3119 | 85.2836 | 91.7898 | 122.0664 | 140.1 | 144.8779 | 139.2 | 144.1627 | -174.4 | -182.8509 | -176.6 | -186.1006 | -180.8 | -190.5905 | -180.6 | -190.4983 | 283.0864 | 285.7299
2020-09-12 22:30 | 15 | 16.1555 | 84.762 | 84.8077 | 11.6588 | 19.0746 | 14 | 15.2315 | -87.5561 | 89.2012 | -87.5561 | 89.2012 | 102.2875 | 130.5512 | 138.9 | 144.1627 | 139.8 | 144.8988 | -175 | -183.3835 | -177 | -187.0568 | -181.4 | -191.6685 | -181.4 | -191.6796 | 277.4297 | 279.8622
2020-09-12 23:00 | 20 | 20.8806 | 87.4437 | 87.4566 | 5.4115 | 15.9662 | 20 | 20.8806 | -81.5094 | 83.1982 | -81.5094 | 83.1982 | 111.7645 | 138.4845 | 141.3 | 146.4249 | 138.9 | 144.2713 | -173.5 | -182.9062 | -175.4 | -185.7703 | -179.2 | -189.6224 | -179.1 | -189.7911 | 264.7935 | 266.6499
2020-09-12 23:30 | 23 | 23.7697 | 89.7546 | 89.7611 | 0.35281 | 15.99 | 23 | 23.7697 | -82.2134 | 83.8565 | -82.2134 | 83.8565 | 97.4829 | 122.709 | 140.4 | 145.2446 | 141.6 | 146.5585 | -175.5 | -184.0364 | -177.4 | -187.0171 | -181.5 | -191.1917 | -181.1 | -191.0336 | 256.0775 | 257.7853
2020-09-13 | 17 | 18.3848 | 84.9579 | 84.9875 | 1.457 | 17.8923 | 17 | 18.3848 | -74.1075 | 77.0751 | -74.1075 | 77.0751 | 106.9027 | 133.8689 | 140.7 | 145.6891 | 140.4 | 145.4777 | -174.8 | -184.077 | -176 | -186.2713 | -180.2 | -190.5677 | -179.9 | -190.5132 | 248.3306 | 249.6993
2020-09-13 00:30 | 26 | 26.4764 | 85.7154 | 85.7378 | -3.7468 | 15.6857 | 26 | 26.4764 | -59.8787 | 63.0135 | -59.8787 | 63.0135 | 118.1651 | 145.3906 | 142.2 | 147.3721 | 140.7 | 145.9252 | -175.8 | -184.7094 | -176.4 | -186.9123 | -180.8 | -191.3345 | -180.5 | -190.939 | 243.5414 | 244.1804
2020-09-13 01:00 | 28 | 28.4429 | 85.8802 | 85.9484 | -6.4748 | 16.3303 | 28 | 28.4429 | -51.9511 | 56.2745 | -51.9511 | 56.2745 | 122.7155 | 150.917 | 141.6 | 147.7831 | 143.7 | 150.0531 | -178.9 | -189.2582 | -179.1 | -190.5437 | -183.3 | -195.1458 | -182.9 | -194.8033 | 234.5961 | 235.0027
2020-09-13 01:30 | 28 | 28.2843 | 83.229 | 83.3181 | -6.3007 | 15.7205 | 27 | 27.2947 | -50.5671 | 55.2533 | -50.5671 | 55.2533 | 136.8416 | 164.4066 | 141.6 | 148.4879 | 141.9 | 149.1389 | -176 | -188.5 | -176 | -189.6694 | -180.5 | -194.3303 | -180.2 | -194.5754 | 219.3085 | 219.8531
2020-09-13 02:00 | 25 | 25.1794 | 80.5801 | 80.6827 | -6.0653 | 16.758 | 25 | 25.4951 | -43.5252 | 49.8733 | -43.5252 | 49.8733 | 142.572 | 170.5031 | 143.1 | 150.1898 | 142.5 | 149.9883 | -176.9 | -190.136 | -176.4 | -190.6796 | -180.4 | -194.723 | -180.1 | -195.0155 | 213.8605 | 214.8914
2020-09-13 02:30 | 27 | 27.0185 | 79.517 | 79.8381 | -7.5821 | 15.4079 | 27 | 27.074 | -40.8361 | 46.1695 | -40.8361 | 46.1695 | 140.6286 | 164.4316 | 141 | 147.9158 | 141.3 | 148.7546 | -175.3 | -188.3176 | -173.9 | -187.9113 | -177.9 | -192.4214 | -177.5 | -192.4313 | 194.1165 | 194.6221
2020-09-13 03:00 | 29 | 29 | 81.1198 | 81.7535 | -9.4126 | 13.6796 | 28 | 28 | -37.3525 | 41.0935 | -37.3525 | 41.0935 | 151.019 | 169.2746 | 143.4 | 150.0279 | 144.6 | 151.0881 | -178.7 | -190.6375 | -177.2 | -190.2327 | -181.3 | -194.5975 | -181.3 | -194.963 | 202.854 | 203.2642
2020-09-13 03:30 | 24 | 24 | 76.8041 | 77.4704 | -6.8901 | 12.3103 | 24 | 24 | -41.4948 | 45.1754 | -41.4948 | 45.1754 | 158.88 | 175.6518 | 143.1 | 149.5656 | 142.2 | 148.7927 | -177 | -189.1505 | -175.8 | -188.7996 | -179.9 | -193.3304 | -179.7 | -193.5131 | 198.491 | 198.8132
2020-09-13 04:00 | 25 | 25 | 75.2705 | 76.0956 | -5.5667 | 10.378 | 25 | 25 | -38.4398 | 41.4524 | -38.4398 | 41.4524 | 159.5621 | 174.6487 | 143.1 | 150.1898 | 144 | 150.9572 | -178.8 | -190.3511 | -177.1 | -190.0365 | -181.6 | -194.2005 | -181.2 | -194.5975 | 199.7068 | 199.9071
2020-09-13 04:30 | 29 | 29.0172 | 79.0125 | 79.9575 | -10.3523 | 13.3641 | 29 | 29.0172 | -31.6906 | 34.8232 | -31.6906 | 34.8232 | 160.1369 | 175.4332 | 143.1 | 149.5656 | 143.4 | 150.2054 | -177 | -188.7654 | -175.6 | -188.5241 | -179.8 | -192.982 | -179.4 | -193.0493 | 194.9008 | 195.108
2020-09-13 05:00 | 27 | 27.0185 | 76.7253 | 77.5609 | -7.4964 | 11.4189 | 26 | 26.0192 | -32.1192 | 35.0553 | -32.1192 | 35.0553 | 159.0579 | 174.4043 | 143.7 | 149.967 | 143.7 | 150.0531 | -177.3 | -188.711 | -176 | -188.701 | -180.2 | -193.138 | -180 | -193.3139 | 198.0663 | 198.1765
2020-09-13 05:30 | 22 | 22.0227 | 72.9076 | 73.6896 | -2.691 | 9.3698 | 22 | 22 | -45.7143 | 48.403 | -45.7143 | 48.403 | 158.6792 | 173.8581 | 142.2 | 148.3302 | 143.4 | 149.4241 | -178.5 | -189.984 | -177.2 | -190.1593 | -181.2 | -194.4313 | -180.9 | -194.5457 | 197.7749 | 197.9354
2020-09-13 06:00 | 22 | 22 | 74.809 | 75.5771 | -3.9024 | 9.7558 | 23 | 23 | -46.6536 | 49.1119 | -46.6536 | 49.1119 | 155.7591 | 169.9588 | 144.3 | 149.0179 | 144.3 | 149.1688 | -176.6 | -186.4276 | -175.5 | -186.9297 | -179.6 | -191.2001 | -179.5 | -191.5278 | 205.001 | 205.0021
2020-09-13 06:30 | 23 | 23 | 74.7188 | 75.2584 | -2.8511 | 10.8399 | 22 | 22 | -51.6076 | 54.6883 | -51.6076 | 54.6883 | 148.9962 | 163.5222 | 142.5 | 147.5055 | 142.8 | 147.8729 | -177 | -186.1674 | -176.4 | -186.682 | -180.4 | -190.8872 | -180 | -190.8723 | 203.6652 | 203.74
2020-09-13 07:00 | 21 | 21 | 71.6669 | 72.1919 | -0.64181 | 12.0687 | 22 | 22 | -54.6157 | 58.6709 | -54.6157 | 58.6709 | 144.2361 | 159.254 | 143.4 | 148.3751 | 142.2 | 147.4511 | -177.2 | -186.6718 | -177.3 | -187.6634 | -181.4 | -191.9957 | -181.1 | -192.1982 | 211.5627 | 211.7274
2020-09-13 07:30 | 17 | 17 | 68.084 | 68.6647 | 1.8859 | 11.9316 | 17 | 17 | -56.6582 | 60.0055 | -56.6582 | 60.0055 | 138.8725 | 154.4554 | 140.7 | 145.7673 | 141.9 | 147.2416 | -177.9 | -186.7714 | -178.7 | -188.3813 | -182.7 | -192.8407 | -182.3 | -193.2934 | 222.9348 | 223.3138
2020-09-13 08:00 | 15 | 15 | 63.2753 | 63.9408 | 3.5429 | 11.8367 | 15 | 15 | -63.574 | 66.4149 | -63.574 | 66.4149 | 123.777 | 142.2557 | 140.4 | 145.636 | 141.6 | 146.8726 | -177 | -186.363 | -178.9 | -189.0733 | -183.2 | -193.6265 | -183.1 | -193.5055 | 238.4651 | 239.1973
2020-09-13 08:30 | 13 | 17.0294 | 56.3867 | 60.2345 | 5.1596 | 8.8591 | 13 | 17.0294 | -60.4022 | 60.4374 | -60.4022 | 60.4374 | 110.7022 | 132.305 | 138.6 | 143.5835 | 141.6 | 146.329 | -176.1 | -184.9724 | -179.3 | -189.1681 | -183.5 | -193.6272 | -183.3 | -193.6624 | 240.8699 | 241.1185
2020-09-13 09:00 | 11 | 15.5563 | 54.1115 | 58.4508 | 4.2028 | 8.7251 | 11 | 16.2788 | -52.0403 | 52.0404 | -52.0403 | 52.0404 | 106.6895 | 130.2977 | 140.4 | 145.1681 | 139.2 | 144.3994 | -175.2 | -183.7805 | -180 | -189.5165 | -184.5 | -194.2286 | -184.3 | -194.322 | 257.8574 | 258.4727
2020-09-13 09:30 | 8 | 13.6015 | 42.415 | 47.6464 | 4.0285 | 7.6539 | 8 | 13.6015 | -46.7317 | 46.7328 | -46.7317 | 46.7328 | 108.1543 | 131.6524 | 139.2 | 143.8552 | 140.1 | 144.6514 | -173.9 | -182.27 | -178.6 | -187.9679 | -182.8 | -192.651 | -182.6 | -192.9627 | 264.5839 | 265.6004
2020-09-13 10:00 | 5 | 12.083 | 33.0914 | 39.9173 | 5.9142 | 8.6664 | 4 | 11.7047 | -47.1906 | 47.1908 | -47.1906 | 47.1908 | 113.9754 | 134.7054 | 140.7 | 144.7263 | 140.4 | 144.3645 | -175.1 | -182.7725 | -180.4 | -189.1607 | -184.8 | -193.688 | -184.6 | -193.8298 | 288.3164 | 289.6406
2020-09-13 10:30 | -6 | -10 | 18.6877 | 27.444 | 17.0056 | 17.3659 | -6 | -10 | -56.6161 | 56.6463 | -56.6161 | 56.6463 | 100.9659 | 124.2512 | 139.8 | 144.6647 | 140.1 | 145.0319 | -174.4 | -182.1606 | -178.8 | -188.0609 | -183.2 | -192.5515 | -183 | -192.8044 | 261.8091 | 263.4929
2020-09-13 11:00 | -14 | -15.2315 | 12.3887 | 21.3826 | 20.8098 | 21.8379 | -14 | -15.2315 | -58.8099 | 59.1411 | -58.8099 | 59.1411 | 86.2171 | 110.3226 | 136.2 | 141.5914 | 139.5 | 144.8491 | -169.8 | -179.1465 | -173 | -183.0013 | -176.9 | -187.0175 | -176.9 | -187.1467 | 243.4195 | 246.0668
2020-09-13 11:30 | -25 | -25.318 | 0.10242 | 16.9725 | 31.1448 | 31.8205 | -25 | -25.4951 | -71.9684 | 72.2418 | -71.9684 | 72.2418 | 96.6516 | 114.7555 | 121.2 | 126.0146 | 122.4 | 127.3333 | -151.2 | -158.5758 | -154.1 | -162.32 | -157.7 | -166.3992 | -157.7 | -166.3707 | 264.5408 | 266.2442
2020-09-13 12:00 | -30 | -30.1496 | 0.93862 | 14.0834 | 31.0304 | 32.3528 | -30 | -30.1496 | -69.3056 | 70.0779 | -69.3056 | 70.0779 | 89.1943 | 106.7977 | 106.2 | 111.9446 | 107.4 | 113.0837 | -137.6 | -143.4725 | -142.4 | -149.0923 | -146 | -152.7258 | -145.8 | -152.7707 | 259.5991 | 261.4391
2020-09-13 12:30 | -29 | -29 | 2.0856 | 9.7017 | 32.9882 | 35.6381 | -30 | -30 | -70.927 | 72.9604 | -70.927 | 72.9604 | 84.8548 | 112.0029 | 106.5 | 113.1099 | 108.3 | 115.0069 | -134.9 | -143.3875 | -139.5 | -149.1226 | -143.1 | -152.8792 | -142.7 | -152.8247 | 246.9901 | 249.2469
2020-09-13 13:00 | -31 | -31.0161 | -6.8958 | 15.0143 | 38.4874 | 39.6719 | -31 | -31.0161 | -76.5645 | 77.3433 | -76.5645 | 77.3433 | 75.8813 | 97.8368 | 95.4 | 101.2441 | 97.8 | 103.9079 | -123 | -129.7168 | -128.1 | -136.347 | -131 | -139.3544 | -130.8 | -139.3738 | 240.0492 | 240.0875
2020-09-13 13:30 | -33 | -33 | -8.6506 | 16.0012 | 38.3071 | 39.7399 | -33 | -33.0151 | -76.4273 | 77.3772 | -76.4273 | 77.3772 | 69.5658 | 86.9229 | 89.7 | 95.7865 | 92.4 | 99.0568 | -114.7 | -120.5201 | -120.3 | -127.8892 | -122.7 | -130.3169 | -122.8 | -130.5802 | 239.7354 | 240.0342
2020-09-13 14:00 | -37 | -37.0135 | -12.0295 | 16.1051 | 43.3195 | 45.0776 | -37 | -37 | -83.5018 | 84.8081 | -83.5018 | 84.8081 | 76.6356 | 92.7934 | 90.9 | 96.9111 | 89.4 | 95.7183 | -111.7 | -118.0692 | -116.7 | -123.9386 | -119.8 | -127.0061 | -119.8 | -127.3926 | 241.1758 | 241.3041
2020-09-13 14:30 | -40 | -40.6079 | -13.4196 | 14.3596 | 46.8832 | 50.2002 | -39 | -39.4588 | -90.4339 | 93.6996 | -90.4339 | 93.6996 | 66.0165 | 84.3396 | 89.7 | 95.7564 | 90 | 96.1728 | -110 | -116.9513 | -114.9 | -123.2379 | -117.7 | -126.3677 | -117.6 | -126.3737 | 235.6625 | 235.6845
2020-09-13 15:00 | -56 | -57.4891 | -22.4996 | 22.6374 | 59.5532 | 63.6256 | -55 | -56.5155 | -111.7748 | 116.306 | -111.7748 | 116.306 | 57.0709 | 75.5923 | 87.6 | 93.9307 | 87.3 | 93.76 | -109.9 | -116.0321 | -114.4 | -121.4653 | -117.6 | -124.5027 | -117.4 | -124.4765 | 247.7756 | 247.8795
2020-09-13 15:30 | -49 | -50.2195 | -14.6714 | 14.7448 | 59.3019 | 63.0668 | -49 | -50.2195 | -116.6818 | 120.8175 | -116.6818 | 120.8175 | 47.3444 | 70.1576 | 81.9 | 88.411 | 83.1 | 89.0843 | -107.1 | -111.0951 | -111.3 | -117.5511 | -113.5 | -120.3452 | -113.6 | -120.3203 | 256.8356 | 256.8358
2020-09-13 16:00 | -52 | -53.1507 | -12.0456 | 12.2299 | 64.466 | 67.7718 | -52 | -53.1507 | -129.584 | 133.1941 | -129.584 | 133.1941 | 54.4403 | 75.3285 | 93.6 | 99.247 | 94.2 | 99.6163 | -119.6 | -122.0846 | -124.7 | -128.7051 | -127.9 | -131.8992 | -127.9 | -131.8059 | 272.6501 | 272.6511
2020-09-13 16:30 | -45 | -45.8912 | 2.1876 | 2.9253 | 61.4983 | 64.3614 | -46 | -46.8722 | -132.7447 | 135.5551 | -132.7447 | 135.5551 | 72.6297 | 92.339 | 112.2 | 116.2979 | 113.4 | 117.6937 | -140.2 | -145.7671 | -144.4 | -151.4893 | -148 | -155.2534 | -147.8 | -155.2147 | 274.8008 | 274.8264
2020-09-13 17:00 | -33 | -33.3766 | 29.0501 | 29.1868 | 49.5293 | 51.6358 | -33 | -33.3766 | -124.8431 | 126.3188 | -124.8431 | 126.3188 | 74.0712 | 102.8908 | 134.1 | 138.1007 | 133.8 | 137.8094 | -168.9 | -176.0825 | -171.8 | -180.4743 | -175.7 | -184.6741 | -175.4 | -184.5735 | 279.5824 | 279.6304
2020-09-13 17:30 | -22 | -22.561 | 43.4004 | 43.4138 | 45.5475 | 47.62 | -22 | -22.561 | -126.7181 | 127.7267 | -126.7181 | 127.7267 | 59.462 | 100.9712 | 143.1 | 147.0606 | 143.1 | 147.1301 | -179.7 | -186.9341 | -182.9 | -191.3985 | -187.3 | -195.6776 | -186.9 | -195.8178 | 287.0779 | 287.2483
2020-09-13 18:00 | -11 | -11 | 58.6022 | 58.6507 | 39.5443 | 40.8078 | -11 | -11 | -123.995 | 124.1946 | -123.995 | 124.1946 | 68.5411 | 89.7837 | 140.7 | 144.3823 | 141.6 | 145.3267 | -177 | -183.4486 | -182.9 | -190.3135 | -187.5 | -194.9309 | -187.1 | -194.5987 | 375.611 | 375.6228
2020-09-13 18:30 | -22 | -22.561 | 58.8503 | 59.2846 | 48.0198 | 49.8995 | -22 | -22.3607 | -146.8608 | 147.0618 | -146.8608 | 147.0618 | 51.9553 | 96.0368 | 141.3 | 145.1709 | 141 | 144.9481 | -175.2 | -182.1403 | -182.8 | -190.6943 | -187.7 | -195.6485 | -187 | -195.1477 | 395.5118 | 395.6941
2020-09-13 19:00 | -22 | -23.7697 | 59.9031 | 61.0425 | 49.721 | 52.1597 | -21 | -22.8473 | -148.272 | 148.7942 | -148.272 | 148.7942 | 50.6861 | 88.4157 | 139.8 | 143.6421 | 140.7 | 144.5869 | -174.6 | -181.5907 | -181.6 | -190.3055 | -186.3 | -195.09 | -186 | -195.0127 | 394.5865 | 394.722
2020-09-13 19:30 | -29 | -31.3847 | 51.8535 | 53.4641 | 56.2578 | 59.0612 | -29 | -31.0161 | -154.4704 | 155.3336 | -154.4704 | 155.3336 | 58.7701 | 94.9108 | 139.8 | 144.2123 | 141.3 | 145.6669 | -176.6 | -184.3528 | -182.9 | -192.3347 | -187.7 | -197.2351 | -187.5 | -197.2949 | 385.8762 | 386.1712
2020-09-13 20:00 | -29 | -31.3847 | 51.8023 | 53.578 | 55.9375 | 58.9471 | -30 | -31.9531 | -149.0212 | 150.282 | -149.0212 | 150.282 | 78.231 | 108.6077 | 138.9 | 143.4894 | 140.1 | 144.9547 | -173.9 | -182.1804 | -180.5 | -190.6251 | -185.3 | -195.1136 | -185 | -195.5622 | 382.0403 | 382.15
2020-09-13 20:30 | -30 | -31.9531 | 50.4587 | 51.7503 | 54.7039 | 57.6591 | -30 | -31.9531 | -143.1329 | 144.5113 | -143.1329 | 144.5113 | 93.4867 | 121.4549 | 138.9 | 143.7178 | 139.8 | 144.5879 | -172.3 | -181.4371 | -179.2 | -189.5318 | -183.8 | -194.3002 | -183.3 | -194.1564 | 377.8557 | 377.9268
2020-09-13 21:00 | -26 | -27.5136 | 50.1211 | 50.7769 | 52.2424 | 54.701 | -27 | -28.4605 | -136.9541 | 138.0253 | -136.9541 | 138.0253 | 98.8394 | 129.3607 | 140.7 | 145.6116 | 139.8 | 144.8988 | -173.8 | -182.6716 | -178.9 | -189.1042 | -183.5 | -193.5337 | -183.3 | -193.4999 | 364.7431 | 365.2445
2020-09-13 21:30 | -21 | -22.1359 | 55.0857 | 55.3726 | 45.7597 | 48.2367 | -21 | -22.1359 | -126.8467 | 128.0136 | -126.8467 | 128.0136 | 101.8864 | 135.7623 | 139.5 | 143.7028 | 140.1 | 144.2854 | -174.8 | -182.4277 | -180 | -188.961 | -184.4 | -193.3364 | -184.2 | -193.5407 | 336.4173 | 337.4202
2020-09-13 22:00 | -25 | -25.9615 | 46.8562 | 47.245 | 49.4732 | 52.0992 | -25 | -25.9615 | -126.7705 | 128.3726 | -126.7705 | 128.3726 | 114.7603 | 144.6942 | 139.2 | 143.4841 | 141.3 | 145.5223 | -175.7 | -183.2445 | -180.5 | -189.3869 | -184.8 | -193.6282 | -184.7 | -193.986 | 329.6974 | 330.5982
2020-09-13 22:30 | -23 | -24.3516 | 47.3731 | 47.6597 | 46.533 | 49.4963 | -24 | -25.2982 | -124.9015 | 126.5806 | -124.9015 | 126.5806 | 130.5302 | 155.965 | 140.7 | 144.7941 | 139.8 | 143.9941 | -174.3 | -181.71 | -178.5 | -186.999 | -182.8 | -191.4645 | -182.5 | -191.5146 | 314.9782 | 315.3257
2020-09-13 23:00 | -14 | -15.2315 | 51.9263 | 52.0172 | 39.2244 | 42.3517 | -14 | -15.2315 | -114.6341 | 116.1798 | -114.6341 | 116.1798 | 144.7175 | 166.2305 | 140.4 | 144.4346 | 141.9 | 146.1049 | -177.7 | -184.712 | -180.6 | -189.5023 | -185 | -193.7834 | -184.7 | -194.0166 | 317.4015 | 317.4947
2020-09-13 23:30 | 0 | 6 | 69.183 | 69.1866 | 21.1102 | 26.4327 | 0 | 6 | -94.1266 | 95.6611 | -94.1266 | 95.6611 | 128.281 | 154.777 | 140.7 | 144.5181 | 140.1 | 144.2139 | -175.3 | -183.0133 | -178.7 | -187.7537 | -182.8 | -192.1879 | -182.8 | -192.4299 | 307.7028 | 307.8176
2020-09-14 | 0 | 5.099 | 62.1021 | 62.1028 | 24.308 | 28.8346 | 0 | 5.099 | -91.8171 | 93.6167 | -91.8171 | 93.6167 | 137.4329 | 162.3002 | 140.7 | 144.868 | 141.6 | 145.8136 | -175.6 | -182.7629 | -178.2 | -186.7688 | -182.4 | -191.2966 | -182 | -191.5088 | 296.8275 | 296.8279
2020-09-14 00:30 | -8 | -10 | 55.248 | 55.2488 | 28.3998 | 32.7602 | -8 | -10 | -91.8274 | 94.1896 | -91.8274 | 94.1896 | 145.8735 | 168.7268 | 141.3 | 144.9003 | 139.2 | 142.9893 | -175 | -182.2646 | -177.2 | -185.9591 | -181.7 | -190.3 | -181.3 | -190.2497 | 280.8735 | 281.0249
2020-09-14 01:00 | -7 | -8.6023 | 52.5511 | 52.5869 | 28.5266 | 32.3087 | -7 | -8.6023 | -88.3455 | 90.6795 | -88.3455 | 90.6795 | 151.7366 | 173.3035 | 141.6 | 145.3267 | 141.3 | 145.1709 | -177.4 | -184.4753 | -179.8 | -188.5283 | -184.2 | -192.8472 | -183.9 | -193.0108 | 284.0729 | 284.3898
2020-09-14 01:30 | -9 | -10.8167 | 48.2776 | 48.2863 | 30.4203 | 34.91 | -9 | -10.8167 | -89.3226 | 92.6631 | -89.3226 | 92.6631 | 155.7789 | 177.6871 | 141 | 144.8102 | 139.2 | 143.2684 | -175 | -182.1894 | -176.6 | -185.63 | -181.2 | -189.9672 | -180.8 | -190.1167 | 265.0401 | 265.3014
2020-09-14 02:00 | -18 | -19.3132 | 41.2422 | 41.245 | 35.9846 | 40.0307 | -18 | -19.3132 | -93.9229 | 97.3965 | -93.9229 | 97.3965 | 152.3577 | 174.0951 | 140.1 | 144.0728 | 140.1 | 144.6514 | -174.8 | -182.2004 | -175.4 | -184.4912 | -179.6 | -188.7023 | -179.2 | -188.7254 | 245.4574 | 245.7108
2020-09-14 02:30 | -32 | -33.5261 | 24.2112 | 24.5376 | 51.7485 | 55.1798 | -32 | -33.2415 | -114.9827 | 118.5974 | -114.9827 | 118.5974 | 155.6306 | 175.6995 | 143.1 | 147.6323 | 143.4 | 148.0715 | -175.5 | -183.9667 | -175.5 | -185.5735 | -179.8 | -189.7136 | -179.2 | -189.9185 | 228.5962 | 228.8451
2020-09-14 03:00 | -32 | -33.5261 | 25.2278 | 25.4306 | 49.8476 | 53.4808 | -31 | -32.28 | -110.9325 | 114.7143 | -110.9325 | 114.7143 | 148.1478 | 170.8317 | 143.1 | 147.9319 | 143.7 | 148.437 | -177.2 | -185.9132 | -176.4 | -186.142 | -180.7 | -190.5619 | -180.4 | -190.8384 | 209.591 | 210.4824
2020-09-14 03:30 | -37 | -38.3275 | 20.7096 | 20.9831 | 54.1238 | 57.3343 | -37 | -38.0789 | -115.9714 | 119.4379 | -115.9714 | 119.4379 | 157.2511 | 175.3231 | 139.8 | 144.0662 | 141.9 | 146.1767 | -174.8 | -183.3037 | -173.9 | -183.2546 | -177.7 | -187.9662 | -177.7 | -187.9406 | 221.5953 | 223.0504
2020-09-14 04:00 | -41 | -42.2019 | 18.7944 | 19.6204 | 57.412 | 60.8675 | -41 | -41.9762 | -119.5871 | 123.4196 | -119.5871 | 123.4196 | 147.6111 | 168.9422 | 138 | 142.3939 | 138.3 | 143.3727 | -172.6 | -181.5672 | -172 | -182.5059 | -176.2 | -186.6757 | -175.8 | -186.563 | 208.9384 | 209.3584
2020-09-14 04:30 | -41 | -42.72 | 16.9891 | 18.5709 | 60.7412 | 64.4385 | -42 | -43.6807 | -124.7878 | 128.9958 | -124.7878 | 128.9958 | 149.545 | 171.3483 | 143.4 | 148.2222 | 143.7 | 148.5124 | -179.6 | -188.6021 | -178.6 | -188.6538 | -182.8 | -193.1418 | -182.4 | -193.2253 | 207.8948 | 208.0627
2020-09-14 05:00 | -46 | -47.5395 | 13.8461 | 17.018 | 67.0804 | 70.3481 | -46 | -47.5395 | -139.511 | 143.5138 | -139.511 | 143.5138 | 144.2769 | 164.9132 | 144.3 | 148.9433 | 144 | 148.6526 | -179.8 | -188.4683 | -179.1 | -189.1709 | -183.5 | -193.6911 | -183.2 | -193.7949 | 223.8517 | 224.0147
2020-09-14 05:30 | -47 | -48.7647 | 19.3245 | 22.2819 | 66.5759 | 69.644 | -46 | -47.8017 | -139.0603 | 142.7654 | -139.0603 | 142.7654 | 136.9489 | 159.9726 | 142.8 | 147.7953 | 143.1 | 148.0083 | -177.5 | -186.893 | -177.4 | -188.5981 | -181.6 | -192.4481 | -181.5 | -192.6266 | 235.0809 | 235.1095
2020-09-14 06:00 | -35 | -36.4006 | 36.4343 | 38.1642 | 56.9548 | 59.0488 | -35 | -36.4006 | -126.4579 | 128.5765 | -126.4579 | 128.5765 | 136.7792 | 154.758 | 143.1 | 146.7221 | 144.3 | 147.8273 | -179 | -186.0074 | -179.9 | -188.1655 | -184.3 | -192.638 | -184.2 | -192.6411 | 279.3344 | 280.4569
2020-09-14 06:30 | -25 | -25.7099 | 52.4743 | 53.9208 | 50.2291 | 51.8016 | -24 | -24.5153 | -122.5399 | 123.813 | -122.5399 | 123.813 | 124.8084 | 141.3275 | 142.5 | 145.1482 | 143.1 | 145.8522 | -176.8 | -182.7526 | -179.3 | -187.4013 | -184 | -191.6592 | -183.9 | -192.088 | 307.8709 | 307.9474
2020-09-14 07:00 | -16 | -16.7631 | 57.5362 | 58.6248 | 44.6352 | 46.2641 | -16 | -16.7631 | -116.185 | 117.1454 | -116.185 | 117.1454 | 91.3867 | 115.6854 | 141 | 143.8627 | 140.1 | 143.0903 | -175.8 | -181.5177 | -178.6 | -186.355 | -183.3 | -190.3214 | -182.9 | -190.7611 | 305.2776 | 306.0605
2020-09-14 07:30 | -8 | -8.0623 | 71.1455 | 71.5699 | 33.8031 | 34.4337 | -7 | -7.0711 | -102.7627 | 102.9129 | -102.7627 | 102.9129 | 77.3932 | 101.4439 | 140.1 | 142.9694 | 141 | 143.7338 | -174.2 | -179.5737 | -177.4 | -184.9433 | -181.7 | -189.3535 | -181.5 | -189.4478 | 303.0059 | 304.1326
2020-09-14 08:00 | -12 | -12 | 58.4882 | 58.7826 | 39.2198 | 39.6274 | -12 | -12 | -117.4634 | 117.5421 | -117.4634 | 117.5421 | 64.4183 | 88.2685 | 141.3 | 143.5825 | 140.7 | 143.1003 | -175.7 | -180.3524 | -180.4 | -186.754 | -184.8 | -191.1347 | -184.9 | -191.4371 | 314.4536 | 316.5327
2020-09-14 08:30 | -22 | -22.0907 | 45.7865 | 46.5378 | 45.6772 | 46.452 | -23 | -23.0868 | -127.7183 | 127.931 | -127.7183 | 127.931 | 61.0645 | 85.1772 | 139.5 | 141.9761 | 139.2 | 141.7375 | -176.5 | -180.2711 | -180.2 | -186.3752 | -184.5 | -190.6833 | -184.8 | -191.1373 | 325.7528 | 329.2355
2020-09-14 09:00 | -41 | -41.9762 | 35.4842 | 39.7761 | 68.5341 | 69.7633 | -42 | -42.9535 | -159.2669 | 159.9169 | -159.2669 | 159.9169 | 59.9373 | 84.2161 | 139.8 | 142.0531 | 139.5 | 141.8658 | -174.2 | -178.5311 | -180.3 | -186.6574 | -184.6 | -191.0636 | -184.7 | -191.2699 | 338.483 | 342.2512
2020-09-14 09:30 | -46 | -46.6905 | 31.0465 | 35.3967 | 69.9504 | 71.0349 | -45 | -45.5412 | -153.2038 | 153.9891 | -153.2038 | 153.9891 | 76.5325 | 96.328 | 138 | 140.3362 | 139.8 | 142.2709 | -172.9 | -177.5118 | -181.5 | -187.7654 | -185.9 | -192.1985 | -185.8 | -192.3065 | 349.1975 | 352.85
2020-09-14 10:00 | -50 | -50.9902 | 21.7031 | 28.7101 | 72.0349 | 73.651 | -50 | -50.9902 | -150.0165 | 151.061 | -150.0165 | 151.061 | 91.1223 | 106.4589 | 139.2 | 141.5164 | 137.7 | 140.0961 | -173.9 | -178.6449 | -180.2 | -186.6127 | -184.9 | -191.3596 | -185 | -191.7424 | 330.1887 | 333.5129
2020-09-14 10:30 | -45 | -45.8912 | 23.4554 | 28.2721 | 66.7011 | 68.0004 | -45 | -45.8912 | -140.6316 | 141.3552 | -140.6316 | 141.3552 | 106.3864 | 119.6225 | 140.1 | 142.4558 | 139.8 | 142.2709 | -176.5 | -181.2448 | -181.2 | -187.7345 | -185.6 | -192.191 | -185.7 | -192.5495 | 308.923 | 311.7484
2020-09-14 11:00 | -46 | -46.1736 | 15.3971 | 18.8838 | 65.2276 | 66.1558 | -46 | -46.1736 | -136.2912 | 136.8543 | -136.2912 | 136.8543 | 93.574 | 111.8109 | 141.3 | 143.8005 | 141.3 | 143.7451 | -175.6 | -180.4659 | -180.3 | -186.1003 | -184.7 | -190.5369 | -184.6 | -190.6133 | 294.4654 | 297.9593
2020-09-14 11:30 | -41 | -41.1947 | 19.2928 | 21.9177 | 59.5277 | 60.578 | -41 | -41.1947 | -120.9429 | 121.5465 | -120.9429 | 121.5465 | 88.8913 | 111.6988 | 140.7 | 142.8863 | 140.1 | 142.4018 | -175.3 | -179.7171 | -180 | -185.6372 | -184.2 | -189.8085 | -184.1 | -189.9554 | 272.1396 | 273.5689
2020-09-14 12:00 | -37 | -37.3363 | 17.4283 | 20.4627 | 53.7782 | 55.095 | -37 | -37.4833 | -112.9252 | 113.717 | -112.9252 | 113.717 | 93.9631 | 116.7466 | 140.1 | 142.851 | 141.9 | 145.1619 | -176.2 | -181.5623 | -178.6 | -185.1734 | -182.8 | -189.3573 | -182.5 | -189.3049 | 258.8228 | 261.4584
2020-09-14 12:30 | -32 | -32.249 | 19.003 | 20.5644 | 48.8653 | 50.1895 | -32 | -32.249 | -109.1955 | 109.8423 | -109.1955 | 109.8423 | 104.6882 | 123.9549 | 141.9 | 144.3349 | 140.7 | 143.211 | -175.7 | -180.5807 | -178.3 | -184.3651 | -182.8 | -188.921 | -182.5 | -188.8089 | 263.0824 | 264.9021
2020-09-14 13:00 | -35 | -35.2278 | 16.7932 | 18.4712 | 48.8749 | 50.003 | -34 | -34.1321 | -105.981 | 106.5175 | -105.981 | 106.5175 | 116.8944 | 135.1086 | 142.2 | 144.6299 | 141 | 143.7924 | -175.8 | -180.794 | -178.5 | -184.7635 | -183 | -189.3435 | -182.5 | -189.0677 | 268.9404 | 270.6038
2020-09-14 13:30 | -37 | -37.6563 | 15.1197 | 19.0288 | 51.5494 | 53.4422 | -37 | -37.6563 | -107.6332 | 108.8345 | -107.6332 | 108.8345 | 108.3846 | 142.3843 | 141.6 | 144.5592 | 139.2 | 142.3332 | -176.4 | -182.2455 | -178.7 | -185.9453 | -183.1 | -190.3408 | -182.9 | -190.4521 | 256.3652 | 257.2664
2020-09-14 14:00 | -35 | -35.5106 | 14.589 | 17.0712 | 46.7757 | 48.6216 | -35 | -35.3553 | -104.1672 | 105.2508 | -104.1672 | 105.2508 | 117.4138 | 145.2578 | 141.9 | 144.3349 | 141.6 | 144.3225 | -175.6 | -180.7882 | -177.8 | -184.5083 | -181.9 | -188.6468 | -181.7 | -188.6678 | 245.9192 | 246.0049
2020-09-14 14:30 | -35 | -35.3553 | 0 | 0 | 0 | 0 | -36 | -36.3456 |  | 0 |  | 0 | 0 | 0 | 143.1 | 145.8522 | 143.1 | 145.6808 | -178.4 | -183.2088 | -179.9 | -186.0907 | -184.3 | -190.5493 | -184.1 | -190.5609 |  | 0
2020-09-14 15:00 | -36 | -36.3456 | 17.6421 | 19.1024 | 51.6655 | 52.8334 | -35 | -35.3553 | -109.2716 | 109.8642 | -109.2716 | 109.8642 | 112.7302 | 133.2202 | 141.6 | 144.1512 | 142.5 | 145.0353 | -178.6 | -183.5179 | -180.7 | -186.722 | -185.2 | -191.3947 | -184.8 | -191.3147 | 245.0621 | 245.641
2020-09-14 15:30 | -30 | -30.2655 | 24.5926 | 25.3152 | 48.8944 | 50.0357 | -30 | -30.2655 | -108.758 | 109.3987 | -108.758 | 109.3987 | 102.5268 | 130.276 | 140.4 | 143.0295 | 141.9 | 144.4459 | -177.5 | -182.5171 | -180.2 | -186.6647 | -184.8 | -191.3405 | -184.6 | -191.3829 | 263.3866 | 263.3994
2020-09-14 16:00 | -27 | -27.2947 | 34.9022 | 35.6649 | 44.1898 | 45.8102 | -27 | -27.2947 | -105.1169 | 106.0441 | -105.1169 | 106.0441 | 96.5477 | 123.8021 | 141.6 | 144.3225 | 141.6 | 144.4991 | -178.2 | -183.6722 | -180.2 | -187.0081 | -184.6 | -191.4888 | -184.4 | -191.5104 | 266.5497 | 266.759
2020-09-14 16:30 | -23 | -23 | 44.2236 | 44.438 | 43.6874 | 44.4567 | -22 | -22 | -113.8283 | 114.2314 | -113.8283 | 114.2314 | 97.2615 | 121.8738 | 142.5 | 144.7111 | 142.5 | 144.6078 | -175.8 | -180.609 | -179 | -185.35 | -183.1 | -189.5173 | -183.1 | -189.7253 | 312.7773 | 312.9935
2020-09-14 17:00 | -14 | -14 | 63.1138 | 63.1391 | 37.5946 | 38.13 | -13 | -13 | -111.5565 | 111.699 | -111.5565 | 111.699 | 75.5448 | 109.0475 | 141.6 | 144.2077 | 140.7 | 143.2672 | -175.6 | -180.9091 | -179.4 | -185.9978 | -184 | -190.6725 | -184 | -190.9105 | 325.8986 | 326.5788
2020-09-14 17:30 | 0 | 0 | 84.1452 | 84.1954 | 29.278 | 29.7068 | 0 | 0 | -113.9739 | 114.0128 | -113.9739 | 114.0128 | 58.6774 | 110.7413 | 140.4 | 143.204 | 140.1 | 142.9694 | -175.4 | -180.8346 | -179.9 | -186.7191 | -184.3 | -191.173 | -184 | -191.0983 | 370.644 | 371.8624
2020-09-14 18:00 | 5 | 5.3852 | 95.0157 | 95.07 | 26.0134 | 26.3502 | 5 | 5.831 | -118.2388 | 118.2673 | -118.2388 | 118.2673 | 40.6592 | 100.5182 | 141.6 | 144.3225 | 140.1 | 143.1453 | -175.9 | -180.938 | -182.4 | -188.4331 | -187.1 | -193.0354 | -186.8 | -192.9183 | 381.4605 | 382.5125
2020-09-14 18:30 | 13 | 13.6015 | 107.7431 | 107.9126 | 20.683 | 21.8204 | 13 | 13.6015 | -115.2363 | 115.8292 | -115.2363 | 115.8292 | 34.3878 | 94.9125 | 139.5 | 141.7048 | 141 | 143.2873 | -173.8 | -178.1879 | -182.5 | -187.8707 | -187.1 | -192.4589 | -186.9 | -192.3824 | 418.2578 | 420.625
2020-09-14 19:00 | 10 | 10 | 108.9155 | 109.5262 | 22.4834 | 23.2945 | 8 | 8.0623 | -118.4293 | 118.4608 | -118.4293 | 118.4608 | 36.9233 | 84.095 | 140.7 | 143.4982 | 140.1 | 143.0295 | -174.4 | -179.8648 | -181.9 | -188.2548 | -186.7 | -193.0739 | -186.9 | -193.5243 | 414.4023 | 416.2015
2020-09-14 19:30 | 11 | 11.4018 | 109.4095 | 110.411 | 22.7025 | 23.893 | 11 | 11.4018 | -113.2869 | 113.2958 | -113.2869 | 113.2958 | 39.9909 | 89.1473 | 140.1 | 143.3391 | 140.7 | 144.0531 | -174 | -180.158 | -181.4 | -188.6236 | -186.2 | -193.4056 | -185.9 | -193.3625 | 401.9669 | 403.7491
2020-09-14 20:00 | 0 | 5 | 101.1042 | 102.2988 | 30.1976 | 31.4949 | 1 | 5.099 | -119.7441 | 119.8156 | -119.7441 | 119.8156 | 47.6172 | 93.5521 | 140.4 | 143.9562 | 140.4 | 144.1577 | -174.2 | -181.0418 | -180.2 | -188.0598 | -185.2 | -192.9962 | -184.2 | -192.1788 | 382.2154 | 384.205
2020-09-14 20:30 | 0 | 0 | 94.7998 | 95.2225 | 32.3062 | 32.5285 | 0 | 0 | -123.5086 | 123.5253 | -123.5086 | 123.5253 | 52.1405 | 85.684 | 141.3 | 144.5754 | 141.3 | 144.5754 | -177.1 | -183.1595 | -182.2 | -189.3386 | -186.2 | -193.1052 | -186 | -193.186 | 376.6479 | 378.8971
2020-09-14 21:00 | 0 | 0 | 98.1454 | 98.3629 | 26.3564 | 26.5921 | 0 | 0 | -113.4435 | 113.4598 | -113.4435 | 113.4598 | 58.288 | 87.4068 | 139.8 | 142.3834 | 141.6 | 144.4991 | -176.7 | -181.6925 | -181.6 | -188.1729 | -186.6 | -193.2606 | -185.7 | -192.5231 | 362.0888 | 362.9708
2020-09-14 21:30 | 0 | 0 | 92.3396 | 92.461 | 29.0317 | 29.1997 | 0 | 0 | -114.8573 | 114.8573 | -114.8573 | 114.8573 | 69.1941 | 93.8326 | 140.1 | 142.9099 | 140.4 | 143.384 | -176.5 | -181.9989 | -180.5 | -187.6758 | -185.1 | -192.2925 | -184.7 | -192.0988 | 336.5961 | 337.2825
2020-09-14 22:00 | 0 | 0 | 87.6577 | 87.7514 | 29.5741 | 30.0102 | 0 | 0 | -105.9052 | 106.0341 | -105.9052 | 106.0341 | 74.5271 | 113.5036 | 141 | 144.094 | 141 | 144.3461 | -177.4 | -183.1918 | -179.9 | -186.8266 | -184.2 | -191.0766 | -184 | -191.1253 | 310.399 | 311.3944
2020-09-14 22:30 | -3 | -3 | 80.1831 | 80.3417 | 33.9615 | 34.8095 | -5 | -5.099 | -115.4149 | 115.728 | -115.4149 | 115.728 | 95.2156 | 127.2817 | 141.9 | 144.8531 | 141.3 | 144.2052 | -175.8 | -181.8153 | -178.7 | -185.8626 | -182.7 | -189.8469 | -182.5 | -189.929 | 303.2975 | 303.952
2020-09-14 23:00 | -5 | -5.831 | 74.5416 | 74.8209 | 33.2189 | 34.5234 | -6 | -6.3246 | -116.7832 | 117.3939 | -116.7832 | 117.3939 | 116.8165 | 144.7303 | 142.2 | 145.2074 | 141.9 | 145.0366 | -176.7 | -182.5141 | -179.3 | -186.522 | -183.8 | -190.987 | -183.7 | -191.1928 | 309.4638 | 309.9035
2020-09-14 23:30 | 0 | 3 | 79.3224 | 79.5675 | 27.2004 | 29.4602 | 0 | 3 | -117.4581 | 118.2704 | -117.4581 | 118.2704 | 100.5169 | 130.8526 | 143.4 | 146.3228 | 141.3 | 144.2052 | -177.5 | -183.3358 | -179.3 | -186.4395 | -183.7 | -190.8636 | -183.5 | -190.89 | 311.5272 | 311.8601
2020-09-15 | -4 | -5.6569 | 72.9266 | 73.2201 | 27.8167 | 30.4397 | -5 | -6.4031 | -109.3589 | 110.7734 | -109.3589 | 110.7734 | 104.7953 | 138.2018 | 143.1 | 147.1301 | 141.6 | 145.7423 | -176.8 | -184.2885 | -178 | -186.8428 | -183.2 | -192.2831 | -181.8 | -190.8582 | 282.0023 | 282.5641
2020-09-15 00:30 | -11 | -12.083 | 60.8221 | 61.1532 | 36.8321 | 39.1099 | -12 | -13 | -117.2503 | 119.1418 | -117.2503 | 119.1418 | 105.5343 | 138.1488 | 144.9 | 148.5439 | 143.4 | 147.2157 | -179 | -186.1785 | -178.9 | -187.3408 | -183.4 | -191.8763 | -183.8 | -192.8246 | 260.1153 | 260.1401
2020-09-15 01:00 | -9 | -10.8167 | 61.3127 | 61.5679 | 33.5507 | 36.4139 | -10 | -11.1803 | -106.6883 | 109.2448 | -106.6883 | 109.2448 | 108.7579 | 142.0371 | 142.8 | 146.8383 | 143.1 | 147.2001 | -177.9 | -185.5416 | -177.3 | -186.5787 | -181.7 | -190.9465 | -181.2 | -190.8127 | 245.4835 | 245.5056
2020-09-15 01:30 | -10 | -11.1803 | 59.7214 | 59.8297 | 33.3463 | 35.6792 | -10 | -10.7703 | -105.2606 | 107.5211 | -105.2606 | 107.5211 | 128.3511 | 156.1365 | 143.7 | 147.7137 | 143.4 | 147.2838 | -179.4 | -187.1503 | -179.1 | -188.2265 | -183.6 | -192.7859 | -183.2 | -192.7751 | 245.6844 | 245.6872
2020-09-15 02:00 | 0 | 0 | 61.5932 | 61.606 | 29.2644 | 30.8218 | 0 | 0 | -96.6646 | 98.4332 | -96.6646 | 98.4332 | 135.9083 | 160.7286 | 143.4 | 147.0811 | 144 | 147.6661 | -179.4 | -186.3181 | -178.6 | -187.0841 | -183 | -191.6122 | -182.4 | -191.1532 | 239.6314 | 240.1333
2020-09-15 02:30 | 0 | 0 | 68.3917 | 68.4328 | 20.4496 | 22.5196 | 0 | 0 | -80.503 | 82.5574 | -80.503 | 82.5574 | 137.2215 | 162.5102 | 142.8 | 146.4295 | 143.4 | 147.2838 | -178.6 | -185.7664 | -177.3 | -186.0241 | -181.7 | -190.5509 | -181.2 | -190.4093 | 231.8529 | 232.3546
2020-09-15 03:00 | 0 | 0 | 62.7338 | 62.7962 | 24.4726 | 26.2682 | 0 | 0 | -85.4942 | 87.4007 | -85.4942 | 87.4007 | 144.9373 | 169.5459 | 143.7 | 148.214 | 141.3 | 146.0387 | -179.6 | -188.3075 | -178.4 | -188.6704 | -182.7 | -193.03 | -182 | -192.5627 | 224.9896 | 225.3309
2020-09-15 03:30 | 0 | 0 | 66.9007 | 67.0927 | 18.6786 | 20.2851 | 0 | 1 | -75.3085 | 76.7639 | -75.3085 | 76.7639 | 143.6071 | 171.0623 | 146.4 | 152.472 | 145.5 | 151.4406 | -181 | -192.2163 | -178.6 | -191.4866 | -182.7 | -195.6152 | -182.5 | -195.716 | 221.9474 | 222.0127
2020-09-15 04:00 | 9 | 9.0554 | 74.6399 | 74.8418 | 11.8235 | 13.6521 | 9 | 9.0554 | -64.1722 | 65.4551 | -64.1722 | 65.4551 | 145.7573 | 172.6079 | 143.7 | 149.967 | 143.4 | 149.6796 | -177.5 | -189.165 | -176.5 | -189.6905 | -180.7 | -194.0386 | -180.7 | -194.479 | 223.6595 | 223.6944
2020-09-15 04:30 | 7 | 7.6158 | 73.9192 | 74.1365 | 14.7355 | 15.6219 | 7 | 7.6158 | -71.0586 | 71.8441 | -71.0586 | 71.8441 | 145.2328 | 171.6628 | 144.6 | 150.3275 | 144.6 | 150.3275 | -179.8 | -190.7171 | -178.7 | -191.1523 | -183.2 | -195.7632 | -182.5 | -195.4642 | 224.9036 | 224.9874
2020-09-15 05:00 | 15 | 15.1327 | 80.7876 | 80.953 | 9.7691 | 10.8159 | 14 | 14.1421 | -66.9754 | 67.6726 | -66.9754 | 67.6726 | 131.066 | 160.2045 | 142.8 | 148.764 | 143.7 | 149.7965 | -181 | -191.9485 | -178.6 | -191.2362 | -183.1 | -195.8111 | -182.7 | -195.8159 | 222.9547 | 222.9552
2020-09-15 05:30 | 14 | 14 | 85.6649 | 85.6897 | 9.2607 | 11.1284 | 14 | 14 | -68.0134 | 68.9547 | -68.0134 | 68.9547 | 116.9242 | 147.1598 | 141.3 | 146.5834 | 141.9 | 146.6193 | -177.2 | -186.4818 | -175.6 | -186.4582 | -179.6 | -190.6896 | -179.3 | -190.6843 | 222.5524 | 222.8966
2020-09-15 06:00 | 12 | 12.0416 | 87.5793 | 87.5874 | 15.3167 | 15.8813 | 11 | 11.0454 | -83.4469 | 83.6543 | -83.4469 | 83.6543 | 115.2217 | 143.7021 | 143.7 | 148.214 | 145.5 | 150.1802 | -179.8 | -188.319 | -179.9 | -189.7052 | -184.2 | -194.1007 | -184.2 | -194.2916 | 259.9618 | 261.3335
2020-09-15 06:30 | 9 | 9.2195 | 92.5805 | 92.6677 | 18.0902 | 18.6872 | 8 | 8.544 | -98.0517 | 98.0666 | -98.0517 | 98.0666 | 95.6084 | 115.3015 | 144.9 | 147.1267 | 144.6 | 146.9366 | -179.6 | -184.2874 | -180.5 | -186.6964 | -184.2 | -190.4019 | -184.6 | -191.0956 | 287.6996 | 287.7035
2020-09-15 07:00 | 13 | 13.3417 | 94.9702 | 95.7238 | 18.8549 | 20.6921 | 14 | 14.3178 | -100.2546 | 100.8253 | -100.2546 | 100.8253 | 64.6105 | 87.5208 | 141.6 | 143.6699 | 141.6 | 143.7726 | -177.9 | -182.1461 | -179.8 | -185.3702 | -183.9 | -189.3733 | -184.1 | -189.7841 | 291.0741 | 291.2686
2020-09-15 07:30 | -4 | -8.9443 | 83.6654 | 85.5192 | 34.035 | 36.0883 | -5 | -9.434 | -125.5196 | 126.2854 | -125.5196 | 126.2854 | 48.7163 | 71.6998 | 141.3 | 143.1758 | 140.7 | 142.5836 | -174.7 | -178.6167 | -179.4 | -184.1826 | -184 | -188.8896 | -183.7 | -188.6655 | 308.0574 | 309.6697
2020-09-15 08:00 | 1 | 7.0711 | 86.6758 | 88.8224 | 28.7803 | 31.8344 | 0 | 6 | -116.4872 | 117.6325 | -116.4872 | 117.6325 | 30.0216 | 64.3479 | 140.1 | 141.9916 | 139.8 | 141.7448 | -174.5 | -178.3795 | -180.8 | -185.5916 | -184.9 | -189.6768 | -184.7 | -189.5266 | 321.5771 | 325.7048
2020-09-15 08:30 | 0 | 10 | 82.5745 | 85.0266 | 27.8984 | 31.7877 | 0 | 10 | -117.0556 | 118.3757 | -117.0556 | 118.3757 | 38.0237 | 80.9261 | 139.8 | 142.1608 | 141 | 143.3953 | -174.3 | -179.0115 | -180.9 | -186.4614 | -185.4 | -191.0213 | -185.6 | -191.3121 | 329.2868 | 334.0825
2020-09-15 09:00 | -2 | -10.198 | 73.6916 | 76.2071 | 28.8419 | 32.3432 | -2 | -9.2195 | -112.9512 | 114.4375 | -112.9512 | 114.4375 | 48.5904 | 89.0846 | 140.7 | 143.3815 | 139.2 | 141.9685 | -174 | -179.0915 | -180.8 | -186.8343 | -185.3 | -191.5128 | -185.9 | -192.1731 | 320.914 | 326.4268
2020-09-15 09:30 | 0 | 7 | 64.4295 | 65.6731 | 22.7847 | 26.0679 | -1 | -6.0828 | -96.3062 | 97.6006 | -96.3062 | 97.6006 | 65.7222 | 104.3231 | 138.3 | 142.3942 | 138.9 | 143.0582 | -171.9 | -179.024 | -178.1 | -186.1646 | -182.8 | -191.0395 | -182.5 | -190.8692 | 315.6925 | 322.069
2020-09-15 10:00 | -1 | -6.0828 | 60.2215 | 61.4049 | 22.1205 | 25.7093 | -1 | -6.0828 | -91.7101 | 93.1031 | -91.7101 | 93.1031 | 81.8834 | 114.4941 | 138.9 | 142.6288 | 139.5 | 143.1456 | -174.7 | -181.632 | -179.1 | -187.8006 | -183.9 | -192.7095 | -183.9 | -192.8897 | 297.5687 | 302.631
2020-09-15 10:30 | 0 | 4 | 55.418 | 56.3101 | 18.4052 | 21.4586 | 0 | 4 | -85.2867 | 86.4526 | -85.2867 | 86.4526 | 88.0966 | 114.6853 | 140.4 | 143.6959 | 140.7 | 143.9891 | -175.6 | -181.6524 | -179.3 | -186.522 | -183.7 | -190.9726 | -183.5 | -190.9453 | 256.5114 | 261.1466
2020-09-15 11:00 | 2 | 4.4721 | 53.8343 | 54.5747 | 15.5708 | 19.083 | 2 | 4.4721 | -78.2801 | 79.6115 | -78.2801 | 79.6115 | 88.4188 | 116.1708 | 140.7 | 144.0531 | 142.2 | 145.5186 | -177.3 | -183.6044 | -180.4 | -187.7449 | -185 | -192.4698 | -184.5 | -192.0724 | 243.6407 | 247.3156
2020-09-15 11:30 | 0 | 0 | 51.8176 | 52.0119 | 15.5537 | 17.2411 | 0 | 0 | -76.564 | 77.1107 | -76.564 | 77.1107 | 98.6333 | 124.4316 | 141 | 144.3461 | 139.5 | 142.9465 | -174.7 | -180.99 | -178 | -185.5808 | -182.4 | -190.028 | -182 | -189.8136 | 230.8732 | 234.3771
2020-09-15 12:00 | -1 | -4.1231 | 49.9988 | 50.6226 | 14.1854 | 18.3803 | -1 | -2.2361 | -77.5079 | 79.0885 | -77.5079 | 79.0885 | 91.7297 | 120.0785 | 141.3 | 145.7401 | 140.4 | 145.0167 | -175.4 | -184.0316 | -178.1 | -187.8723 | -182.3 | -192.2986 | -182.2 | -192.4278 | 210.0342 | 214.696
2020-09-15 12:30 | 0 | 2 | 46.9131 | 47.5539 | 17.0619 | 20.1253 | 0 | 2 | -75.5695 | 77.1322 | -75.5695 | 77.1322 | 97.7402 | 123.817 | 142.2 | 146.6862 | 141 | 145.7401 | -176.1 | -184.7041 | -178.3 | -187.9666 | -182.2 | -191.9191 | -182.2 | -192.1084 | 214.3883 | 218.9217
2020-09-15 13:00 | -5 | -5.3852 | 42.1712 | 42.7415 | 20.2939 | 22.4791 | -5 | -5.3852 | -78.9518 | 80.1027 | -78.9518 | 80.1027 | 113.0469 | 136.2492 | 142.5 | 146.8312 | 141.9 | 146.4694 | -179 | -187.1713 | -181.5 | -190.8488 | -185.8 | -195.2784 | -185.6 | -195.4611 | 221.2527 | 225.5581
2020-09-15 13:30 | 0 | 0 | 48.8703 | 49.207 | 14.3127 | 17.1488 | 0 | 0 | -71.5204 | 72.8073 | -71.5204 | 72.8073 | 112.747 | 136.351 | 141 | 145.3759 | 143.1 | 147.3419 | -176.2 | -184.4657 | -178.5 | -188.1555 | -182.9 | -192.7094 | -182.7 | -192.6778 | 216.9193 | 219.934
2020-09-15 14:00 | 1 | 2.2361 | 48.4655 | 49.0191 | 16.5041 | 19.7284 | 2 | 2.2361 | -72.3962 | 73.9791 | -72.3962 | 73.9791 | 110.2243 | 134.8616 | 141.6 | 146.031 | 142.2 | 146.5401 | -176.9 | -185.1871 | -178.9 | -188.535 | -183.3 | -193.0891 | -183.1 | -193.1524 | 221.7683 | 225.5599
2020-09-15 14:30 | 0 | 0 | 53.4501 | 53.6525 | 13.6286 | 16.1864 | 0 | 0 | -69.2429 | 70.2814 | -69.2429 | 70.2814 | 107.7523 | 132.468 | 141.9 | 146.249 | 141.9 | 146.3219 | -175.2 | -183.841 | -177.2 | -187.0504 | -181.5 | -191.5403 | -180.9 | -191.1603 | 217.3215 | 220.905
2020-09-15 15:00 | 10 | 10 | 64.269 | 64.3241 | 7.6377 | 10.7526 | 9 | 9 | -62.88 | 63.6637 | -62.88 | 63.6637 | 109.4768 | 133.8999 | 143.4 | 147.7048 | 142.2 | 146.8346 | -180.1 | -187.9068 | -180.9 | -190.2782 | -184.7 | -193.986 | -184.9 | -194.4842 | 219.9321 | 222.2151
2020-09-15 15:30 | 0 | 1 | 61.6313 | 61.9059 | 17.7778 | 20.2602 | 0 | 1 | -76.2422 | 77.7727 | -76.2422 | 77.7727 | 87.3201 | 114.8197 | 144.3 | 148.7229 | 143.4 | 148.0715 | -178.4 | -186.804 | -178.7 | -188.3137 | -183.2 | -193.0571 | -182.7 | -192.646 | 210.4715 | 213.5084
2020-09-15 16:00 | 0 | 0 | 62.3249 | 62.5069 | 19.0816 | 21.7091 | 1 | 1 | -85.7958 | 87.3063 | -85.7958 | 87.3063 | 79.678 | 106.8202 | 143.4 | 147.6332 | 143.1 | 147.2707 | -179.7 | -187.5807 | -181.6 | -190.6373 | -185.7 | -194.7869 | -185.7 | -195.0299 | 226.7044 | 228.1493
2020-09-15 16:30 | 1 | 1.4142 | 72.41 | 72.6742 | 21.4114 | 23.1886 | 1 | 1.4142 | -94.1416 | 95.1852 | -94.1416 | 95.1852 | 75.9213 | 103.0218 | 140.4 | 144.5766 | 143.7 | 147.6445 | -179.2 | -186.7885 | -181.6 | -190.7021 | -185.3 | -194.4056 | -185.7 | -195.0077 | 246.3261 | 247.6209
2020-09-15 17:00 | 11 | 11 | 88.6911 | 88.829 | 16.1171 | 17.4765 | 11 | 11.0454 | -93.6333 | 94.1111 | -93.6333 | 94.1111 | 78.2065 | 106.9294 | 141.6 | 145.8136 | 142.2 | 145.9114 | -177.8 | -185.7903 | -181 | -189.703 | -185.4 | -194.1712 | -184.7 | -193.5572 | 305.6662 | 307.0804
2020-09-15 17:30 | 22 | 22 | 108.4118 | 108.5779 | 8.0797 | 9.3065 | 22 | 22 | -91.8437 | 91.9772 | -91.8437 | 91.9772 | 52.6923 | 83.0022 | 140.4 | 144.5766 | 142.2 | 146.6129 | -177.4 | -185.4658 | -180.1 | -189.6752 | -184.6 | -194.199 | -184.3 | -194.1649 | 324.8711 | 325.5912
2020-09-15 18:00 | 35 | 35 | 126.6923 | 126.8563 | -1.9378 | 4.9515 | 34 | 34 | -84.8059 | 84.8068 | -84.8059 | 84.8068 | 38.4669 | 72.2785 | 141 | 145.018 | 139.8 | 143.7113 | -175.8 | -183.2445 | -181.7 | -190.1863 | -185.3 | -193.9867 | -185.7 | -194.5469 | 362.5485 | 364.2938
2020-09-15 18:30 | 40 | 40 | 139.0088 | 139.4171 | -4.7119 | 6.8382 | 40 | 40 | -88.2108 | 88.7104 | -88.2108 | 88.7104 | 21.1893 | 60.7007 | 141.3 | 144.7036 | 139.2 | 142.6537 | -175.7 | -182.2445 | -183.2 | -190.9082 | -187.6 | -195.316 | -187.4 | -195.22 | 377.0867 | 380.1361
2020-09-15 19:00 | 37 | 37.2156 | 137.1369 | 138.0249 | -3.2484 | 7.7824 | 37 | 37.2156 | -90.927 | 90.9281 | -90.927 | 90.9281 | 26.7587 | 56.1699 | 140.1 | 143.8656 | 139.5 | 143.2813 | -174.9 | -181.9341 | -181.8 | -190.6764 | -186.8 | -195.746 | -186.2 | -195.2937 | 373.7636 | 375.2772
2020-09-15 19:30 | 34 | 34.2345 | 131.2119 | 132.0711 | 1.1943 | 8.5252 | 33 | 33.1361 | -93.1347 | 93.2038 | -93.1347 | 93.2038 | 22.9765 | 57.132 | 138.3 | 142.6846 | 138.9 | 143.1204 | -174.5 | -182.3712 | -181 | -190.6856 | -185.4 | -195.2085 | -185.4 | -195.3656 | 351.9421 | 353.8001
2020-09-15 20:00 | 37 | 37.3363 | 135.061 | 136.1339 | -1.9324 | 9.5767 | 37 | 37.4833 | -83.6442 | 83.9004 | -83.6442 | 83.9004 | 30.3738 | 65.8688 | 140.7 | 145.3824 | 139.8 | 144.7422 | -176 | -184.4833 | -180.3 | -190.5973 | -184.6 | -194.9254 | -184.5 | -194.9919 | 340.1795 | 341.8929
2020-09-15 20:30 | 33 | 33.541 | 126.2588 | 127.3983 | 4.0805 | 10.4181 | 33 | 33.541 | -89.1274 | 89.3837 | -89.1274 | 89.3837 | 38.888 | 89.8855 | 139.5 | 144.5306 | 140.4 | 145.3994 | -174.5 | -183.6358 | -178.3 | -188.5433 | -182.7 | -192.9977 | -182.6 | -193.1299 | 336.0344 | 338.8794
2020-09-15 21:00 | 27 | 27.074 | 120.8282 | 121.5056 | 7.0207 | 9.6468 | 27 | 27.074 | -86.9495 | 87.0068 | -86.9495 | 87.0068 | 49.9355 | 96.836 | 141.3 | 146.4249 | 141.9 | 146.9259 | -177.1 | -186.5432 | -180.8 | -191.2653 | -185.1 | -195.6244 | -185.1 | -195.8194 | 327.0374 | 329.0288
2020-09-15 21:30 | 26 | 26.0768 | 115.6783 | 116.1436 | 9.4024 | 11.4264 | 29 | 29.0689 | -88.9964 | 89.1094 | -88.9964 | 89.1094 | 59.8597 | 106.8621 | 139.5 | 144.5306 | 141.9 | 146.9259 | -175.9 | -184.9357 | -178.6 | -188.1244 | -183.3 | -192.9324 | -182.1 | -191.7614 | 306.2556 | 310.0224
2020-09-15 22:00 | 25 | 25.0799 | 113.3237 | 113.5658 | 6.9782 | 9.6151 | 23 | 23.0217 | -80.77 | 81.1584 | -80.77 | 81.1584 | 66.165 | 109.5216 | 141.9 | 147.0826 | 140.7 | 146.0855 | -175.7 | -185.3415 | -178 | -188.0007 | -182.7 | -192.8372 | -182 | -192.465 | 276.3124 | 279.3485
2020-09-15 22:30 | 30 | 30 | 115.1225 | 115.2583 | 1.4808 | 6.873 | 30 | 30 | -74.7387 | 75.1294 | -74.7387 | 75.1294 | 90.0077 | 120.5619 | 143.4 | 147.6332 | 141.3 | 145.8882 | -175.8 | -183.9949 | -177.4 | -186.8604 | -181.9 | -191.2269 | -181.4 | -191.0968 | 284.7921 | 286.3744
2020-09-15 23:00 | 24 | 24 | 107.6277 | 107.7227 | 5.7836 | 8.5459 | 24 | 24 | -81.893 | 82.2221 | -81.893 | 82.2221 | 101.2691 | 128.5781 | 141.6 | 145.8855 | 143.7 | 148.0682 | -177.1 | -185.3256 | -177.1 | -186.6061 | -181.4 | -190.9401 | -181.6 | -191.5395 | 264.1252 | 264.8425
2020-09-15 23:30 | 28 | 28.0713 | 101.513 | 101.5977 | 6.3872 | 11.6249 | 28 | 28.1603 | -88.8753 | 89.6771 | -88.8753 | 89.6771 | 91.9089 | 118.1361 | 142.8 | 146.7687 | 142.2 | 146.3253 | -175.9 | -183.5962 | -176.6 | -185.6324 | -181.1 | -190.2527 | -180.7 | -190.1192 | 259.4495 | 259.7186
2020-09-16 | 14 | 14.8661 | 89.777 | 89.9533 | 13.9319 | 18.1275 | 13 | 13.6015 | -93.596 | 95.0178 | -93.596 | 95.0178 | 94.6865 | 123.2136 | 143.7 | 147.9246 | 141.6 | 145.9579 | -177.4 | -185.7008 | -177.4 | -187.0171 | -181.7 | -191.2876 | -181.4 | -191.2863 | 245.1918 | 245.6855
2020-09-16 00:30 | 7 | 9.2195 | 77.7427 | 77.9286 | 21.7849 | 25.3176 | 7 | 9.2195 | -97.6313 | 99.7351 | -97.6313 | 99.7351 | 99.7896 | 129.1903 | 142.5 | 147.0508 | 144 | 148.2874 | -178.4 | -186.8634 | -178.2 | -187.8393 | -182.7 | -192.4566 | -182.2 | -192.2356 | 235.0511 | 235.1029
2020-09-16 01:00 | -5 | -7.8102 | 65.4163 | 65.8089 | 31.3799 | 34.4901 | -5 | -7.8102 | -107.8548 | 110.462 | -107.8548 | 110.462 | 105.6041 | 135.6323 | 143.1 | 147.6323 | 143.7 | 148.0682 | -179.4 | -187.5247 | -178.7 | -188.2507 | -183.3 | -193.0263 | -182.2 | -192.0768 | 233.114 | 233.1195
2020-09-16 01:30 | -12 | -13.8924 | 57.2464 | 57.5976 | 36.3469 | 39.2319 | -12 | -13.4164 | -115.5675 | 118.5013 | -115.5675 | 118.5013 | 119.0054 | 149.0567 | 142.5 | 148.3087 | 143.1 | 149.4786 | -178.9 | -189.1757 | -177.7 | -189.5608 | -181.8 | -194.0311 | -182.6 | -195.3081 | 230.7204 | 230.7205
2020-09-16 02:00 | -13 | -15.2643 | 52.99 | 53.6772 | 37.8759 | 41.6859 | -13 | -15.2643 | -114.8865 | 119.0814 | -114.8865 | 119.0814 | 125.3823 | 154.1204 | 142.8 | 148.5143 | 143.1 | 148.8853 | -178 | -188.7201 | -177.8 | -189.9696 | -182.1 | -194.4522 | -181.6 | -194.3023 | 230.6803 | 230.6997
2020-09-16 02:30 | -30 | -32.311 | 37.9319 | 39.8432 | 51.8497 | 55.6556 | -31 | -33.2415 | -134.1218 | 138.8451 | -134.1218 | 138.8451 | 127.4087 | 161.2435 | 139.5 | 147.7234 | 140.7 | 148.6623 | -173.9 | -187.8356 | -172.8 | -186.1795 | -176.7 | -190.3192 | -176.7 | -190.8814 | 221.6071 | 222.704
2020-09-16 03:00 | -44 | -44.0454 | 23.4543 | 23.5684 | 66.0059 | 66.8292 | -44 | -44.0454 | -153.72 | 155.3109 | -153.72 | 155.3109 | 118.7421 | 154.4316 | 140.1 | 147.0582 | 140.7 | 147.8127 | -175.8 | -188.5292 | -174.3 | -186.5549 | -178.6 | -191.0007 | -178 | -190.7256 | 201.4205 | 203.4584
2020-09-16 03:30 | -49 | -49.163 | 16.2505 | 17.1492 | 72.9798 | 74.1816 | -50 | -50.2494 | -161.0257 | 163.0499 | -161.0257 | 163.0499 | 108.3625 | 143.7541 | 141.9 | 148.774 | 140.1 | 147.2416 | -174.7 | -187.0714 | -172.7 | -184.7394 | -176.8 | -188.9986 | -176.4 | -188.8735 | 189.1924 | 191.8317
2020-09-16 04:00 | -65 | -65.4905 | 3.9281 | 9.4356 | 86.5226 | 87.7887 | -64 | -64.3817 | -181.7992 | 184.0817 | -181.7992 | 184.0817 | 98.47 | 132.7387 | 135.3 | 141.9384 | 134.1 | 140.9789 | -168 | -179.1346 | -166.1 | -176.9469 | -170.2 | -181.2095 | -169.6 | -180.8535 | 216.1823 | 219.0188
2020-09-16 04:30 | -70 | -70.859 | -2.5179 | 13.1059 | 93.3831 | 94.8732 | -69 | -69.8713 | -191.78 | 194.3499 | -191.78 | 194.3499 | 84.8925 | 118.4861 | 114.9 | 122.3356 | 116.1 | 123.3617 | -147 | -157.0928 | -146.9 | -156.9288 | -150.4 | -160.5571 | -150.2 | -160.5457 | 235.1108 | 237.269
2020-09-16 05:00 | -71 | -71.8471 | -0.41706 | 11.9583 | 93.129 | 94.4984 | -72 | -72.8354 | -191.3813 | 193.7397 | -191.3813 | 193.7397 | 88.4253 | 118.0991 | 122.7 | 129.7867 | 123.9 | 130.9217 | -155.9 | -165.7883 | -155.2 | -166.1788 | -159.3 | -170.4017 | -159.5 | -170.9459 | 229.7737 | 234.6187
2020-09-16 05:30 | -72 | -72 | 3.5416 | 4.7247 | 93.5458 | 93.6665 | -72 | -72 | -194.8292 | 195.1545 | -194.8292 | 195.1545 | 92.8359 | 123.0126 | 136.5 | 142.5534 | 138.9 | 144.6003 | -173.3 | -184.158 | -172.6 | -184.223 | -176.5 | -188.2618 | -176.3 | -188.3544 | 225.2187 | 228.3072
2020-09-16 06:00 | -73 | -73 | 9.6831 | 12.0961 | 99.7203 | 99.7655 | -72 | -72 | -212.0737 | 212.1691 | -212.0737 | 212.1691 | 83.9568 | 115.9739 | 142.5 | 148.6457 | 143.7 | 149.967 | -177.3 | -188.3551 | -178 | -189.531 | -181.6 | -193.4716 | -182 | -194.114 | 250.0214 | 250.2326
2020-09-16 06:30 | -68 | -68.0074 | 15.3132 | 17.839 | 99.5125 | 99.5275 | -67 | -67 | -217.767 | 217.802 | -217.767 | 217.802 | 67.8318 | 103.8025 | 144.3 | 150.288 | 144.3 | 150.288 | -177.1 | -188.2076 | -178.8 | -190.3511 | -182.9 | -194.58 | -183 | -194.9483 | 271.1207 | 271.1338
2020-09-16 07:00 | -73 | -73 | 10.3837 | 14.0153 | 104.5657 | 104.5677 | -73 | -73.0274 | -224.0769 | 224.081 | -224.0769 | 224.081 | 41.2745 | 88.1696 | 139.8 | 145.632 | 139.8 | 145.4651 | -176.9 | -187.2527 | -177.4 | -187.9883 | -182.3 | -193.01 | -182.1 | -193.0192 | 271.6201 | 271.8109
2020-09-16 07:30 | -87 | -87.2812 | -2.728 | 18.3659 | 112.9672 | 113.3343 | -86 | -86.2844 | -242.5642 | 242.801 | -242.5642 | 242.801 | 29.3588 | 80.7254 | 139.5 | 144.9301 | 139.8 | 145.2189 | -173.8 | -183.3176 | -177.3 | -186.1761 | -181.9 | -190.8624 | -182 | -191.1707 | 288.6788 | 289.4681
2020-09-16 08:00 | -91 | -91.6624 | -9.4273 | 26.9398 | 118.3412 | 118.9712 | -90 | -90.5538 | -253.2737 | 253.609 | -253.2737 | 253.609 | 32.9402 | 97.6175 | 138.6 | 144.7372 | 138.3 | 144.5368 | -172.2 | -182.8526 | -176.9 | -186.4163 | -181.1 | -190.7805 | -181.3 | -191.1915 | 314.7893 | 317.3203
2020-09-16 08:30 | -90 | -91.0824 | -12.4552 | 27.9838 | 115.9562 | 116.7331 | -89 | -90.0944 | -246.6163 | 247.0345 | -246.6163 | 247.0345 | 30.9834 | 99.438 | 139.5 | 146.6709 | 139.2 | 146.5723 | -173.9 | -186.0743 | -178.8 | -189.6687 | -183.1 | -193.9629 | -182.9 | -193.9016 | 312.2985 | 315.755
2020-09-16 09:00 | -97 | -97.6217 | -17.4551 | 26.7077 | 117.3667 | 117.9267 | -96 | -96.6282 | -243.1138 | 243.3595 | -243.1138 | 243.3595 | 28.7816 | 96.5808 | 130.8 | 138.4223 | 131.4 | 138.795 | -165.8 | -177.8024 | -171.8 | -182.3081 | -175.5 | -186.1297 | -175.4 | -186.0478 | 310.5955 | 313.9684
2020-09-16 09:30 | -89 | -89.0505 | -18.6025 | 20.6245 | 105.7357 | 105.8476 | -87 | -87.0057 | -216.1229 | 216.1298 | -216.1229 | 216.1298 | 43.2017 | 102.171 | 136.8 | 143.8249 | 136.8 | 143.7326 | -170.8 | -182.3969 | -176.7 | -187.6623 | -181.4 | -192.6602 | -180.9 | -192.291 | 292.9196 | 296.3226
2020-09-16 10:00 | -79 | -79.9062 | -18.0711 | 25.4376 | 94.5156 | 95.7663 | -79 | -79.9062 | -202.5323 | 203.4042 | -202.5323 | 203.4042 | 43.6522 | 99.0425 | 126.9 | 133.9553 | 128.1 | 135.0926 | -158.2 | -169.0897 | -163.7 | -174.6263 | -167.8 | -178.8878 | -167.6 | -178.8743 | 275.733 | 278.4124
2020-09-16 10:30 | -84 | -84.5931 | -24.1605 | 29.7396 | 99.4975 | 100.5185 | -84 | -84.5931 | -194.3162 | 195.266 | -194.3162 | 195.266 | 56.1531 | 106.0021 | 113.4 | 120.6183 | 111.3 | 118.7504 | -138.2 | -148.0572 | -145.3 | -153.1033 | -148.7 | -157.3412 | -148.3 | -157.4406 | 296.6256 | 299.7325
2020-09-16 11:00 | -85 | -85.9884 | -29.5936 | 34.9642 | 101.4863 | 102.665 | -85 | -85.7088 | -189.038 | 189.9891 | -189.038 | 189.9891 | 51.2759 | 93.0038 | 111.9 | 119.2091 | 112.5 | 119.8758 | -138.6 | -148.2396 | -144.9 | -153.7521 | -148.6 | -157.4818 | -148.5 | -157.5811 | 293.5322 | 296.9603
2020-09-16 11:30 | -87 | -88.1192 | -33.5339 | 38.3194 | 101.4484 | 102.6339 | -89 | -89.9444 | -189.3938 | 190.2789 | -189.3938 | 190.2789 | 59.8375 | 99.5027 | 112.5 | 119.0683 | 112.5 | 119.1669 | -137.4 | -147.8887 | -142.5 | -152.3273 | -145.9 | -155.8054 | -145.6 | -155.7121 | 283.0825 | 285.6663
2020-09-16 12:00 | -92 | -92.9139 | -31.7926 | 36.973 | 104.8308 | 106.1776 | -90 | -91.0824 | -197.3861 | 198.3743 | -197.3861 | 198.3743 | 65.4759 | 96.3131 | 113.1 | 118.8746 | 112.5 | 118.2114 | -138 | -146.0113 | -141.7 | -149.2598 | -145.1 | -152.9672 | -144.9 | -153.1175 | 278.79 | 280.0945
2020-09-16 12:30 | -86 | -86.8332 | -28.2303 | 32.5707 | 99.4404 | 100.6152 | -86 | -86.7006 | -188.1445 | 188.9073 | -188.1445 | 188.9073 | 62.6026 | 97.4539 | 110.4 | 116.5951 | 111.3 | 117.7381 | -139 | -146.7619 | -143.9 | -151.5735 | -147.5 | -155.3099 | -147.7 | -155.0827 | 294.5238 | 295.8371
2020-09-16 13:00 | -90 | -90.6697 | -28.2444 | 33.0272 | 98.7118 | 100.12 | -88 | -88.8144 | -179.7613 | 180.8859 | -179.7613 | 180.8859 | 58.0234 | 93.3562 | 111.9 | 118.3008 | 113.7 | 119.9137 | -141.1 | -148.7222 | -145.1 | -152.8982 | -148.8 | -156.3168 | -148 | -155.4591 | 276.1922 | 277.3046
2020-09-16 13:30 | -83 | -83.863 | -23.6436 | 28.4603 | 94.6251 | 95.8652 | -83 | -83.7257 | -176.4006 | 177.1558 | -176.4006 | 177.1558 | 61.7111 | 95.261 | 113.4 | 119.6293 | 112.5 | 118.7765 | -141.9 | -150.1136 | -147 | -154.5518 | -150.7 | -158.4153 | -150.4 | -158.3768 | 278.6423 | 279.6085
2020-09-16 14:00 | -72 | -72.6911 | -14.1521 | 20.2028 | 88.1306 | 89.251 | -71 | -71.7008 | -176.0586 | 176.5522 | -176.0586 | 176.5522 | 61.8064 | 98.4443 | 114.6 | 120.8624 | 111.9 | 118.4031 | -139.6 | -148.7008 | -143.3 | -152.2958 | -146.9 | -155.7106 | -146.3 | -155.3319 | 278.8186 | 279.7857
2020-09-16 14:30 | -65 | -65.3758 | 8.429 | 15.6189 | 84.1778 | 84.7642 | -65 | -65.3758 | -166.9097 | 167.1161 | -166.9097 | 167.1161 | 78.5675 | 112.2099 | 136.2 | 142.0939 | 135 | 140.9441 | -169.7 | -179.3805 | -170.2 | -179.6185 | -174.2 | -183.3175 | -173.5 | -182.9384 | 217.5889 | 218.7984
2020-09-16 15:00 | -52 | -52.0096 | 29.3038 | 31.232 | 73.6071 | 73.8893 | -52 | -52.0096 | -145.8228 | 145.8799 | -145.8228 | 145.8799 | 71.0885 | 109.7558 | 144 | 149.506 | 143.1 | 148.4782 | -179.6 | -190.2447 | -180.3 | -190.1575 | -184.6 | -194.6526 | -184.6 | -194.7104 | 226.6438 | 228.5411
2020-09-16 15:30 | -49 | -49.0102 | 27.836 | 29.3474 | 76.975 | 77.1094 | -48 | -48.0104 | -150.8378 | 150.8847 | -150.8378 | 150.8847 | 50.5947 | 92.2207 | 144.6 | 150.0039 | 143.7 | 149.2171 | -177.1 | -187.246 | -178.4 | -188.2239 | -182.9 | -192.7824 | -182.2 | -192.2706 | 230.4333 | 232.2919
2020-09-16 16:00 | -32 | -32 | 46.7919 | 46.9457 | 60.6562 | 60.6749 | -32 | -32.0156 | -131.1565 | 131.1707 | -131.1565 | 131.1707 | 70.2727 | 104.7483 | 140.4 | 146.0418 | 139.8 | 145.8867 | -173.8 | -184.166 | -176.5 | -186.0688 | -180.5 | -190.3376 | -180.3 | -190.3074 | 257.237 | 257.8502
2020-09-16 16:30 | -30 | -30.0167 | 45.0212 | 45.5145 | 49.4877 | 49.9668 | -29 | -29.0172 | -127.7138 | 127.9263 | -127.7138 | 127.9263 | 68.3168 | 121.8416 | 139.8 | 146.2342 | 139.8 | 146.3225 | -175.2 | -186.1987 | -178.3 | -188.9038 | -182.8 | -193.2278 | -182.3 | -193.241 | 294.0883 | 295.5117
2020-09-16 17:00 | 3 | 5.831 | 83.0171 | 83.0174 | 24.7572 | 25.5849 | 3 | 5.831 | -103.3154 | 103.3874 | -103.3154 | 103.3874 | 63.1622 | 116.6632 | 140.4 | 146.2921 | 142.5 | 148.1435 | -173.6 | -184.2051 | -176.7 | -186.9328 | -181.2 | -191.5758 | -180.9 | -191.6141 | 286.1631 | 286.5636
2020-09-16 17:30 | 17 | 19.2354 | 104.1943 | 104.1991 | 13.1811 | 16.8871 | 17 | 19.2354 | -90.1705 | 90.7394 | -90.1705 | 90.7394 | 56.5197 | 118.936 | 139.8 | 145.3824 | 139.8 | 145.3824 | -174.5 | -184.087 | -179.7 | -188.601 | -184.2 | -193.2472 | -183.9 | -193.0602 | 344.5518 | 345.0459
2020-09-16 18:00 | 1 | 9.0554 | 94.4483 | 94.4529 | 26.9274 | 29.0008 | 1 | 9.0554 | -118.4495 | 119.0818 | -118.4495 | 119.0818 | 47.5236 | 111.5818 | 141.3 | 146.6635 | 141.3 | 146.6635 | -172.7 | -181.8334 | -178.6 | -187.5555 | -183.3 | -192.5228 | -182.9 | -192.2362 | 356.2608 | 357.3059
2020-09-16 18:30 | 3 | 10.4403 | 104.7729 | 104.7738 | 23.1018 | 25.8452 | 2 | 10.198 | -120.2573 | 121.4619 | -120.2573 | 121.4619 | 36.7752 | 107.1864 | 141 | 145.6728 | 139.2 | 144.3994 | -174.8 | -183.456 | -182.4 | -190.8781 | -187.2 | -195.3245 | -186.8 | -195.2747 | 379.8611 | 381.5225
2020-09-16 19:00 | 9 | 12.0416 | 104.9616 | 104.9699 | 23.0489 | 25.5256 | 9 | 12.0416 | -120.4549 | 121.4734 | -120.4549 | 121.4734 | 46.9448 | 113.6759 | 138.9 | 144.1905 | 138.9 | 144.3527 | -172.3 | -181.578 | -179.8 | -189.2059 | -184.5 | -193.704 | -184 | -193.5714 | 371.9929 | 373.6037
2020-09-16 19:30 | 2 | 8.2462 | 98.6758 | 98.6769 | 25.1806 | 27.0834 | 3 | 8.544 | -119.1874 | 119.7437 | -119.1874 | 119.7437 | 47.3007 | 114.154 | 140.1 | 145.5077 | 139.8 | 145.5891 | -173.4 | -182.2462 | -179.7 | -189.1994 | -183.5 | -193.9749 | -184 | -192.9313 | 363.2856 | 364.6548
2020-09-16 20:00 | 8 | 10.6301 | 97.5297 | 97.5326 | 24.697 | 26.4927 | 7 | 9.8995 | -115.8475 | 116.265 | -115.8475 | 116.265 | 55.0819 | 118.7425 | 141.3 | 147.156 | 138.9 | 145.0561 | -174.4 | -184.8595 | -179 | -189.0138 | -183.6 | -193.5964 | -183.2 | -193.4109 | 341.9098 | 343.1015
2020-09-16 20:30 | 4 | 10.7703 | 94.4401 | 94.4581 | 26.7952 | 29.5448 | 5 | 11.1803 | -115.9281 | 116.7075 | -115.9281 | 116.7075 | 66.4094 | 126.2276 | 139.2 | 145.5727 | 139.2 | 145.5727 | -175.3 | -186.0815 | -179.7 | -190.2221 | -184.2 | -195.0543 | -183.9 | -194.649 | 335.3135 | 336.4321
2020-09-16 21:00 | 8 | 14.4222 | 97.0604 | 97.1661 | 20.7306 | 24.6279 | 9 | 15 | -105.3183 | 106.7184 | -105.3183 | 106.7184 | 65.6684 | 112.1104 | 141.6 | 147.6125 | 140.7 | 146.8349 | -173.3 | -184.4545 | -177.2 | -187.8113 | -181.5 | -192.2356 | -181.4 | -192.2384 | 301.019 | 302.4539
2020-09-16 21:30 | 20 | 22.8254 | 105.0622 | 105.1967 | 10.185 | 16.5708 | 20 | 22.8254 | -90.5799 | 91.582 | -90.5799 | 91.582 | 68.6895 | 114.381 | 140.4 | 146.7206 | 139.5 | 145.9475 | -175.2 | -186.3701 | -177.5 | -188.0827 | -182 | -192.312 | -182 | -192.0328 | 272.1435 | 273.3832
2020-09-16 22:00 | 16 | 20 | 97.5649 | 97.8369 | 13.2385 | 18.6661 | 15 | 19.2094 | -90.0551 | 90.4158 | -90.0551 | 90.4158 | 83.3339 | 126.2502 | 141 | 146.868 | 138.9 | 144.8531 | -174.9 | -184.8595 | -176.9 | -187.2058 | -181.4 | -191.4004 | -180.8 | -191.3766 | 267.6864 | 268.637
2020-09-16 22:30 | 22 | 25.0599 | 103.2806 | 103.6043 | 4.7221 | 14.0513 | 23 | 25.9422 | -77.8162 | 78.6405 | -77.8162 | 78.6405 | 113.7804 | 143.6351 | 141.3 | 147.156 | 141.3 | 146.9072 | -176.8 | -186.5875 | -178.9 | -189.3389 | -183 | -193.6649 | -183 | -193.7411 | 287.8246 | 288.994
2020-09-16 23:00 | 32 | 33.5261 | 104.7248 | 104.9817 | -0.20363 | 10.5878 | 31 | 32.573 | -68.0724 | 68.6237 | -68.0724 | 68.6237 | 118.8078 | 148.8528 | 142.8 | 149.0188 | 141.6 | 147.8693 | -175.5 | -187.0531 | -177.2 | -188.6678 | -181.3 | -193.1454 | -180.9 | -193.1112 | 274.6074 | 276.0703
2020-09-16 23:30 | 22 | 23.7697 | 95.9395 | 96.2425 | 6.9783 | 11.6667 | 22 | 23.4094 | -86.1973 | 86.598 | -86.1973 | 86.598 | 112.6782 | 139.1269 | 142.5 | 147.82 | 143.4 | 148.6878 | -177.2 | -187.6818 | -178.5 | -189.3587 | -184.1 | -193.3733 | -183 | -193.1246 | 289.4389 | 289.5727
2020-09-17 | 13 | 14.3178 | 83.7077 | 83.9327 | 14.2358 | 15.2104 | 12 | 13.4164 | -92.4992 | 92.4996 | -92.4992 | 92.4996 | 112.8105 | 142.3984 | 143.7 | 149.1365 | 144.3 | 149.8757 | -176.6 | -187.0504 | -177.3 | -188.1325 | -181.6 | -192.5546 | -181.3 | -192.5665 | 268.6544 | 268.811
2020-09-17 00:30 | -11 | -11.1803 | 56.9381 | 57.1116 | 35.7342 | 36.1299 | -10 | -10.198 | -118.3705 | 118.6311 | -118.3705 | 118.6311 | 124.2848 | 151.582 | 142.8 | 148.3505 | 142.5 | 148.3087 | -176.9 | -187.4027 | -177.5 | -188.3286 | -181.9 | -192.7812 | -181.5 | -192.7642 | 265.7356 | 265.9027
2020-09-17 01:00 | -17 | -17.1172 | 48.7608 | 49.0544 | 41.1742 | 41.524 | -18 | -18.1108 | -122.4603 | 122.827 | -122.4603 | 122.827 | 128.0292 | 153.5525 | 141.3 | 146.3465 | 142.8 | 147.9511 | -175.4 | -185.5031 | -176 | -186.0824 | -180.4 | -190.5027 | -180 | -190.1686 | 250.9539 | 250.9736
2020-09-17 01:30 | -19 | -19.0263 | 45.8613 | 46.2757 | 41.2717 | 41.7278 | -21 | -21.095 | -115.9345 | 116.4357 | -115.9345 | 116.4357 | 123.8669 | 150.5694 | 141.6 | 147.3608 | 142.8 | 148.4321 | -178.9 | -188.4932 | -178.2 | -188.4829 | -182.3 | -192.5866 | -181.7 | -192.2649 | 221.2675 | 221.4911
2020-09-17 02:00 | -21 | -21.0238 | 42.1051 | 42.4083 | 44.0775 | 44.6186 | -21 | -21.0238 | -122.435 | 123.214 | -122.435 | 123.214 | 123.358 | 150.9813 | 144.9 | 150.373 | 144.3 | 149.9571 | -179 | -190.0571 | -177.5 | -188.682 | -181.8 | -193.0388 | -181.3 | -192.7362 | 201.4951 | 201.8321
2020-09-17 02:30 | -14 | -14.8661 | 51.8575 | 52.713 | 33.43 | 33.5896 | -12 | -13 | -105.8494 | 106.2416 | -105.8494 | 106.2416 | 124.2713 | 154.6891 | 143.7 | 150.1397 | 145.5 | 152.0364 | -177.5 | -190.1817 | -176 | -188.7943 | -180.2 | -192.9586 | -179 | -192.2777 | 177.1483 | 177.5193
2020-09-17 03:00 | -7 | -11.4018 | 57.9317 | 59.4397 | 26.345 | 27.2291 | -8 | -12.8062 | -94.3938 | 94.5792 | -94.3938 | 94.5792 | 126.2758 | 155.9675 | 145.8 | 152.0654 | 143.7 | 150.2269 | -178.4 | -190.3511 | -176 | -189.2907 | -180.3 | -193.3991 | -179.2 | -193.2833 | 181.298 | 182.1313
2020-09-17 03:30 | -9 | -11.4018 | 47.6421 | 48.8786 | 35.378 | 35.5843 | -9 | -11.4018 | -107.0451 | 107.317 | -107.0451 | 107.317 | 130.2818 | 157.8501 | 141.9 | 148.506 | 142.8 | 149.5433 | -174.4 | -187.4376 | -172.3 | -185.5571 | -176.8 | -190.0054 | -176.3 | -189.8177 | 191.0461 | 191.4941
2020-09-17 04:00 | -18 | -18.6815 | 44.3127 | 45.5345 | 39.1065 | 39.246 | -17 | -18.0278 | -109.1095 | 109.3471 | -109.1095 | 109.3471 | 114.9351 | 150.2633 | 127.2 | 134.049 | 126 | 133.3958 | -157.7 | -168.5628 | -157 | -167.2938 | -161.2 | -171.0811 | -160.8 | -170.3684 | 213.0771 | 221.2028
2020-09-17 04:30 | -16 | -17.088 | 44.8194 | 46.228 | 38.6435 | 38.8306 | -15 | -16.1555 | -111.3997 | 111.5569 | -111.3997 | 111.5569 | 125.9256 | 159.4977 | 136.8 | 143.7326 | 138.6 | 145.6298 | -173.8 | -183.8834 | -171 | -181.6554 | -176.1 | -185.3421 | -175.9 | -186.1047 | 201.8351 | 208.9475
2020-09-17 05:00 | -20 | -20.8806 | 47.1161 | 48.1698 | 38.7286 | 38.8621 | -20 | -21.1896 | -112.9361 | 113.2834 | -112.9361 | 113.2834 | 115.2273 | 150.5199 | 134.7 | 141.2758 | 136.8 | 143.6408 | -166.7 | -176.9914 | -165.4 | -175.164 | -169.7 | -179.1682 | -169.3 | -179.1939 | 210.0341 | 216.5394
2020-09-17 05:30 | -18 | -18.9737 | 48.9668 | 49.7307 | 40.8066 | 41.0484 | -19 | -19.9249 | -118.7852 | 118.9706 | -118.7852 | 118.9706 | 122.0982 | 157.1886 | 141 | 148.376 | 141.9 | 149.2315 | -174.9 | -188.1772 | -173.7 | -185.6785 | -178.5 | -188.7867 | -177.9 | -189.2163 | 219.5442 | 222.9569
2020-09-17 06:00 | -15 | -17 | 55.1668 | 55.5266 | 40.4271 | 40.9296 | -15 | -17 | -121.204 | 121.2221 | -121.204 | 121.2221 | 120.4371 | 153.3993 | 143.4 | 149.94 | 143.7 | 150.2269 | -179.2 | -190.7555 | -178.9 | -189.6785 | -182.8 | -193.7213 | -183 | -193.5678 | 238.6419 | 241.0795
2020-09-17 06:30 | -8 | -10 | 67.4181 | 67.436 | 35.5815 | 36.0351 | -9 | -10.8167 | -121.5103 | 121.5108 | -121.5103 | 121.5108 | 99.3574 | 142.639 | 142.8 | 150.1802 | 143.1 | 150.373 | -179.3 | -191.9466 | -179.5 | -189.8768 | -184.1 | -194.3272 | -183.4 | -194.242 | 265.9459 | 267.0888
2020-09-17 07:00 | -18 | -18.1108 | 59.6733 | 59.8998 | 49.15 | 49.1971 | -19 | -19.105 | -145.7091 | 145.7273 | -145.7091 | 145.7273 | 83.1979 | 130.7013 | 141.3 | 147.4099 | 142.8 | 149.0188 | -175.9 | -187.2789 | -177.5 | -186.5175 | -181.9 | -190.9573 | -181.4 | -190.7529 | 273.1927 | 273.4876
2020-09-17 07:30 | -31 | -31.0644 | 52.861 | 54.1885 | 58.3788 | 58.7225 | -30 | -30.0167 | -165.6288 | 165.761 | -165.6288 | 165.761 | 52.4871 | 110.698 | 144 | 149.2665 | 143.7 | 149.0565 | -177.5 | -187.6181 | -179.8 | -187.5123 | -183.5 | -192.0713 | -183.9 | -192.1002 | 284.4314 | 284.5588
2020-09-17 08:00 | -27 | -27.074 | 60.2534 | 61.4978 | 55.0098 | 55.2672 | -27 | -27.074 | -163.3066 | 163.3308 | -163.3066 | 163.3308 | 33.4793 | 94.0924 | 142.2 | 147.4511 | 141.3 | 146.7442 | -176.6 | -186.4163 | -180.9 | -187.2706 | -185.7 | -192.4441 | -185.3 | -192.1109 | 311.9597 | 311.9932
2020-09-17 08:30 | -45 | -45.2769 | 44.6444 | 47.653 | 73.7398 | 74.1944 | -46 | -46.2709 | -191.9322 | 192.086 | -191.9322 | 192.086 | 25.0896 | 74.3474 | 140.1 | 144.1431 | 140.4 | 144.5766 | -174.5 | -181.9409 | -180.3 | -186.8897 | -185 | -191.366 | -184.8 | -191.7862 | 327.72 | 328.1878
2020-09-17 09:00 | -40 | -40.1123 | 45.5735 | 47.5955 | 65.6692 | 66.0426 | -37 | -37.054 | -182.3142 | 182.3624 | -182.3142 | 182.3624 | 32.9899 | 81.6017 | 139.2 | 143.1978 | 141 | 145.018 | -175 | -181.7189 | -180 | -185.6472 | -184.1 | -189.5882 | -184.3 | -189.6026 | 336.0764 | 336.4856
2020-09-17 09:30 | -33 | -33.2415 | 40.5803 | 40.7117 | 57.9458 | 58.0073 | -33 | -33.1361 | -177.0052 | 177.2531 | -177.0052 | 177.2531 | 78.3287 | 112.3867 | 141.6 | 146.031 | 144 | 148.2874 | -178.4 | -185.5121 | -179.5 | -186.0942 | -184.6 | -191.0698 | -184.4 | -190.9882 | 316.3415 | 317.4758
2020-09-17 10:00 | -39 | -39.4588 | 37.9591 | 38.0388 | 64.6536 | 64.8458 | -39 | -39.4588 | -180.0929 | 180.4214 | -180.0929 | 180.4214 | 90.6908 | 120.8368 | 142.5 | 147.2001 | 144 | 148.6526 | -178.1 | -185.9284 | -176.6 | -183.8434 | -181.2 | -188.4059 | -180.6 | -188.0879 | 326.328 | 327.5222
2020-09-17 10:30 | -37 | -37.054 | 45.2254 | 45.8961 | 62.528 | 62.5447 | -37 | -37.0135 | -166.7459 | 166.8905 | -166.7459 | 166.8905 | 48.5466 | 90.9154 | 138.9 | 143.1204 | 141 | 145.085 | -173.9 | -181.4986 | -175.7 | -183.7206 | -180.4 | -188.4587 | -180.3 | -188.157 | 296.1747 | 297.28
2020-09-17 11:00 | -49 | -49 | 31.9267 | 32.0885 | 75.0488 | 75.1658 | -49 | -49.0102 | -165.8267 | 167.4585 | -165.8267 | 167.4585 | 48.7879 | 102.2927 | 141 | 145.018 | 139.8 | 144.0662 | -175.2 | -181.7491 | -179.5 | -185.6218 | -184.2 | -190.8479 | -183.8 | -190.4451 | 253.1389 | 254.3659
2020-09-17 11:30 | -64 | -64 | 23.6877 | 26.0999 | 83.1743 | 83.2431 | -66 | -66 | -195.6069 | 195.703 | -195.6069 | 195.703 | 58.161 | 96.9094 | 141.9 | 145.8932 | 142.8 | 146.5634 | -174.9 | -182.2682 | -176.2 | -182.967 | -181.4 | -188.0588 | -181.4 | -188.2982 | 326.226 | 326.9405
2020-09-17 12:00 | -58 | -58.0345 | 22.4025 | 23.6495 | 83.9597 | 83.9597 | -59 | -59.0762 | -186.7253 | 187.0967 | -186.7253 | 187.0967 | 41.8249 | 101.5638 | 139.2 | 143.9312 | 139.5 | 144.2214 | -174 | -182.4507 | -176.7 | -182.999 | -181.6 | -187.8621 | -180.9 | -187.3146 | 313.328 | 313.3493
2020-09-17 12:30 | -65 | -65.0692 | 12.5571 | 13.2164 | 87.7676 | 87.7707 | -65 | -65.0692 | -193.419 | 193.828 | -193.419 | 193.828 | 67.0231 | 101.0221 | 142.2 | 145.9114 | 140.7 | 144.6563 | -175.5 | -182.6766 | -175.1 | -181.037 | -179.8 | -185.6159 | -179.7 | -185.522 | 330.4001 | 330.4414
2020-09-17 13:00 | -68 | -68.1836 | 6.1809 | 6.413 | 88.9497 | 88.9823 | -66 | -66.2722 | -195.8916 | 196.5653 | -195.8916 | 196.5653 | 73.3512 | 104.1757 | 141.6 | 145.4629 | 141.6 | 145.3945 | -177.5 | -184.5167 | -177.3 | -183.095 | -182.1 | -187.8202 | -181.7 | -187.6054 | 334.8623 | 334.8879
2020-09-17 13:30 | -67 | -67.0298 | 11.2532 | 12.4586 | 85.683 | 85.697 | -69 | -69.029 | -191.4823 | 191.7554 | -191.4823 | 191.7554 | 71.7515 | 91.6817 | 140.4 | 143.9562 | 141.3 | 144.7036 | -175.5 | -182.266 | -180.5 | -187.3775 | -184.6 | -191.5421 | -184.7 | -191.9075 | 357.2944 | 357.9814
2020-09-17 14:00 | -71 | -71.0282 | 17.7714 | 18.8857 | 86.8285 | 86.8376 | -70 | -70.0286 | -180.6017 | 180.7893 | -180.6017 | 180.7893 | 73.6696 | 90.2568 | 132 | 135.433 | 128.7 | 132.3575 | -165.4 | -171.1782 | -171.7 | -177.8591 | -175.6 | -181.7037 | -175.9 | -182.1486 | 359.0541 | 359.9611
2020-09-17 14:30 | -75 | -75 | 11.3865 | 14.0186 | 90.5143 | 90.5699 | -75 | -75 | -188.3735 | 188.4402 | -188.3735 | 188.4402 | 81.0732 | 97.0292 | 132 | 135.7764 | 132.9 | 136.5821 | -165.2 | -171.3684 | -173.7 | -180.0249 | -178 | -184.4289 | -177.7 | -184.4387 | 370.4246 | 371.1254
2020-09-17 15:00 | -76 | -76 | 26.1778 | 28.9614 | 93.9533 | 93.9866 | -75 | -75 | -194.8084 | 194.8758 | -194.8084 | 194.8758 | 84.1908 | 101.0005 | 141.6 | 145.4629 | 140.4 | 144.09 | -177.3 | -183.9464 | -182.6 | -189.3748 | -186.8 | -193.5058 | -186.9 | -193.9188 | 352.2044 | 353.1253
2020-09-17 15:30 | -63 | -63.0079 | 27.4585 | 28.702 | 83.8146 | 83.8488 | -63 | -63.0317 | -181.9202 | 182.0163 | -181.9202 | 182.0163 | 77.3006 | 95.2584 | 139.5 | 143.3501 | 140.1 | 143.9341 | -174.4 | -181.1258 | -181.3 | -188.2019 | -186 | -192.9981 | -186 | -193.2131 | 362.1937 | 362.8935
2020-09-17 16:00 | -50 | -50 | 40.9503 | 41.9648 | 69.6338 | 69.8413 | -50 | -50 | -165.2407 | 165.2561 | -165.2407 | 165.2561 | 74.5779 | 96.0887 | 137.1 | 141.5218 | 138.3 | 143.061 | -172.2 | -179.9961 | -178.5 | -186.4603 | -183.2 | -191.1737 | -183 | -191.2599 | 336.8068 | 337.7598
2020-09-17 16:30 | -50 | -50.3587 | 47.8474 | 47.8919 | 69.2454 | 69.3578 | -50 | -50.4876 | -173.0563 | 173.8008 | -173.0563 | 173.8008 | 75.4441 | 92.5386 | 140.1 | 143.6637 | 138.6 | 142.0027 | -174.8 | -181.0604 | -181.3 | -188.1483 | -185.9 | -192.7424 | -185.7 | -192.709 | 358.6507 | 359.8847
2020-09-17 17:00 | -45 | -45.2769 | 49.4303 | 49.5158 | 71.5235 | 71.5348 | -46 | -46.2709 | -186.0733 | 186.8596 | -186.0733 | 186.8596 | 57.2899 | 86.0792 | 141.6 | 145.1929 | 138.9 | 142.6972 | -174.7 | -181.2806 | -179.8 | -187.0169 | -184.3 | -191.6318 | -184.2 | -191.6733 | 378.3159 | 380.0275
2020-09-17 17:30 | -30 | -30.1496 | 73.7548 | 74.1969 | 52.8438 | 52.8769 | -30 | -30.1496 | -165.5416 | 166.2079 | -165.5416 | 166.2079 | 49.8659 | 89.0492 | 140.7 | 145.2325 | 139.2 | 143.6308 | -174.6 | -182.1789 | -182.2 | -190.0907 | -186.7 | -194.5763 | -186.5 | -194.5829 | 423.7427 | 426.8452
2020-09-17 18:00 | -40 | -40.4475 | 71.5108 | 71.6571 | 62.2329 | 62.4318 | -40 | -40.4475 | -190.7731 | 192.0786 | -190.7731 | 192.0786 | 22.4929 | 71.2429 | 138.6 | 141.4397 | 140.4 | 143.0871 | -174.3 | -179.5497 | -182.5 | -188.208 | -187.4 | -193.0829 | -187.1 | -192.9374 | 417.7999 | 418.8737
2020-09-17 18:30 | -38 | -40.4969 | 73.6645 | 80.6282 | 66.7405 | 68.6779 | -38 | -40.4969 | -208.1241 | 208.1466 | -208.1241 | 208.1466 | 5.3773 | 83.5586 | 138.9 | 142.6288 | 139.8 | 143.3711 | -174.6 | -181.1575 | -183.4 | -189.8072 | -188.3 | -194.6976 | -187.9 | -194.4387 | 434.4747 | 434.5756
2020-09-17 19:00 | -41 | -48.0208 | 74.9763 | 86.2033 | 64.9397 | 70.4015 | -40 | -47.1699 | -204.3815 | 205.6345 | -204.3815 | 205.6345 | 4.5043 | 80.2815 | 137.7 | 141.4604 | 140.1 | 143.7977 | -171.5 | -178.3353 | -179 | -185.6916 | -183.7 | -190.383 | -183.7 | -190.4884 | 407.2904 | 407.4878
2020-09-17 19:30 | -40 | -46.6476 | 73.7742 | 83.9275 | 63.7541 | 68.9177 | -41 | -47.5079 | -196.2212 | 197.5714 | -196.2212 | 197.5714 | 4.6482 | 76.4033 | 139.5 | 142.8167 | 141.3 | 144.6392 | -172.7 | -178.955 | -179.1 | -185.8413 | -184 | -190.7514 | -183.5 | -190.3753 | 378.3658 | 379.0433
2020-09-17 20:00 | -35 | -41.8808 | 75.4808 | 84.6329 | 60.0726 | 65.128 | -36 | -42.19 | -183.803 | 185.1068 | -183.803 | 185.1068 | 18.4428 | 73.5073 | 139.5 | 143.2132 | 141.3 | 144.7686 | -175.2 | -181.9771 | -180.8 | -187.8012 | -185.5 | -192.4628 | -185.4 | -192.5543 | 368.9967 | 369.5796
2020-09-17 20:30 | -29 | -29 | 79.5941 | 80.5211 | 53.0336 | 53.1222 | -29 | -29.0172 | -166.6027 | 166.8575 | -166.6027 | 166.8575 | 27.7787 | 63.2006 | 141.3 | 144.7036 | 141.6 | 145.1268 | -174.3 | -180.9487 | -179.3 | -186.2218 | -184.2 | -190.9007 | -183.7 | -190.7017 | 354.5928 | 355.2989
2020-09-17 21:00 | -29 | -29.0172 | 79.6991 | 80.1622 | 50.4551 | 50.5562 | -28 | -28 | -157.8735 | 158.0819 | -157.8735 | 158.0819 | 38.072 | 71.6847 | 141.9 | 145.7549 | 141.3 | 145.3097 | -174.1 | -181.1376 | -179.6 | -186.6462 | -184.2 | -191.237 | -183.9 | -191.1105 | 344.2472 | 345.905
2020-09-17 21:30 | -24 | -24.0208 | 78.0523 | 78.3725 | 47.2205 | 47.3105 | -24 | -24.0832 | -150.5731 | 150.7661 | -150.5731 | 150.7661 | 52.6899 | 82.3663 | 140.7 | 144.7969 | 140.4 | 144.5054 | -175.7 | -183.0922 | -179.4 | -186.9241 | -184.2 | -191.7287 | -184 | -191.6643 | 320.542 | 322.8197
2020-09-17 22:00 | -26 | -26.0192 | 72.4172 | 72.5887 | 46.508 | 46.7736 | -26 | -26.0192 | -142.3137 | 142.3229 | -142.3137 | 142.3229 | 66.6578 | 93.1383 | 140.4 | 144.8677 | 138.9 | 143.193 | -174.5 | -182.6643 | -178.7 | -186.8551 | -183.3 | -191.518 | -182.7 | -191.0897 | 312.1288 | 315.085
2020-09-17 22:30 | -18 | -18.0278 | 75.0612 | 75.1518 | 39.5262 | 39.7423 | -19 | -19.0263 | -132.6504 | 132.6657 | -132.6504 | 132.6657 | 75.9771 | 97.7024 | 132 | 136.5102 | 132 | 136.6644 | -161.9 | -168.5285 | -166.1 | -173.3762 | -170.4 | -177.6973 | -170.4 | -177.8589 | 327.2461 | 331.1637
2020-09-17 23:00 | -6 | -6.7082 | 81.627 | 81.6379 | 29.4034 | 29.668 | -6 | -6.7082 | -116.4059 | 116.4353 | -116.4059 | 116.4353 | 71.592 | 110.6598 | 115.2 | 119.9163 | 114.6 | 119.0921 | -146.2 | -152.3361 | -150.6 | -156.1339 | -154.4 | -159.906 | -154.3 | -159.9667 | 325.1749 | 327.2002
2020-09-17 23:30 | 0 | 0 | 93.0084 | 93.0581 | 14.4243 | 16.1835 | 0 | 0 | -103.5615 | 103.5735 | -103.5615 | 103.5735 | 47.4848 | 93.6398 | 106.8 | 111.6746 | 105.9 | 110.9225 | -132.6 | -138.4442 | -137.3 | -142.6228 | -140.7 | -145.9518 | -140.5 | -145.866 | 337.3656 | 339.2364
2020-09-18 | 0 | 1 | 78.8938 | 78.9061 | 23.5593 | 24.0371 | 0 | 1 | -106.8539 | 106.8571 | -106.8539 | 106.8571 | 37.242 | 87.0986 | 92.4 | 99.0568 | 93.9 | 100.3512 | -116.7 | -123.0126 | -121.9 | -127.7453 | -125.1 | -130.8903 | -124.7 | -130.6266 | 343.4712 | 346.0738
2020-09-18 00:30 | -20 | -20 | 59.1134 | 59.1139 | 39.6665 | 40.5066 | -20 | -20 | -124.1663 | 124.4233 | -124.1663 | 124.4233 | 45.3667 | 93.9417 | 90 | 95.1568 | 89.7 | 94.7758 | -113.6 | -117.9792 | -117.7 | -122.7368 | -121.1 | -126.1961 | -120.6 | -125.8299 | 329.7611 | 333.3184
2020-09-18 01:00 | -22 | -22 | 55.6765 | 55.7467 | 37.5952 | 38.2836 | -21 | -21 | -115.1056 | 115.3212 | -115.1056 | 115.3212 | 60.3039 | 104.0526 | 89.1 | 95.5461 | 89.7 | 96.1059 | -114 | -120.1035 | -119 | -125.6387 | -122.2 | -128.7996 | -121.7 | -128.549 | 336.9591 | 339.4869
2020-09-18 01:30 | -19 | -19.0263 | 54.6226 | 54.8464 | 35.4551 | 36.0103 | -19 | -19.0263 | -110.0071 | 110.2227 | -110.0071 | 110.2227 | 76.5615 | 112.7132 | 89.7 | 96.214 | 90 | 96.6023 | -112.3 | -118.523 | -117.1 | -123.7787 | -120.3 | -127.0002 | -119.9 | -126.9445 | 338.2045 | 341.1004
2020-09-18 02:00 | -24 | -24 | 48.7077 | 48.8814 | 40.166 | 40.8263 | -24 | -24 | -112.041 | 112.3499 | -112.041 | 112.3499 | 80.9588 | 115.7427 | 90 | 96.6023 | 91.2 | 97.6139 | -114.5 | -120.641 | -118.8 | -125.546 | -122.1 | -128.8637 | -121.6 | -128.5838 | 326.3735 | 329.3751
2020-09-18 02:30 | -22 | -22 | 49.1004 | 49.1826 | 37.4526 | 38.7666 | -23 | -23 | -105.7227 | 106.5441 | -105.7227 | 106.5441 | 78.7428 | 127.2278 | 90.9 | 98.5618 | 90.6 | 98.2851 | -114.9 | -122.3356 | -118.8 | -126.3766 | -121.8 | -129.3348 | -121.4 | -129.3242 | 302.2359 | 312.5541
2020-09-18 03:00 | -24 | -24.0208 | 45.9486 | 46.04 | 40.1879 | 41.3776 | -24 | -24 | -108.3627 | 109.0776 | -108.3627 | 109.0776 | 80.4347 | 126.0626 | 92.4 | 99.7197 | 93 | 100.1641 | -116.9 | -123.721 | -120.4 | -127.3841 | -123.4 | -130.5757 | -123.1 | -130.3611 | 300.16 | 311.6374
2020-09-18 03:30 | -25 | -25 | 44.3883 | 44.6964 | 39.8559 | 40.605 | -25 | -25 | -106.5424 | 106.936 | -106.5424 | 106.936 | 81.8246 | 126.5375 | 91.5 | 99.0005 | 90.6 | 98.1692 | -116.9 | -124.0813 | -119.9 | -127.3101 | -122.6 | -129.9608 | -122.2 | -129.8463 | 289.2974 | 301.4842
2020-09-18 04:00 | -20 | -20.025 | 55.9172 | 56.1417 | 27.8267 | 29.0669 | -19 | -19.105 | -89.1828 | 89.7858 | -89.1828 | 89.7858 | 80.9018 | 127.8314 | 91.8 | 98.9386 | 92.1 | 99.329 | -115.6 | -122.6691 | -118.8 | -126.106 | -121.7 | -129.0732 | -121.5 | -129.1537 | 291.2946 | 303.4675
2020-09-18 04:30 | -12 | -12.6491 | 58.9008 | 59.5802 | 27.0009 | 27.2645 | -12 | -12.6491 | -87.193 | 87.2496 | -87.193 | 87.2496 | 77.0483 | 125.0869 | 92.4 | 99.3847 | 92.1 | 98.9955 | -117 | -123.6811 | -119.9 | -126.8136 | -122.9 | -129.9433 | -122.5 | -129.7617 | 289.3336 | 303.0118
2020-09-18 05:00 | -5 | -8.6023 | 65.6518 | 66.5246 | 22.1418 | 23.0803 | -6 | -8.4853 | -82.6158 | 82.6224 | -82.6158 | 82.6224 | 68.8213 | 115.2374 | 93 | 99.9428 | 92.7 | 99.5539 | -116.1 | -122.7649 | -119.1 | -125.8622 | -122 | -128.9278 | -121.8 | -128.7406 | 290.4783 | 301.8199
2020-09-18 05:30 | -7 | -10.6301 | 69.933 | 70.7613 | 21.0741 | 22.4897 | -7 | -10.6301 | -84.6964 | 84.7924 | -84.6964 | 84.7924 | 69.8906 | 104.7864 | 90.9 | 97.2269 | 92.7 | 99.0168 | -115.3 | -121.5268 | -119.2 | -125.6373 | -122.2 | -128.6424 | -121.9 | -128.5467 | 327.1494 | 333.1516
2020-09-18 06:00 | 0 | 9 | 81.2441 | 81.4891 | 18.96 | 21.4644 | 0 | 10 | -88.4394 | 89.0107 | -88.4394 | 89.0107 | 56.1561 | 80.2459 | 90 | 95.5532 | 90.3 | 95.6365 | -115.7 | -121.0237 | -120.9 | -126.4723 | -124 | -129.4311 | -124 | -129.5463 | 355.8522 | 360.4099
2020-09-18 06:30 | 5 | 10.2956 | 87.409 | 87.5268 | 15.9414 | 18.6253 | 4 | 8.9443 | -87.3142 | 87.8909 | -87.3142 | 87.8909 | 41.3916 | 70.6646 | 91.2 | 97.8294 | 91.2 | 97.8294 | -115.8 | -122.0643 | -121.6 | -127.3936 | -124.7 | -130.4198 | -124.3 | -130.2448 | 355.2123 | 359.4883
2020-09-18 07:00 | 0 | 8 | 82.6563 | 82.7119 | 23.4066 | 25.4285 | -1 | -8.0623 | -100.6071 | 101.1959 | -100.6071 | 101.1959 | 15.1491 | 54.9902 | 90.3 | 96.5595 | 90 | 96.7117 | -113.6 | -119.8827 | -119.9 | -125.3326 | -124 | -129.4886 | -124.3 | -129.8914 | 353.8696 | 356.1646
2020-09-18 07:30 | 2 | 8.2462 | 91.2355 | 91.2684 | 18.0021 | 20.7235 | 2 | 8.2462 | -100.2681 | 101.1081 | -100.2681 | 101.1081 | -2.8219 | 50.4515 | 87.3 | 93.2233 | 88.2 | 94.5985 | -111.2 | -116.8822 | -121.2 | -126.6346 | -124.5 | -129.9102 | -124.2 | -129.6227 | 374.0309 | 376.3039
2020-09-18 08:00 | 0 | 8 | 83.6525 | 83.6597 | 26.1818 | 28.5023 | 0 | 8 | -119.4057 | 120.3851 | -119.4057 | 120.3851 | -2.2925 | 47.7636 | 88.5 | 94.2444 | 87 | 93.0484 | -110.3 | -115.7805 | -121.1 | -126.3092 | -124.2 | -129.3401 | -124.2 | -129.4241 | 385.1471 | 386.4384
2020-09-18 08:30 | -14 | -15.6525 | 71.8663 | 71.8679 | 34.1244 | 35.2039 | -14 | -15.6525 | -132.694 | 133.4508 | -132.694 | 133.4508 | 8.9764 | 49.6464 | 87.9 | 93.4754 | 89.4 | 94.9883 | -111.3 | -116.1462 | -121.7 | -126.6606 | -124.8 | -129.7509 | -124.8 | -129.8057 | 414.5969 | 415.4657
2020-09-18 09:00 | -17 | -17 | 75.9859 | 76.6704 | 37.2592 | 37.5417 | -16 | -16 | -131.1061 | 131.238 | -131.1061 | 131.238 | 22.8979 | 60.7235 | 87.3 | 94.092 | 88.5 | 95.0962 | -112.1 | -117.9547 | -124.1 | -129.9348 | -127.5 | -133.3021 | -126.6 | -132.596 | 406.996 | 407.4353
2020-09-18 09:30 | -12 | -12 | 75.9275 | 76.7812 | 31.6748 | 32.3012 | -12 | -12 | -115.7348 | 115.7606 | -115.7348 | 115.7606 | 42.9295 | 72.1417 | 87.9 | 94.9385 | 87 | 94.2692 | -111.2 | -117.8077 | -122.9 | -129.5269 | -126.1 | -132.7847 | -126 | -132.9422 | 407.8082 | 408.6472
2020-09-18 10:00 | -20 | -20.6155 | 69.5303 | 69.5383 | 33.3732 | 34.0863 | -20 | -20.8806 | -113.2181 | 113.6478 | -113.2181 | 113.6478 | 57.9887 | 74.6964 | 87.6 | 94.1489 | 89.4 | 95.9344 | -110.8 | -116.5326 | -122.5 | -127.3889 | -125.9 | -130.7013 | -125.6 | -130.5478 | 403.4972 | 403.6171
2020-09-18 10:30 | -10 | -11.6619 | 68.1753 | 68.1755 | 28.8027 | 29.7951 | -10 | -11.6619 | -110.5284 | 110.9666 | -110.5284 | 110.9666 | 60.9623 | 77.1936 | 86.7 | 93.4234 | 86.7 | 93.6485 | -111.6 | -117.86 | -122 | -127.3717 | -125.5 | -130.7841 | -125 | -130.5996 | 396.5711 | 396.7007
2020-09-18 11:00 | -6 | -8.4853 | 72.0748 | 72.0825 | 22.6717 | 24.2728 | -7 | -9.2195 | -97.9586 | 98.3874 | -97.9586 | 98.3874 | 48.71 | 78.0504 | 84.9 | 92.2172 | 85.2 | 92.6106 | -109.1 | -115.8612 | -121.6 | -127.4291 | -125.1 | -130.9492 | -124.8 | -130.6923 | 389.6311 | 389.8476
2020-09-18 11:30 | -10 | -12.2066 | 71.2337 | 71.2418 | 26.9482 | 28.3416 | -9 | -12.0416 | -102.6414 | 103.0022 | -102.6414 | 103.0022 | 35.6774 | 87.3388 | 85.5 | 93.0043 | 86.1 | 93.5562 | -108.6 | -115.1558 | -121.1 | -126.0842 | -124.5 | -129.257 | -124.3 | -129.2153 | 397.8174 | 397.8301
2020-09-18 12:00 | -11 | -14.2127 | 74.9205 | 74.9408 | 27.8757 | 29.7699 | -10 | -13.4536 | -102.195 | 102.6837 | -102.195 | 102.6837 | 39.6961 | 87.1901 | 84.3 | 90.7494 | 84.6 | 91.2513 | -107.8 | -113.4637 | -123 | -127.8282 | -126.4 | -131.1562 | -126.1 | -130.9477 | 417.2311 | 417.2464
2020-09-18 12:30 | -14 | -17.2047 | 76.6673 | 76.715 | 27.7103 | 29.8498 | -14 | -17.2047 | -97.234 | 97.8724 | -97.234 | 97.8724 | 30.347 | 76.1027 | 86.4 | 92.7034 | 86.1 | 92.5333 | -108.2 | -113.5671 | -120.9 | -125.7676 | -124.4 | -128.9456 | -123.9 | -128.6944 | 419.9462 | 420.0453
2020-09-18 13:00 | -14 | -16.6433 | 63.3627 | 63.5225 | 34.2099 | 35.7679 | -15 | -18.0278 | -110.3378 | 110.8365 | -110.3378 | 110.8365 | 43.7928 | 65.4368 | 84.9 | 91.4178 | 85.5 | 91.9753 | -109.4 | -114.6211 | -121.4 | -126.3446 | -124.7 | -129.6821 | -124.6 | -129.641 | 420.6303 | 420.7888
2020-09-18 13:30 | 0 | 10 | 76.3729 | 76.5206 | 19.6629 | 22.4178 | 0 | 10 | -93.7316 | 94.3721 | -93.7316 | 94.3721 | 42.7287 | 63.4661 | 86.7 | 92.8751 | 87 | 93.2629 | -111.1 | -116.8591 | -120.9 | -126.7613 | -124.2 | -130.0963 | -123.9 | -129.9231 | 376.2656 | 376.5344
2020-09-18 14:00 | -10 | -16.4012 | 72.5504 | 72.9321 | 23.3022 | 26.5631 | -9 | -15.8114 | -89.0485 | 89.8865 | -89.0485 | 89.8865 | 60.2113 | 96.0339 | 85.5 | 91.3272 | 87.3 | 93.2233 | -109.1 | -114.3049 | -121.3 | -125.7614 | -125.1 | -129.5219 | -124.5 | -129.1293 | 425.3734 | 425.8478
2020-09-18 14:30 | -10 | -14.2127 | 70.4777 | 70.6705 | 32.0909 | 34.0378 | -9 | -14.2127 | -95.9135 | 96.5232 | -95.9135 | 96.5232 | 50.6852 | 91.4085 | 84.9 | 91.0879 | 84.9 | 91.197 | -108.4 | -113.5473 | -121.9 | -126.314 | -125.4 | -129.7461 | -125.1 | -129.6118 | 429.8368 | 430.3365
2020-09-18 15:00 | -7 | -11.4018 | 73.4091 | 73.5245 | 25.58 | 27.3774 | -8 | -12.0416 | -100.3798 | 100.7422 | -100.3798 | 100.7422 | 49.0647 | 97.661 | 86.1 | 92.8668 | 85.8 | 92.4764 | -108.5 | -114.4749 | -119.3 | -124.3846 | -122.7 | -127.7045 | -122.4 | -127.5843 | 402.3373 | 402.9072
2020-09-18 15:30 | 0 | 11 | 78.5022 | 78.8512 | 18.1712 | 21.0998 | 0 | 11 | -94.389 | 94.9236 | -94.389 | 94.9236 | 66.434 | 106.0232 | 84.9 | 91.5295 | 85.5 | 92.4243 | -109.9 | -115.5222 | -120.5 | -125.536 | -123.7 | -128.7343 | -123.2 | -128.324 | 400.1194 | 401.2667
2020-09-18 16:00 | 4 | 8.9443 | 79.9178 | 80.1824 | 12.5376 | 15.1024 | 4 | 8.9443 | -88.4885 | 88.7403 | -88.4885 | 88.7403 | 48.1736 | 97.5641 | 85.8 | 92.3649 | 86.4 | 92.7034 | -108.5 | -114.285 | -120 | -125.255 | -123.4 | -128.6849 | -123.2 | -128.5216 | 408.1513 | 408.9372
2020-09-18 16:30 | -4 | -9.8489 | 68.3521 | 68.7906 | 21.0225 | 22.9143 | -5 | -9.434 | -107.2539 | 107.6855 | -107.2539 | 107.6855 | 41.8781 | 83.056 | 86.7 | 92.6616 | 87.9 | 93.8904 | -110.5 | -115.8503 | -120.7 | -125.4395 | -123.7 | -128.4478 | -123.9 | -128.8331 | 416.4536 | 417.0056
2020-09-18 17:00 | 3 | 8.544 | 86.6962 | 86.8248 | 20.5991 | 22.7576 | 3 | 8.544 | -109.1031 | 109.5693 | -109.1031 | 109.5693 | 21.9133 | 76.5902 | 87.6 | 94.0394 | 87.3 | 93.8698 | -110.3 | -116.3086 | -121.2 | -126.3202 | -124.6 | -129.641 | -124.4 | -129.5043 | 419.4564 | 419.6465
2020-09-18 17:30 | -7 | -10.6301 | 86.2193 | 86.2666 | 27.9749 | 29.5779 | -7 | -10.6301 | -127.8724 | 128.2948 | -127.8724 | 128.2948 | 10.3908 | 61.3399 | 87.6 | 93.7158 | 87.9 | 93.9963 | -111 | -116.2974 | -121.8 | -127.209 | -124.4 | -129.7006 | -124.8 | -130.2263 | 439.404 | 440.0394
2020-09-18 18:00 | -7 | -9.2195 | 91.5815 | 91.5882 | 27.8034 | 28.6592 | -7 | -9.2195 | -130.6479 | 130.8916 | -130.6479 | 130.8916 | 1.1646 | 36.1597 | 87.6 | 92.0272 | 87.9 | 92.4049 | -112 | -115.3029 | -122.8 | -126.8294 | -126 | -129.9265 | -126.2 | -130.0724 | 454.5502 | 456.1547
2020-09-18 18:30 | -19 | -20.2485 | 83.7866 | 83.7995 | 42.4362 | 43.4051 | -19 | -20.6155 | -156.0836 | 156.9653 | -156.0836 | 156.9653 | -8.3461 | 29.0663 | 88.8 | 92.3064 | 89.1 | 92.5951 | -112.5 | -115.0605 | -124 | -127.2555 | -127.5 | -130.7343 | -127.4 | -130.659 | 463.1501 | 464.1091
2020-09-18 19:00 | -16 | -16.0312 | 86.5083 | 86.8828 | 41.1907 | 41.3871 | -17 | -17.0294 | -151.5405 | 151.7107 | -151.5405 | 151.7107 | -9.0578 | 37.6617 | 89.4 | 93.6524 | 88.2 | 92.6903 | -112.2 | -115.6652 | -123.2 | -127.0403 | -126.7 | -130.4373 | -126.6 | -130.3148 | 456.9129 | 457.9238
2020-09-18 19:30 | -24 | -24 | 78.8693 | 79.6202 | 47.0238 | 47.526 | -24 | -24 | -151.8348 | 151.8631 | -151.8348 | 151.8631 | -4.4173 | 41.2659 | 87.9 | 92.782 | 87.3 | 92.2138 | -112.8 | -116.9822 | -123.7 | -128.0519 | -127.2 | -131.5374 | -127.2 | -131.5629 | 447.082 | 448.2045
2020-09-18 20:00 | -32 | -32.0624 | 68.35 | 69.341 | 54.7696 | 55.3235 | -32 | -32.0624 | -158.8871 | 158.8871 | -158.8871 | 158.8871 | 6.3906 | 41.5607 | 87.9 | 92.782 | 88.2 | 92.8765 | -112.4 | -116.4124 | -122.9 | -127.3053 | -126.4 | -130.8411 | -126.6 | -131.0861 | 443.3886 | 444.5277
2020-09-18 20:30 | -31 | -31.0644 | 67.4127 | 68.4816 | 53.8573 | 54.507 | -31 | -31.0644 | -157.79 | 157.8323 | -157.79 | 157.8323 | 14.154 | 45.0545 | 89.4 | 94.1102 | 89.4 | 94.2043 | -112 | -116.0786 | -122 | -126.6223 | -125.3 | -129.7607 | -125.2 | -129.8134 | 429.0549 | 431.2522
2020-09-18 21:00 | -44 | -44.0454 | 50.5884 | 51.8827 | 68.4553 | 68.8723 | -43 | -43.0116 | -173.0018 | 173.0127 | -173.0018 | 173.0127 | 25.1088 | 47.6518 | 89.1 | 94.0149 | 89.7 | 94.6794 | -112.2 | -116.4038 | -122 | -126.73 | -125.2 | -129.9197 | -125.1 | -129.9308 | 418.5844 | 421.2226
2020-09-18 21:30 | -39 | -39.0128 | 56.6913 | 57.5092 | 59.4579 | 59.9476 | -39 | -39.0128 | -159.2606 | 159.295 | -159.2606 | 159.295 | 33.1273 | 68.9294 | 88.5 | 93.0682 | 90.3 | 94.6908 | -111.4 | -115.2398 | -120.7 | -125.2093 | -124 | -128.4978 | -123.8 | -128.4105 | 400.821 | 403.0443
2020-09-18 22:00 | -42 | -42.107 | 46.7105 | 47.8093 | 64.0332 | 64.8585 | -44 | -44.1022 | -161.7965 | 162.0276 | -161.7965 | 162.0276 | 37.764 | 72.016 | 88.8 | 93.6351 | 88.8 | 93.6351 | -115.7 | -119.6018 | -122.9 | -127.3577 | -126.3 | -130.7445 | -126.1 | -130.7872 | 380.0486 | 382.999
2020-09-18 22:30 | -40 | -40.1995 | 47.3994 | 48.1685 | 61.1544 | 61.9986 | -40 | -40.1123 | -160.1945 | 160.4157 | -160.1945 | 160.4157 | 52.0211 | 88.4326 | 90 | 94.9636 | 90 | 95.0598 | -114 | -118.3153 | -121.5 | -125.6944 | -123.9 | -128.0158 | -124.2 | -128.4072 | 375.0006 | 376.6935
2020-09-18 23:00 | -42 | -42.19 | 43.1798 | 43.9008 | 61.3953 | 62.3842 | -42 | -42.19 | -160.0123 | 160.3007 | -160.0123 | 160.3007 | 73.8108 | 99.2678 | 90.3 | 94.7739 | 90.9 | 95.3533 | -114.1 | -117.8269 | -121 | -124.8585 | -124 | -127.8894 | -124 | -127.9878 | 377.5275 | 380.1519
2020-09-18 23:30 | -39 | -39.3192 | 48.6498 | 49.1116 | 53.6259 | 55.2111 | -39 | -39.3192 | -156.6712 | 157.1161 | -156.6712 | 157.1161 | 49.1134 | 82.5256 | 90.6 | 95.1587 | 90.6 | 95.0673 | -114.1 | -117.8769 | -120.7 | -124.5185 | -123.2 | -127.0159 | -123.5 | -127.4046 | 362.1198 | 365.0656
2020-09-19 | -47 | -47.5184 | 33.612 | 34.3 | 63.0301 | 64.7263 | -47 | -47.5184 | -160.7406 | 161.6022 | -160.7406 | 161.6022 | 63.9464 | 92.8575 | 89.7 | 94.21 | 90.3 | 94.8731 | -113.4 | -117.43 | -120 | -124.0402 | -123.3 | -127.3098 | -123.1 | -127.1703 | 358.9313 | 362.1915
2020-09-19 00:30 | -52 | -52.6118 | 20.5743 | 21.519 | 70.746 | 72.3454 | -52 | -52.469 | -165.8318 | 167.0515 | -165.8318 | 167.0515 | 73.9495 | 112.5959 | 90.6 | 95.3438 | 90.3 | 94.6009 | -114.5 | -118.5184 | -120.4 | -124.5287 | -123.6 | -127.772 | -123.2 | -127.4915 | 355.0623 | 362.0818
2020-09-19 01:00 | -50 | -50.3587 | 21.575 | 21.9268 | 65.2009 | 66.8633 | -50 | -50.3587 | -158.6608 | 160.2953 | -158.6608 | 160.2953 | 69.3222 | 111.4116 | 90 | 95.0598 | 89.7 | 94.5838 | -115 | -119.396 | -120.2 | -124.9161 | -123.4 | -128.1051 | -123 | -127.8828 | 329.2342 | 337.0926
2020-09-19 01:30 | -56 | -56.7186 | 9.2798 | 10.8552 | 73.8849 | 75.8545 | -55 | -55.7315 | -169.2273 | 171.3643 | -169.2273 | 171.3643 | 74.1193 | 115.3984 | 91.5 | 98.0013 | 92.4 | 98.8421 | -114.9 | -121.0837 | -118.5 | -125.0052 | -121.6 | -128.0091 | -121 | -127.6629 | 301.9292 | 310.2964
2020-09-19 02:00 | -56 | -56.4358 | 10.6954 | 11.1268 | 69.3253 | 71.2683 | -56 | -56.4358 | -153.1586 | 155.2603 | -153.1586 | 155.2603 | 69.1349 | 113.6767 | 92.7 | 99.1226 | 92.1 | 98.5618 | -117 | -123.1093 | -119.5 | -126.0484 | -122.6 | -129.0849 | -122.3 | -129.0843 | 276.0522 | 289.6913
2020-09-19 02:30 | -51 | -51.1566 | 12.3931 | 13.2178 | 63.2186 | 64.822 | -51 | -51.0882 | -139.2561 | 140.8771 | -139.2561 | 140.8771 | 75.5556 | 122.4304 | 93 | 100.8464 | 92.4 | 100.5282 | -116.3 | -124.416 | -118.3 | -126.6053 | -121.5 | -129.8104 | -120.8 | -129.2975 | 267.9463 | 280.0336
2020-09-19 03:00 | -57 | -57.7062 | 11.619 | 12.2624 | 65.5139 | 67.8602 | -56 | -56.5685 | -138.51 | 141.0502 | -138.51 | 141.0502 | 61.3069 | 106.4063 | 80.4 | 87.9696 | 79.5 | 87.7729 | -99.6 | -106.7101 | -102.8 | -110.3079 | -105.5 | -113.0785 | -105 | -112.7573 | 285.2386 | 300.087
2020-09-19 03:30 | -62 | -63.1506 | 2.072 | 5.8692 | 74.5973 | 77.0476 | -59 | -60.0167 | -151.8163 | 154.6572 | -151.8163 | 154.6572 | 52.6821 | 99.9366 | 65.7 | 74.3474 | 66.9 | 75.8294 | -82.1 | -88.5587 | -86.8 | -93.7789 | -89.2 | -96.3033 | -88.7 | -95.8026 | 295.2895 | 310.6558
2020-09-19 04:00 | -68 | -69.4262 | -5.4324 | 10.2219 | 81.0823 | 84.045 | -69 | -70.406 | -160.0259 | 163.7563 | -160.0259 | 163.7563 | 45.6025 | 92.1429 | 56.7 | 65.7555 | 56.4 | 65.65 | -75.6 | -81.5206 | -80.6 | -87.0184 | -82.3 | -88.7442 | -82.2 | -88.802 | 314.8767 | 328.3144
2020-09-19 04:30 | -66 | -67.4685 | 5.9419 | 11.4505 | 68.5352 | 72.7304 | -66 | -67.2681 | -141.4183 | 146.4379 | -141.4183 | 146.4379 | 48.6999 | 96.3041 | 57.3 | 66.1233 | 58.2 | 67.6572 | -72.5 | -78.5385 | -78.1 | -84.5923 | -80.2 | -86.7239 | -80 | -86.6923 | 308.1026 | 322.3982
2020-09-19 05:00 | -69 | -70.6116 | -6.4088 | 10.7785 | 81.7599 | 84.7911 | -68 | -69.4262 | -159.9361 | 163.8755 | -159.9361 | 163.8755 | 51.3038 | 93.8251 | 59.7 | 68.5058 | 58.5 | 67.1658 | -73.6 | -79.144 | -79.2 | -85.3456 | -81.4 | -87.5743 | -80.7 | -86.9985 | 324.8481 | 338.4531
2020-09-19 05:30 | -69 | -71.3092 | -5.4256 | 13.0035 | 82.1291 | 85.9572 | -69 | -71.3092 | -166.5646 | 171.8794 | -166.5646 | 171.8794 | 41.2317 | 90.1234 | 61.2 | 69.673 | 60.3 | 68.8838 | -77.6 | -83.3031 | -82.2 | -88.6514 | -84.3 | -90.8982 | -84 | -90.6577 | 311.3947 | 325.3811
2020-09-19 06:00 | -78 | -79.8311 | -10.7993 | 16.7817 | 90.131 | 93.0469 | -79 | -80.8084 | -180.1094 | 184.1229 | -180.1094 | 184.1229 | 46.6821 | 87.9331 | 56.4 | 65.044 | 59.1 | 67.3986 | -73.8 | -78.9331 | -79.1 | -84.7765 | -80.9 | -86.6719 | -81 | -86.9163 | 335.187 | 347.7565
2020-09-19 06:30 | -81 | -83.1986 | -13.529 | 20.8879 | 94.188 | 97.6545 | -81 | -82.9759 | -187.4514 | 192.3468 | -187.4514 | 192.3468 | 36.726 | 82.9597 | 56.4 | 64.7472 | 56.4 | 64.8951 | -72.5 | -77.7154 | -78.8 | -84.3314 | -81 | -86.4713 | -80.6 | -86.392 | 331.8157 | 345.6427
2020-09-19 07:00 | -90 | -92.6499 | -22.8513 | 30.4043 | 104.7511 | 108.3557 | -88 | -90.7083 | -204.4751 | 209.6518 | -204.4751 | 209.6518 | 28.7346 | 77.689 | 59.1 | 67.2549 | 59.1 | 67.3986 | -75.3 | -80.4073 | -80.4 | -86.0976 | -82.2 | -87.922 | -81.9 | -87.6416 | 332.6719 | 346.2669
2020-09-19 07:30 | -94 | -96.3172 | -22.1848 | 28.9514 | 104.9161 | 107.982 | -92 | -94.3663 | -206.7712 | 211.0233 | -206.7712 | 211.0233 | 30.4965 | 77.4336 | 55.2 | 63.1142 | 55.5 | 63.2324 | -72.2 | -76.9096 | -80.5 | -85.6664 | -82.5 | -87.7852 | -82.2 | -87.5377 | 357.8996 | 368.4953
2020-09-19 08:00 | -90 | -93.1451 | -20.6993 | 30.3564 | 104.4356 | 108.3347 | -90 | -93.1451 | -208.9339 | 213.7341 | -208.9339 | 213.7341 | 18.0585 | 81.9428 | 56.7 | 66.0613 | 59.1 | 68.7373 | -73.2 | -79.6111 | -80.9 | -87.6001 | -83.1 | -89.8244 | -82.9 | -89.7157 | 357.5755 | 363.4274
2020-09-19 08:30 | -85 | -87.0976 | -24.4206 | 28.6423 | 96.1221 | 99.0403 | -85 | -87.0976 | -195.5249 | 198.9738 | -195.5249 | 198.9738 | 28.3253 | 83.2631 | 58.8 | 68.0226 | 58.2 | 67.9651 | -75.9 | -81.6875 | -84.2 | -90.3268 | -86.4 | -92.5592 | -86.3 | -92.7195 | 366.4323 | 373.4453
2020-09-19 09:00 | -75 | -78.4474 | -28.1394 | 33.6193 | 95.0183 | 99.249 | -73 | -76.243 | -194.8365 | 200.1388 | -194.8365 | 200.1388 | 26.8621 | 84.1199 | 68.7 | 78.2684 | 69.6 | 79.2023 | -86.1 | -93.8721 | -90.4 | -98.1397 | -92.7 | -100.5311 | -92.3 | -100.3184 | 323.5981 | 327.6521
2020-09-19 09:30 | -97 | -99.6895 | -36.006 | 40.9381 | 104.2869 | 108.0577 | -97 | -99.6895 | -210.3168 | 215.0769 | -210.3168 | 215.0769 | 16.532 | 80.2967 | 61.8 | 71.3704 | 61.8 | 70.9245 | -80.4 | -86.72 | -88 | -94.4483 | -90.3 | -96.8457 | -90 | -96.6387 | 342.6378 | 347.2507
2020-09-19 10:00 | -99 | -101.8676 | -50.2702 | 53.732 | 106.6573 | 110.2629 | -98 | -100.6628 | -213.2687 | 217.6795 | -213.2687 | 217.6795 | 13.2064 | 83.6327 | 66.3 | 75.4433 | 67.5 | 76.3593 | -84 | -90.3598 | -92.6 | -98.9937 | -95.2 | -101.6736 | -95.1 | -101.6505 | 353.1074 | 357.1527
2020-09-19 10:30 | -90 | -92.8924 | -46.1845 | 49.0447 | 93.4777 | 97.5225 | -90 | -92.8924 | -184.3324 | 189.3204 | -184.3324 | 189.3204 | 24.1052 | 87.8329 | 57.3 | 67.3532 | 57.9 | 68.1793 | -74.2 | -80.6095 | -81.4 | -87.9102 | -83.7 | -90.3421 | -83 | -89.5806 | 341.1583 | 346.0802
2020-09-19 11:00 | -83 | -85.3756 | -36.4341 | 39.1676 | 85.7762 | 89.4189 | -81 | -83.4326 | -163.4287 | 168.7635 | -163.4287 | 168.7635 | 34.826 | 87.1394 | 66 | 75.9095 | 66.6 | 75.5649 | -85.1 | -92.0164 | -92.1 | -99.069 | -94.6 | -101.688 | -94.4 | -101.5756 | 310.2524 | 315.7668
2020-09-19 11:30 | -86 | -87.8635 | -39.0115 | 41.6033 | 91.138 | 94.4218 | -87 | -88.8426 | -169.012 | 174.2189 | -169.012 | 174.2189 | 46.8943 | 93.7649 | 72 | 80.2319 | 71.4 | 79.1682 | -91.4 | -97.4495 | -97 | -103.2235 | -99.5 | -105.8805 | -99.3 | -105.7613 | 295.4603 | 302.4969
2020-09-19 12:00 | -90 | -92.8924 | -56.15 | 58.9091 | 97.4979 | 101.5898 | -90 | -92.8924 | -181.5582 | 187.7273 | -181.5582 | 187.7273 | 31.3584 | 88.6264 | 75.6 | 83.8633 | 75.6 | 84.2568 | -96.1 | -103.0849 | -101.3 | -108.1928 | -103.8 | -110.7796 | -103.8 | -110.7912 | 294.4405 | 299.5445
2020-09-19 12:30 | -91 | -92.9624 | -57.7685 | 59.3253 | 97.4038 | 100.4285 | -91 | -93.1719 | -181.1933 | 185.5803 | -181.1933 | 185.5803 | 22.528 | 87.2616 | 77.1 | 85.0906 | 76.5 | 84.6755 | -97.2 | -104.0754 | -103.2 | -109.9738 | -106.3 | -113.2975 | -106 | -113.0508 | 290.3232 | 295.9315
2020-09-19 13:00 | -84 | -85.3288 | -47.769 | 48.9524 | 89.858 | 92.4707 | -83 | -84.3445 | -165.9349 | 169.4312 | -165.9349 | 169.4312 | 33.8331 | 94.2783 | 78.6 | 86.5774 | 78.3 | 86.0545 | -100.9 | -107.7131 | -103.2 | -110.0778 | -105.8 | -112.8285 | -105.4 | -112.5585 | 275.1479 | 282.2963
2020-09-19 13:30 | -85 | -86.1452 | -46.1587 | 47.3042 | 92.9079 | 95.5081 | -85 | -86.1452 | -173.547 | 177.1395 | -173.547 | 177.1395 | 39.3028 | 97.3187 | 79.2 | 86.9979 | 78 | 86.1601 | -99 | -105.3513 | -102 | -108.838 | -104.5 | -111.4358 | -104.3 | -111.318 | 273.7043 | 282.0598
2020-09-19 14:00 | -91 | -92.3959 | -48.865 | 50.2671 | 96.8908 | 99.5203 | -90 | -91.4112 | -169.0907 | 172.4414 | -169.0907 | 172.4414 | 44.4165 | 95.2398 | 76.8 | 84.8189 | 77.4 | 85.2364 | -98.7 | -105.0262 | -102.9 | -109.3838 | -105.5 | -112.2629 | -104.9 | -111.5027 | 285.9326 | 294.1835
2020-09-19 14:30 | -88 | -89.822 | -47.6132 | 49.4965 | 96.3995 | 99.6368 | -88 | -89.822 | -172.1123 | 175.8804 | -172.1123 | 175.8804 | 42.2296 | 96.4203 | 76.8 | 84.692 | 77.7 | 85.1371 | -100.7 | -107.0429 | -105.2 | -111.6503 | -108.1 | -114.651 | -107.8 | -114.6303 | 286.4034 | 294.5178
2020-09-19 15:00 | -90 | -92.6499 | -37.0643 | 40.516 | 94.6176 | 98.4437 | -89 | -91.6788 | -173.1565 | 177.4498 | -173.1565 | 177.4498 | 42.3444 | 101.8953 | 84 | 92.8664 | 84.3 | 92.1132 | -108.6 | -116.2592 | -112.9 | -120.4243 | -116.1 | -123.8419 | -115.6 | -123.4083 | 273.2031 | 279.0085
2020-09-19 15:30 | -78 | -80.05 | -18.6759 | 22.6822 | 86.2844 | 89.4565 | -78 | -79.8311 | -166.3546 | 169.7084 | -166.3546 | 169.7084 | 46.715 | 100.4502 | 90.9 | 98.4462 | 90.6 | 97.9398 | -114.2 | -121.9218 | -118.7 | -126.3086 | -121.7 | -129.3242 | -121.5 | -129.2899 | 283.869 | 290.4932
2020-09-19 16:00 | -68 | -69.6348 | -9.0532 | 15.924 | 81.0546 | 84.1271 | -67 | -68.6586 | -160.0008 | 163.2489 | -160.0008 | 163.2489 | 33.3953 | 96.0673 | 90.3 | 97.2116 | 94.2 | 100.632 | -117.6 | -124.0565 | -120.9 | -127.5032 | -123.7 | -130.444 | -123.5 | -130.3501 | 267.8706 | 275.0866
2020-09-19 16:30 | -65 | -66.9403 | 2.4435 | 13.2502 | 78.6974 | 81.6744 | -65 | -66.7083 | -159.1928 | 162.3935 | -159.1928 | 162.3935 | 29.7878 | 91.048 | 90.9 | 97.5498 | 91.5 | 98.1092 | -114.4 | -120.7366 | -119.1 | -125.5741 | -122.1 | -128.7047 | -121.9 | -128.5467 | 296.9351 | 304.7875
2020-09-19 17:00 | -65 | -66.9403 | 6.4296 | 14.6619 | 79.7555 | 82.6386 | -65 | -66.7083 | -164.4647 | 167.5189 | -164.4647 | 167.5189 | 24.9934 | 73.4716 | 90.3 | 96.5595 | 91.2 | 97.2967 | -112.7 | -118.934 | -119.1 | -125.9303 | -122.1 | -129.1542 | -122 | -129.1251 | 313.6118 | 321.4391
2020-09-19 17:30 | -66 | -67.6831 | 10.8888 | 17.4366 | 81.3431 | 84.142 | -65 | -66.7083 | -175.0215 | 177.5613 | -175.0215 | 177.5613 | 15.0413 | 73.0072 | 90.9 | 97.5498 | 89.7 | 96.5431 | -113.7 | -119.852 | -120.2 | -127.1047 | -123.2 | -130.3246 | -123.1 | -130.3941 | 343.9994 | 349.0599
2020-09-19 18:00 | -66 | -67.6831 | 16.1555 | 21.1331 | 80.3931 | 82.7553 | -65 | -66.7083 | -178.5411 | 180.4618 | -178.5411 | 180.4618 | 1.4859 | 68.2916 | 89.7 | 96.214 | 89.7 | 96.3229 | -114.8 | -120.5508 | -121.6 | -128.0726 | -124.3 | -131.0148 | -124.7 | -131.4243 | 353.4777 | 358.1354
2020-09-19 18:30 | -68 | -70.0928 | 17.6003 | 25.744 | 87.401 | 89.9223 | -67 | -69.1231 | -193.3649 | 195.1694 | -193.3649 | 195.1694 | -10.9588 | 66.2812 | 89.1 | 95.5461 | 90.9 | 97.3337 | -113.6 | -119.5358 | -121.6 | -127.2805 | -124.8 | -130.5154 | -124.7 | -130.4491 | 366.6663 | 369.5059
2020-09-19 19:00 | -77 | -79.555 | 9.9254 | 24.3736 | 94.72 | 97.6197 | -77 | -79.3095 | -204.7913 | 207.0621 | -204.7913 | 207.0621 | -8.6849 | 63.7283 | 88.8 | 95.0508 | 90.3 | 96.3486 | -112.3 | -118.1779 | -120.1 | -125.7589 | -123.2 | -128.8685 | -123.1 | -128.8612 | 361.0919 | 364.1664
2020-09-19 19:30 | -78 | -81.3204 | 8.86 | 25.7821 | 94.8903 | 98.4218 | -79 | -82.0061 | -200.7888 | 203.9171 | -200.7888 | 203.9171 | -1.7308 | 64.6381 | 89.1 | 95.8748 | 90.6 | 97.3799 | -113.8 | -119.7881 | -121 | -126.9169 | -124.1 | -130.0838 | -124.2 | -130.1393 | 348.9289 | 352.667
2020-09-19 20:00 | -83 | -86.6833 | 3.4481 | 26.2769 | 99.3313 | 103.3574 | -82 | -85.7263 | -204.3399 | 208.1999 | -204.3399 | 208.1999 | 10.5009 | 72.4622 | 90 | 97.385 | 90.3 | 97.6623 | -114 | -121.1487 | -120.7 | -127.3454 | -124.2 | -130.8867 | -124.1 | -131.0453 | 342.6428 | 345.7853
2020-09-19 20:30 | -79 | -82.8613 | 6.1048 | 24.5286 | 93.0967 | 97.5186 | -79 | -82.8613 | -193.3573 | 197.6738 | -193.3573 | 197.6738 | 19.284 | 76.0038 | 90.6 | 98.2851 | 90.6 | 98.6375 | -113.4 | -121.1611 | -119.8 | -127.2496 | -122.7 | -130.116 | -122.6 | -130.1891 | 333.4037 | 337.1611
2020-09-19 21:00 | -76 | -80.0062 | 4.288 | 24.516 | 92.5847 | 97.0709 | -75 | -79.0569 | -190.004 | 194.4467 | -190.004 | 194.4467 | 29.077 | 86.0995 | 91.2 | 98.3822 | 91.5 | 98.6603 | -115 | -121.9231 | -120.5 | -126.9655 | -123.6 | -130.0974 | -123.6 | -130.1913 | 328.2871 | 330.8448
2020-09-19 21:30 | -71 | -74.9466 | 7.384 | 23.2173 | 87.0315 | 91.6043 | -71 | -74.6324 | -183.9276 | 188.3954 | -183.9276 | 188.3954 | 30.0727 | 88.6991 | 91.5 | 99.1154 | 90.6 | 98.1692 | -113.5 | -121.1261 | -118.6 | -125.7173 | -121.7 | -128.8746 | -121.3 | -128.5962 | 304.1386 | 306.3966
2020-09-19 22:00 | -79 | -82.5651 | -0.8411 | 20.9751 | 91.4803 | 95.875 | -78 | -81.6088 | -186.0091 | 190.5902 | -186.0091 | 190.5902 | 41.9701 | 100.1437 | 90.6 | 97.7135 | 91.2 | 98.1587 | -115 | -121.9564 | -118.9 | -125.9596 | -121.9 | -128.8352 | -121.7 | -128.8707 | 301.8317 | 308.3195
2020-09-19 22:30 | -69 | -71.8401 | 6.1022 | 17.7355 | 82.8936 | 86.9256 | -68 | -70.8802 | -177.7774 | 181.4515 | -177.7774 | 181.4515 | 60.2134 | 110.6782 | 91.5 | 99.0005 | 91.2 | 98.8385 | -113.8 | -120.9944 | -118.5 | -125.4955 | -121.5 | -128.6528 | -121.1 | -128.4075 | 310.729 | 316.6645
2020-09-19 23:00 | -68 | -71.4703 | 2.6751 | 18.2083 | 84.0156 | 88.6537 | -68 | -71.1688 | -180.2602 | 184.442 | -180.2602 | 184.442 | 57.8887 | 107.4968 | 90.6 | 97.8262 | 92.4 | 99.4956 | -115.1 | -122.1843 | -118.5 | -125.5898 | -121.3 | -128.4969 | -120.9 | -128.219 | 294.6227 | 301.6462
2020-09-19 23:30 | -73 | -77.1622 | -0.89231 | 20.6377 | 86.486 | 92.1686 | -73 | -77.1622 | -192.5428 | 197.3403 | -192.5428 | 197.3403 | 40.3236 | 98.9105 | 92.7 | 99.8856 | 93.3 | 100.4427 | -115 | -121.9564 | -118.1 | -124.9817 | -121.1 | -128.046 | -120.9 | -128.0204 | 291.8322 | 300.2369
2020-09-20 | -70 | -75.0267 | -1.611 | 20.1421 | 82.3747 | 88.5599 | -71 | -75.6108 | -179.4613 | 185.3408 | -179.4613 | 185.3408 | 46.0078 | 101.1658 | 92.7 | 99.7742 | 91.8 | 98.9386 | -116.2 | -123.3212 | -119 | -126.0948 | -122.2 | -129.2196 | -121.8 | -129.1342 | 268.5562 | 279.2877
2020-09-20 00:30 | -76 | -81.7068 | -10.2205 | 23.6865 | 88.0878 | 94.6996 | -77 | -82.28 | -180.9507 | 188.0175 | -180.9507 | 188.0175 | 43.5891 | 97.0534 | 92.7 | 99.9977 | 92.1 | 99.6695 | -115.4 | -122.9773 | -117.5 | -125.0866 | -120.2 | -127.7952 | -119.9 | -127.7436 | 249.5686 | 263.3167
2020-09-20 01:00 | -81 | -86.3771 | -17.3195 | 29.1936 | 92.8835 | 99.786 | -81 | -86.0349 | -181.3826 | 189.4026 | -181.3826 | 189.4026 | 54.3628 | 101.6122 | 92.1 | 99.4417 | 92.7 | 100.2242 | -116.7 | -124.2666 | -118.6 | -126.0526 | -121.3 | -128.9919 | -121.2 | -128.9738 | 245.5267 | 258.3461
2020-09-20 01:30 | -80 | -84.4334 | -18.2934 | 26.8756 | 90.6898 | 96.717 | -79 | -83.1685 | -176.9666 | 184.218 | -176.9666 | 184.218 | 81.1827 | 115.7942 | 92.4 | 98.9491 | 90.6 | 97.1616 | -114.6 | -121.249 | -118.3 | -125.2034 | -121.4 | -128.2056 | -120.7 | -127.8315 | 270.6555 | 287.1502
2020-09-20 02:00 | -86 | -91.0824 | -25.4608 | 33.8543 | 97.0034 | 103.3233 | -86 | -90.7579 | -181.9759 | 189.9552 | -181.9759 | 189.9552 | 75.3887 | 113.5808 | 92.7 | 99.8856 | 92.7 | 100.053 | -115.9 | -123.1059 | -118.2 | -125.5073 | -121.4 | -128.7904 | -120.9 | -128.4876 | 238.2986 | 257.5602
2020-09-20 02:30 | -75 | -79.3788 | -14.9478 | 23.8468 | 85.8084 | 91.7668 | -74 | -78.4347 | -163.6805 | 171.0168 | -163.6805 | 171.0168 | 72.4465 | 109.3594 | 92.1 | 99.4417 | 93.9 | 100.8901 | -117.4 | -124.9963 | -118.7 | -126.0057 | -121.5 | -129.2286 | -121.3 | -129.1802 | 218.0038 | 236.9401
2020-09-20 03:00 | -74 | -78.4347 | -18.8902 | 25.8915 | 86.8907 | 92.9818 | -75 | -79.3788 | -163.6802 | 171.3208 | -163.6802 | 171.3208 | 74.5339 | 109.1354 | 92.4 | 100.0616 | 92.4 | 99.9468 | -117 | -124.6171 | -118.1 | -125.5822 | -121.2 | -128.8037 | -121.1 | -128.7859 | 219.0208 | 235.7162
2020-09-20 03:30 | -72 | -76.2168 | -14.7052 | 22.0945 | 82.4543 | 88.4869 | -72 | -76.2168 | -157.6534 | 165.3154 | -157.6534 | 165.3154 | 73.1032 | 108.5646 | 92.4 | 100.0616 | 93.3 | 100.7795 | -117 | -124.6679 | -118.2 | -125.8128 | -120.8 | -128.4955 | -120.5 | -128.4543 | 204.7367 | 223.2915
2020-09-20 04:00 | -63 | -66.4078 | -5.0863 | 11.0942 | 72.1739 | 77.0308 | -63 | -66.4078 | -139.7255 | 145.8529 | -139.7255 | 145.8529 | 68.3937 | 100.2994 | 93.6 | 101.5158 | 93 | 100.7308 | -116.8 | -124.9189 | -117.3 | -125.259 | -120.1 | -128.0791 | -119.8 | -127.9728 | 189.3707 | 206.3498
2020-09-20 04:30 | -59 | -61.6847 | -4.7364 | 9.9398 | 71.8907 | 76.4209 | -60 | -62.3618 | -142.6409 | 148.5589 | -142.6409 | 148.5589 | 67.2298 | 99.9218 | 92.7 | 100.4539 | 94.2 | 102.0692 | -117.4 | -125.3394 | -118 | -125.6936 | -120.8 | -128.5296 | -120.5 | -128.4543 | 182.5356 | 199.5146
2020-09-20 05:00 | -57 | -58.4637 | -1.3083 | 5.419 | 68.5531 | 72.1434 | -57 | -58.6941 | -144.6783 | 149.6385 | -144.6783 | 149.6385 | 70.0473 | 100.1905 | 93 | 100.2759 | 93.6 | 101.285 | -118.7 | -126.2914 | -118.9 | -126.2674 | -121.7 | -129.0457 | -121.1 | -128.7435 | 189.8891 | 205.5524
2020-09-20 05:30 | -54 | -54.9181 | 3.0421 | 3.6513 | 64.1148 | 66.9568 | -54 | -54.9181 | -130.7538 | 134.5134 | -130.7538 | 134.5134 | 67.2156 | 97.1809 | 92.7 | 99.0168 | 94.5 | 100.808 | -117.4 | -123.8033 | -117.5 | -123.9299 | -120.3 | -126.8707 | -120.1 | -126.841 | 180.5083 | 201.029
2020-09-20 06:00 | -53 | -53.9351 | 2.0246 | 2.8404 | 66.3719 | 69.0139 | -54 | -54.7449 | -133.9313 | 137.1464 | -133.9313 | 137.1464 | 66.0794 | 96.5516 | 93.3 | 99.5788 | 92.7 | 98.8075 | -117.9 | -124.0292 | -118.4 | -124.5642 | -121.6 | -127.8238 | -121.3 | -127.6938 | 193.0303 | 213.2396
2020-09-20 06:30 | -45 | -45.7056 | 8.0015 | 8.4958 | 57.7058 | 60.5197 | -46 | -46.6905 | -121.9697 | 125.3592 | -121.9697 | 125.3592 | 59.1402 | 92.7638 | 92.7 | 99.4449 | 93 | 99.6167 | -118.4 | -124.9104 | -118.5 | -125.1331 | -121.4 | -127.946 | -120.9 | -127.7272 | 184.8676 | 204.1541
2020-09-20 07:00 | -41 | -41.7732 | 11.6306 | 12.3794 | 53.2167 | 56.089 | -41 | -41.5933 | -120.1421 | 123.9754 | -120.1421 | 123.9754 | 60.2652 | 93.8159 | 91.5 | 98.1092 | 93 | 99.5096 | -117.5 | -124.2189 | -118.5 | -125.3568 | -121.5 | -128.3597 | -121.4 | -128.46 | 184.4497 | 205.2195
2020-09-20 07:30 | -47 | -47.3814 | 4.2073 | 7.147 | 56.7686 | 58.7365 | -46 | -46.3897 | -130.0362 | 132.6033 | -130.0362 | 132.6033 | 71.2352 | 100.07 | 92.7 | 99.4449 | 93.6 | 100.1771 | -117.4 | -123.8351 | -119.5 | -125.922 | -122.5 | -129.0213 | -122.3 | -128.9895 | 219.1368 | 234.142
2020-09-20 08:00 | -51 | -51.3517 | -10.7518 | 12.1377 | 62.2476 | 64.4557 | -51 | -51.3517 | -140.7108 | 143.8273 | -140.7108 | 143.8273 | 76.8736 | 104.4375 | 92.1 | 98.777 | 92.4 | 98.9491 | -115.9 | -122.1588 | -119.7 | -126.1118 | -122.6 | -129.1791 | -122.6 | -129.3057 | 238.6393 | 252.4237
2020-09-20 08:30 | -58 | -58.3095 | -19.4112 | 19.8464 | 67.0944 | 69.299 | -58 | -58.3095 | -138.0852 | 141.2349 | -138.0852 | 141.2349 | 65.6885 | 95.3849 | 88.5 | 95.2064 | 88.5 | 95.0962 | -111.2 | -117.6435 | -115.7 | -122.1282 | -118.2 | -124.7203 | -118.1 | -124.7866 | 244.1259 | 256.4182
2020-09-20 09:00 | -70 | -70.859 | -33.8269 | 33.8321 | 78.3792 | 80.8741 | -70 | -70.859 | -145.7819 | 148.8426 | -145.7819 | 148.8426 | 49.685 | 82.0198 | 78.9 | 86.2337 | 81.6 | 88.4771 | -101.4 | -107.0115 | -104 | -109.6367 | -106.3 | -112.1347 | -106.3 | -112.3919 | 241.7396 | 254.304
2020-09-20 09:30 | -77 | -78.0897 | -39.6173 | 39.7979 | 86.4239 | 89.1066 | -77 | -77.9295 | -157.9257 | 161.2233 | -157.9257 | 161.2233 | 46.4043 | 80.9548 | 73.5 | 80.8159 | 73.5 | 80.6916 | -92.6 | -98.049 | -97.4 | -102.9676 | -100 | -105.7189 | -99.7 | -105.5332 | 252.4876 | 264.5838
2020-09-20 10:00 | -82 | -83.1865 | -47.5653 | 47.6379 | 86.3494 | 88.7481 | -81 | -82.0366 | -157.5291 | 160.4128 | -157.5291 | 160.4128 | 52.2328 | 82.9982 | 71.7 | 78.5576 | 70.8 | 77.9867 | -89 | -94.0164 | -95.4 | -100.5289 | -98 | -103.1233 | -97.9 | -103.2803 | 274.7856 | 285.4365
2020-09-20 10:30 | -78 | -79.0759 | -49.6311 | 49.7948 | 82.7542 | 85.5412 | -78 | -78.9177 | -154.7167 | 157.6159 | -154.7167 | 157.6159 | 30.7535 | 77.5414 | 71.1 | 77.8874 | 69.6 | 76.2732 | -88.2 | -93.5225 | -95.6 | -100.7818 | -98.3 | -103.5962 | -98.2 | -103.5647 | 275.9735 | 283.3997
2020-09-20 11:00 | -79 | -81.2527 | -51.4319 | 52.2023 | 82.5038 | 86.691 | -79 | -81.2527 | -160.4381 | 164.6082 | -160.4381 | 164.6082 | 45.4157 | 72.1154 | 71.7 | 78.9296 | 72.9 | 80.0213 | -90.2 | -94.9638 | -96.2 | -101.5736 | -98.9 | -104.4196 | -98.5 | -104.1703 | 281.3147 | 294.0897
2020-09-20 11:30 | -77 | -79.3095 | -50.4944 | 51.5702 | 79.8313 | 84.4952 | -76 | -78.339 | -166.522 | 170.6993 | -166.522 | 170.6993 | 48.7383 | 73.4001 | 71.7 | 78.1942 | 69.9 | 76.547 | -88.3 | -92.6937 | -95.9 | -100.8786 | -98.2 | -103.2514 | -97.9 | -103.1221 | 272.4761 | 285.0489
2020-09-20 12:00 | -77 | -79.0759 | -41.295 | 42.6165 | 81.458 | 85.7303 | -77 | -79.0759 | -163.8457 | 167.7185 | -163.8457 | 167.7185 | 57.4081 | 79.0455 | 71.1 | 77.0539 | 71.4 | 77.5632 | -89.7 | -93.6467 | -98.3 | -102.9527 | -100.9 | -105.6433 | -100.5 | -105.4111 | 281.0854 | 293.0962
2020-09-20 12:30 | -88 | -90.0278 | -50.976 | 52.0111 | 91.102 | 94.7612 | -88 | -90.2441 | -174.4299 | 177.9429 | -174.4299 | 177.9429 | 34.2105 | 62.2878 | 69.9 | 76.7936 | 70.5 | 77.0953 | -89.1 | -93.5776 | -97.5 | -102.493 | -100.1 | -105.213 | -99.9 | -105.0846 | 278.5929 | 289.6834
2020-09-20 13:00 | -86 | -87.8635 | -47.137 | 48.21 | 92.5695 | 96.0579 | -86 | -87.8635 | -173.2316 | 176.7036 | -173.2316 | 176.7036 | 27.9242 | 58.7566 | 70.8 | 76.8937 | 69.6 | 75.3962 | -88.8 | -92.5281 | -96.3 | -100.9244 | -99 | -103.7102 | -98.6 | -103.3884 | 282.8065 | 293.5082
2020-09-20 13:30 | -87 | -88.8426 | -45.4801 | 46.2604 | 88.6522 | 91.8446 | -86 | -87.6641 | -157.4535 | 160.9067 | -157.4535 | 160.9067 | 43.8259 | 67.3396 | 71.1 | 77.7654 | 70.8 | 77.4465 | -87.5 | -91.7197 | -94.6 | -99.3952 | -97.1 | -102.0508 | -96.9 | -101.9224 | 286.5016 | 298.098
2020-09-20 14:00 | -88 | -90.0278 | -44.2481 | 45.9052 | 97.8714 | 101.4448 | -87 | -88.8426 | -172.1138 | 176.1157 | -172.1138 | 176.1157 | 30.58 | 60.371 | 70.8 | 76.321 | 70.2 | 75.8781 | -91.7 | -95.5641 | -98.7 | -103.1877 | -101.1 | -105.6875 | -100.8 | -105.4886 | 290.2141 | 300.6015
2020-09-20 14:30 | -94 | -96.7729 | -59.4411 | 61.0668 | 97.9267 | 102.2534 | -95 | -97.7446 | -182.1336 | 186.6955 | -182.1336 | 186.6955 | 32.1305 | 56.2897 | 70.5 | 76.7355 | 70.2 | 76.8211 | -90.8 | -95.258 | -96.4 | -101.4471 | -98.7 | -103.8819 | -98.5 | -103.786 | 287.5821 | 299.7383
2020-09-20 15:00 | -99 | -102.8834 | -70.0324 | 72.7206 | 108.0662 | 113.7079 | -98 | -101.9215 | -200.3156 | 206.8846 | -200.3156 | 206.8846 | 13.5773 | 45.187 | 70.2 | 76.3416 | 69.9 | 76.4253 | -87.2 | -91.4335 | -95.7 | -100.5342 | -98.3 | -103.285 | -98.1 | -103.0639 | 307.1342 | 316.5071
2020-09-20 15:30 | -100 | -103.3247 | -57.5582 | 60.8658 | 107.8194 | 112.952 | -100 | -103.0776 | -195.3899 | 201.3179 | -195.3899 | 201.3179 | 10.3411 | 50.7862 | 75.6 | 81.1155 | 75.9 | 81.504 | -96.2 | -100.2763 | -101.9 | -106.6282 | -104.7 | -109.5103 | -104.2 | -109.2165 | 281.964 | 292.7743
2020-09-20 16:00 | -105 | -109.7679 | -49.921 | 56.1577 | 115.414 | 120.9039 | -106 | -110.7249 | -213.0886 | 219.2814 | -213.0886 | 219.2814 | 23.193 | 51.3001 | 76.2 | 82.2268 | 73.8 | 79.33 | -97.2 | -100.9071 | -103.7 | -108.2344 | -106.7 | -111.3094 | -106.6 | -111.2036 | 307.3125 | 318.0134
2020-09-20 16:30 | -102 | -106.3203 | -41.8893 | 48.407 | 113.1811 | 118.2281 | -100 | -104.4031 | -218.2465 | 223.4791 | -218.2465 | 223.4791 | 31.6004 | 58.3531 | 80.7 | 85.5847 | 83.7 | 88.6143 | -106.2 | -109.9577 | -113.8 | -118.3224 | -116.8 | -121.3995 | -116.4 | -121.2209 | 322.8423 | 333.1895
2020-09-20 17:00 | -105 | -110.6797 | -36.0234 | 46.7268 | 118.8005 | 124.4695 | -105 | -110.6797 | -227.2281 | 233.1945 | -227.2281 | 233.1945 | 13.9358 | 68.4703 | 86.7 | 93.0919 | 87.6 | 93.8228 | -113 | -118.5052 | -120 | -126.0554 | -122.9 | -129.0917 | -122.6 | -128.8676 | 331.8962 | 338.5232
2020-09-20 17:30 | -95 | -99.3277 | -21.4994 | 32.6215 | 108.9737 | 113.7348 | -95 | -99.3277 | -223.9458 | 228.7383 | -223.9458 | 228.7383 | 11.1258 | 64.9626 | 90 | 95.3533 | 90 | 95.2546 | -113.3 | -118.1772 | -121 | -126.4723 | -124.4 | -129.9292 | -123.7 | -129.3758 | 351.4648 | 358.9425
2020-09-20 18:00 | -89 | -92.72 | -11.519 | 26.2618 | 106.3171 | 110.4972 | -89 | -92.72 | -226.5806 | 230.7135 | -226.5806 | 230.7135 | 9.0646 | 62.4463 | 88.8 | 92.3888 | 90.3 | 94.1646 | -114.1 | -116.8713 | -123.4 | -126.9943 | -126.4 | -130.0512 | -126.4 | -130.1221 | 404.5843 | 411.1546
2020-09-20 18:30 | -92 | -95.8801 | -7.9696 | 27.753 | 108.7284 | 112.9671 | -91 | -94.921 | -233.9545 | 237.4131 | -233.9545 | 237.4131 | 0.47253 | 62.8317 | 87.6 | 91.4916 | 88.8 | 92.7272 | -112.1 | -115.0531 | -122.5 | -125.9518 | -125.9 | -129.4948 | -125.6 | -129.2502 | 423.9668 | 427.229
2020-09-20 19:00 | -93 | -97.4166 | -6.27 | 30.0317 | 110.7992 | 115.4843 | -92 | -96.4624 | -235.1077 | 238.9172 | -235.1077 | 238.9172 | 1.3601 | 67.2634 | 87.6 | 92.1195 | 88.2 | 92.971 | -111.1 | -114.7221 | -121.5 | -125.5673 | -124.8 | -128.8621 | -124.4 | -128.5249 | 419.207 | 421.3868
2020-09-20 19:30 | -89 | -92.72 | -4.7606 | 24.8589 | 105.8906 | 109.9551 | -89 | -92.4446 | -226.3546 | 230.0359 | -226.3546 | 230.0359 | 9.423 | 66.6058 | 89.1 | 93.3661 | 88.5 | 92.7039 | -112.4 | -115.6678 | -121.4 | -125.2216 | -124.7 | -128.5682 | -124.4 | -128.3508 | 401.1765 | 405.4705
2020-09-20 20:00 | -95 | -99.3277 | -10.8474 | 30.085 | 109.8049 | 114.5557 | -94 | -98.3717 | -229.2505 | 233.9687 | -229.2505 | 233.9687 | 17.1999 | 68.7253 | 89.4 | 93.9244 | 90.3 | 94.7815 | -112.3 | -115.959 | -121 | -125.1855 | -124.4 | -128.626 | -124 | -128.316 | 383.4963 | 388.1606
2020-09-20 20:30 | -98 | -103.0922 | -16.5164 | 33.593 | 112.5544 | 117.7959 | -98 | -102.7862 | -231.8788 | 237.6396 | -231.8788 | 237.6396 | 32.9879 | 70.2505 | 90.9 | 95.4443 | 90 | 94.6803 | -111.5 | -114.9658 | -120.2 | -124.2451 | -123.7 | -127.7971 | -123.3 | -127.5113 | 390.1948 | 395.2658
2020-09-20 21:00 | -102 | -107.8378 | -19.7254 | 36.8433 | 114.9224 | 120.5777 | -101 | -106.5692 | -233.1682 | 239.3448 | -233.1682 | 239.3448 | 30.0837 | 70.1247 | 90.9 | 95.817 | 89.1 | 94.2081 | -112.9 | -117.2282 | -120.8 | -125.4395 | -124.2 | -128.9294 | -123.6 | -128.4328 | 364.5469 | 369.0259
2020-09-20 21:30 | -99 | -104.3552 | -19.6322 | 36.8896 | 113.6831 | 119.5964 | -99 | -104.3552 | -227.6652 | 234.3036 | -227.6652 | 234.3036 | 36.9779 | 89.636 | 90 | 95.1568 | 89.1 | 94.2081 | -112.9 | -117.1584 | -120.4 | -124.6833 | -123.5 | -127.8071 | -123.4 | -127.8141 | 343.9663 | 347.8655
2020-09-20 22:00 | -104 | -110.0545 | -26.1956 | 40.5373 | 116.1129 | 121.9275 | -104 | -109.7315 | -223.1747 | 229.832 | -223.1747 | 229.832 | 44.527 | 86.6677 | 89.7 | 94.5838 | 92.1 | 96.7703 | -115 | -119.1572 | -121.2 | -125.3533 | -124.1 | -128.3359 | -123.9 | -128.2194 | 330.1131 | 335.262
2020-09-20 22:30 | -101 | -106.8925 | -25.8003 | 40.919 | 113.9463 | 120.3489 | -101 | -106.8925 | -223.5824 | 230.4027 | -223.5824 | 230.4027 | 46.6896 | 88.1604 | 89.1 | 94.0149 | 92.4 | 97.1481 | -116.3 | -120.3607 | -121.4 | -125.4201 | -124.5 | -128.5218 | -124.2 | -128.4072 | 308.1423 | 314.7843
2020-09-20 23:00 | -93 | -98.6813 | -21.2983 | 36.7647 | 108.1529 | 114.3719 | -93 | -98.6813 | -216.5223 | 222.8469 | -216.5223 | 222.8469 | 57.5814 | 93.6438 | 90 | 95.4528 | 91.8 | 96.861 | -115.5 | -119.6748 | -119.8 | -124.262 | -122.7 | -127.1647 | -122.8 | -127.4199 | 310.7899 | 317.036
2020-09-20 23:30 | -83 | -88.2553 | -10.4118 | 28.932 | 96.3202 | 102.7203 | -82 | -87.3155 | -208.164 | 213.8213 | -208.164 | 213.8213 | 43.2575 | 91.4545 | 90 | 95.1568 | 89.7 | 94.489 | -115 | -119.3326 | -119.3 | -123.674 | -122.5 | -126.9454 | -122.1 | -126.6653 | 310.7818 | 318.7374
2020-09-21 | -79 | -84.5044 | -10.5962 | 28.3535 | 93.1769 | 100.1806 | -78 | -83.9345 | -195.3023 | 202.0281 | -195.3023 | 202.0281 | 36.9026 | 91.9915 | 92.4 | 97.9159 | 91.8 | 97.4501 | -115.6 | -120.6957 | -118.6 | -123.7134 | -121.7 | -126.8846 | -121.7 | -126.9983 | 274.096 | 281.9373
2020-09-21 00:30 | -82 | -86.6487 | -17.0624 | 29.2087 | 97.1656 | 103.0975 | -81 | -85.3815 | -194.5381 | 200.8358 | -194.5381 | 200.8358 | 47.5501 | 88.9935 | 92.4 | 97.817 | 90.6 | 96.1185 | -114.4 | -119.148 | -117.7 | -122.457 | -120.8 | -125.63 | -120.4 | -125.384 | 276.2964 | 284.8708
2020-09-21 01:00 | -71 | -74.0405 | -4.6731 | 16.2001 | 82.8299 | 87.458 | -71 | -74.0405 | -168.7388 | 173.5658 | -168.7388 | 173.5658 | 35.7685 | 86.3931 | 92.7 | 98.199 | 93 | 98.384 | -116.6 | -121.8844 | -118.3 | -123.5405 | -121.3 | -126.6151 | -120.9 | -126.3766 | 241.1195 | 250.5462
2020-09-21 01:30 | -65 | -66.9403 | -0.82464 | 10.2994 | 77.7992 | 81.2963 | -65 | -66.7083 | -159.4971 | 163.1193 | -159.4971 | 163.1193 | 47.9735 | 87.1033 | 93 | 98.4823 | 91.5 | 96.9673 | -115.1 | -120.4502 | -116.8 | -122.0467 | -119.7 | -125.0252 | -119.8 | -125.2954 | 240.2092 | 249.5567
2020-09-21 02:00 | -59 | -59.8415 | 6.6275 | 7.0187 | 66.5892 | 68.7614 | -59 | -59.8415 | -139.9731 | 142.1261 | -139.9731 | 142.1261 | 61.6945 | 98.623 | 92.7 | 97.9058 | 92.7 | 97.6199 | -116.8 | -121.4268 | -118.7 | -123.4459 | -121.9 | -126.6609 | -121.6 | -126.5923 | 238.2514 | 253.2554
2020-09-21 02:30 | -49 | -49.366 | 9.3134 | 9.3838 | 63.1175 | 65.157 | -49 | -49.366 | -132.7557 | 134.6963 | -132.7557 | 134.6963 | 59.6383 | 101.002 | 93.6 | 99.4481 | 93.3 | 99.3707 | -116.6 | -122.4208 | -118.5 | -124.4438 | -121.3 | -127.3202 | -121.1 | -127.3173 | 223.5601 | 238.4885
2020-09-21 03:00 | -51 | -51.6236 | 10.7581 | 10.8895 | 61.0208 | 63.0108 | -51 | -51.6236 | -128.7907 | 130.621 | -128.7907 | 130.621 | 63.1301 | 100.3498 | 93.3 | 99.3707 | 92.4 | 98.4224 | -118 | -123.5754 | -118.6 | -124.3873 | -121.6 | -127.489 | -121.5 | -127.6748 | 219.2778 | 232.9892
2020-09-21 03:30 | -34 | -34 | 25.9432 | 27.2041 | 44.8322 | 45.9902 | -33 | -33 | -101.6912 | 102.803 | -101.6912 | 102.803 | 63.5411 | 104.7657 | 93.6 | 100.1771 | 93 | 99.5096 | -116.2 | -122.475 | -117.2 | -123.7414 | -120.2 | -126.8077 | -119.8 | -126.5893 | 208.2101 | 226.88
2020-09-21 04:00 | -27 | -27 | 29.8738 | 31.1586 | 41.6542 | 42.6817 | -27 | -27 | -96.7301 | 97.6565 | -96.7301 | 97.6565 | 62.8248 | 106.3449 | 92.4 | 98.8421 | 93.6 | 99.9648 | -118.5 | -124.91 | -118.5 | -125.1331 | -121.5 | -128.1993 | -121 | -127.8865 | 205.3902 | 227.1985
2020-09-21 04:30 | -16 | -16.1245 | 44.8906 | 46.4182 | 28.0057 | 28.6324 | -16 | -16.1245 | -76.5259 | 76.98 | -76.5259 | 76.98 | 63.9006 | 102.6738 | 93.6 | 100.0706 | 92.7 | 99.3367 | -116.6 | -122.8881 | -116.9 | -123.2656 | -119.7 | -126.1749 | -119.5 | -126.2391 | 209.0863 | 228.2193
2020-09-21 05:00 | -15 | -15.5242 | 46.4504 | 48.175 | 28.5723 | 28.8994 | -16 | -16.4924 | -84.9402 | 85.3316 | -84.9402 | 85.3316 | 61.152 | 100.4007 | 93 | 99.193 | 92.1 | 98.4553 | -118.1 | -123.8805 | -118.4 | -124.4406 | -121.4 | -127.6364 | -121.1 | -127.4102 | 222.9513 | 240.3317
2020-09-21 05:30 | -3 | -6.7082 | 58.1462 | 59.5969 | 19.5166 | 20.3149 | -3 | -6.7082 | -76.783 | 76.9749 | -76.783 | 76.9749 | 50.6448 | 92.656 | 93.3 | 99.0645 | 94.5 | 100.0962 | -119.4 | -124.9719 | -120.3 | -126.1289 | -123.3 | -129.2008 | -123.1 | -129.1604 | 222.8009 | 237.7577
2020-09-21 06:00 | -11 | -11.7047 | 58.1865 | 58.5888 | 27.5733 | 27.984 | -12 | -13 | -86.5026 | 86.6357 | -86.5026 | 86.6357 | 44.4291 | 89.7164 | 90.6 | 96.4228 | 92.1 | 97.9159 | -116.4 | -121.6349 | -118.1 | -123.7304 | -121.1 | -126.7371 | -120.7 | -126.4451 | 248.335 | 263.6969
2020-09-21 06:30 | -15 | -15.1327 | 59.8675 | 59.8711 | 34.3233 | 34.683 | -15 | -15.1327 | -97.3316 | 97.5341 | -97.3316 | 97.5341 | 25.6968 | 92.3796 | 92.4 | 97.719 | 92.1 | 97.3379 | -116.7 | -121.8068 | -119.4 | -125.097 | -122.6 | -128.2069 | -122.4 | -128.163 | 262.0039 | 275.9437
2020-09-21 07:00 | -27 | -27.0185 | 49.3785 | 49.6818 | 47.4748 | 48.2063 | -26 | -26 | -122.3408 | 122.8629 | -122.3408 | 122.8629 | 3.0564 | 85.1808 | 91.8 | 96.4849 | 93.6 | 98.0192 | -117.5 | -121.8236 | -119.8 | -124.1564 | -123.1 | -127.5245 | -122.5 | -126.9717 | 275.6949 | 283.9785
2020-09-21 07:30 | -44 | -44.1814 | 39.8344 | 41.2113 | 61.2143 | 61.9444 | -43 | -43.1045 | -143.938 | 144.3707 | -143.938 | 144.3707 | -11.3762 | 81.8771 | 91.5 | 96.3864 | 91.5 | 96.3864 | -114.8 | -118.8599 | -118.6 | -122.6863 | -121.8 | -125.9081 | -121.5 | -125.5673 | 292.4559 | 296.9549
2020-09-21 08:00 | -49 | -49.2544 | 29.9497 | 31.6736 | 63.246 | 64.0929 | -48 | -48.2597 | -148.8923 | 149.3556 | -148.8923 | 149.3556 | -25.8783 | 83.2558 | 90.3 | 94.9655 | 89.1 | 93.6389 | -113 | -116.9918 | -117.6 | -121.5664 | -120.4 | -124.3768 | -120.2 | -124.2084 | 307.0801 | 309.8673
2020-09-21 08:30 | -57 | -57.2189 | 16.5067 | 20.9685 | 76.6692 | 77.6782 | -57 | -57.3149 | -158.7609 | 159.4351 | -158.7609 | 159.4351 | -32.9555 | 82.9004 | 90 | 94.4957 | 90.6 | 95.1587 | -114.1 | -117.9273 | -119.2 | -122.8443 | -122.4 | -126.1187 | -122.1 | -125.7794 | 327.2699 | 328.4678
2020-09-21 09:00 | -81 | -81.8841 | -3.1831 | 19.1117 | 99.2695 | 100.383 | -81 | -81.7435 | -184.7669 | 185.7044 | -184.7669 | 185.7044 | -52.4086 | 95.6551 | 88.2 | 92.8765 | 90.6 | 94.9769 | -112.9 | -116.7922 | -119.7 | -123.5 | -122.8 | -126.6524 | -122.6 | -126.4341 | 335.9484 | 336.2798
2020-09-21 09:30 | -79 | -79.511 | -2.8869 | 15.71 | 94.5333 | 95.4649 | -78 | -78.5175 | -173.8011 | 174.4943 | -173.8011 | 174.4943 | -40.0628 | 92.9626 | 90.3 | 94.8731 | 90 | 94.4957 | -113.7 | -117.6424 | -120.5 | -124.3988 | -123.6 | -127.5262 | -123.4 | -127.3077 | 343.9222 | 344.6173
2020-09-21 10:00 | -75 | -75.6637 | -13.2356 | 20.0049 | 88.8454 | 90.2759 | -74 | -74.6726 | -165.5841 | 166.5709 | -165.5841 | 166.5709 | -31.2875 | 92.324 | 89.4 | 94.3952 | 91.5 | 96.3864 | -113.2 | -117.3944 | -120.2 | -124.259 | -123.4 | -127.532 | -123.2 | -127.1912 | 347.5246 | 348.2648
2020-09-21 10:30 | -88 | -88.8144 | -14.0312 | 23.4082 | 103.282 | 104.3096 | -89 | -89.6772 | -185.6919 | 186.5299 | -185.6919 | 186.5299 | -41.7603 | 89.3262 | 89.4 | 93.2165 | 88.2 | 92.1527 | -111.9 | -115.182 | -120.3 | -123.6761 | -123.2 | -126.6362 | -123.3 | -126.7335 | 360.2844 | 361.5669
2020-09-21 11:00 | -98 | -100.439 | -28.4429 | 41.1893 | 114.6252 | 117.1423 | -98 | -100.2247 | -197.9305 | 200.2585 | -197.9305 | 200.2585 | -41.9252 | 104.2078 | 90 | 95.0598 | 90.3 | 95.3438 | -114.8 | -119.0168 | -123.7 | -127.6231 | -126.7 | -130.6297 | -126.6 | -130.5816 | 374.0073 | 374.551
2020-09-21 11:30 | -109 | -112.2943 | -44.3321 | 55.6302 | 120.551 | 124.0847 | -107 | -110.354 | -205.4815 | 209.1721 | -205.4815 | 209.1721 | -53.5125 | 104.0484 | 89.7 | 95.8921 | 89.1 | 95.5461 | -112.8 | -118.5584 | -120.3 | -126.433 | -123.5 | -129.94 | -123.3 | -129.5644 | 378.9842 | 379.9076
2020-09-21 12:00 | -122 | -125.8769 | -49.2635 | 61.9087 | 136.6732 | 140.0832 | -122 | -125.8769 | -229.4894 | 233.2587 | -229.4894 | 233.2587 | -34.1662 | 73.3498 | 88.8 | 94.0226 | 89.4 | 93.9244 | -112.9 | -117.3202 | -121.1 | -125.9459 | -124.3 | -129.1608 | -124.1 | -128.9955 | 377.3546 | 381.6301
2020-09-21 12:30 | -132 | -136.821 | -64.6077 | 76.3941 | 143.2692 | 147.4071 | -133 | -137.5282 | -237.4116 | 242.0337 | -237.4116 | 242.0337 | -41.584 | 73.6859 | 88.5 | 93.4465 | 87.9 | 93.074 | -111 | -115.1672 | -121.5 | -126.1675 | -124.7 | -129.4648 | -124.5 | -129.2453 | 390.4381 | 394.769
2020-09-21 13:00 | -132 | -139.4597 | -76.4079 | 88.7478 | 135.6223 | 142.2337 | -132 | -139.1402 | -227.6528 | 234.9388 | -227.6528 | 234.9388 | -41.2884 | 76.2909 | 89.1 | 93.5471 | 89.7 | 94.3952 | -111.2 | -115.36 | -119.9 | -125.102 | -123.2 | -128.4648 | -123 | -128.273 | 377.5511 | 381.6341
2020-09-21 13:30 | -124 | -131.244 | -74.336 | 87.3631 | 132.6158 | 139.6537 | -124 | -131.244 | -222.6945 | 230.4949 | -222.6945 | 230.4949 | -6.4885 | 91.9254 | 90.9 | 95.629 | 92.1 | 96.4088 | -114.9 | -118.8792 | -120 | -124.9441 | -123.1 | -128.1721 | -123.1 | -128.1721 | 328.6401 | 333.4069
2020-09-21 14:00 | -122 | -126.3843 | -69.8167 | 77.7044 | 127.5919 | 131.9293 | -122 | -126.1269 | -216.5758 | 220.9271 | -216.5758 | 220.9271 | 13.0276 | 95.126 | 79.8 | 83.3309 | 80.1 | 83.881 | -100.5 | -103.0098 | -107.5 | -110.6231 | -110.2 | -113.3884 | -109.9 | -113.0498 | 326.2116 | 335.2423
2020-09-21 14:30 | -125 | -130.361 | -66.9162 | 75.9583 | 130.6186 | 135.1926 | -124 | -129.4025 | -221.4685 | 226.2152 | -221.4685 | 226.2152 | 4.8131 | 96.3505 | 72.9 | 77.6357 | 71.7 | 76.7214 | -91.9 | -94.9822 | -99.2 | -102.8351 | -101.8 | -105.5013 | -101.5 | -105.2383 | 320.3831 | 329.9724
2020-09-21 15:00 | -126 | -130.5067 | -71.2593 | 79.7822 | 137.9883 | 142.13 | -127 | -131.2174 | -234.7959 | 239.3993 | -234.7959 | 239.3993 | 4.2516 | 87.2107 | 68.7 | 73.3848 | 68.7 | 73.8152 | -89.2 | -91.97 | -96.6 | -99.7361 | -99.2 | -102.425 | -99 | -102.2351 | 343.4071 | 352.0048
2020-09-21 15:30 | -120 | -124.4548 | -61.8047 | 71.3543 | 133.7245 | 138.045 | -119 | -123.4909 | -231.3688 | 236.254 | -231.3688 | 236.254 | 4.9751 | 90.1256 | 69.9 | 75.6006 | 69.9 | 75.1516 | -91.2 | -94.3764 | -98.6 | -102.1071 | -101 | -104.7296 | -100.6 | -104.3439 | 348.9482 | 357.9036
2020-09-21 16:00 | -123 | -127.3499 | -56.0446 | 65.5702 | 133.4491 | 137.4381 | -123 | -127.3499 | -234.9196 | 239.5291 | -234.9196 | 239.5291 | 13.2875 | 87.4083 | 79.5 | 83.8638 | 80.7 | 85.2892 | -102.2 | -105.119 | -109 | -112.7151 | -111.9 | -115.6978 | -111.4 | -115.2398 | 351.6653 | 361.2288
2020-09-21 16:30 | -125 | -130.361 | -50.8473 | 63.7127 | 137.463 | 142.1572 | -125 | -130.0807 | -247.9166 | 253.038 | -247.9166 | 253.038 | 4.9107 | 99.6556 | 88.2 | 93.4561 | 87.9 | 93.273 | -111.9 | -116.4685 | -118.6 | -123.4049 | -121.7 | -126.6609 | -121.2 | -126.1524 | 351.0447 | 357.1718
2020-09-21 17:00 | -122 | -126.3843 | -37.9699 | 52.7512 | 136.2101 | 140.0391 | -123 | -127.3499 | -255.9572 | 259.7535 | -255.9572 | 259.7535 | -13.8305 | 101.2024 | 91.2 | 96.1017 | 88.8 | 93.9244 | -114.7 | -118.8677 | -120.2 | -124.8078 | -123.2 | -127.8321 | -123.4 | -128.0783 | 365.2296 | 373.1425
2020-09-21 17:30 | -100 | -102.6109 | -9.9982 | 31.0172 | 118.3185 | 121.0596 | -100 | -102.6109 | -239.722 | 241.8585 | -239.722 | 241.8585 | -44.5842 | 112.8594 | 91.2 | 95.9142 | 90.6 | 95.628 | -114 | -118.4875 | -120.9 | -125.6861 | -123.9 | -128.6674 | -123.9 | -128.6674 | 367.0988 | 373.3644
2020-09-21 18:00 | -81 | -82.5651 | 13.4858 | 27.2964 | 101.9498 | 104.0333 | -82 | -83.5464 | -219.5172 | 220.9453 | -219.5172 | 220.9453 | -39.3466 | 112.6924 | 88.8 | 93.3535 | 91.2 | 95.4604 | -113.1 | -116.7836 | -122 | -126.0511 | -124.9 | -129.1811 | -124.8 | -128.9876 | 405.1199 | 411.7192
2020-09-21 18:30 | -90 | -91.4112 | 11.2516 | 27.8756 | 110.7214 | 112.1551 | -90 | -91.2414 | -237.6062 | 238.3635 | -237.6062 | 238.3635 | -53.4801 | 116.1751 | 90.3 | 94.2501 | 89.1 | 93.1885 | -112.8 | -115.8482 | -121.9 | -125.4187 | -125.6 | -129.1331 | -125.3 | -128.6976 | 421.7782 | 426.9485
2020-09-21 19:00 | -82 | -83.3607 | 21.5323 | 33.5154 | 103.762 | 105.2487 | -83 | -84.3445 | -227.7445 | 228.4812 | -227.7445 | 228.4812 | -54.5272 | 117.4525 | 90.6 | 94.7986 | 90.3 | 94.4238 | -113.4 | -116.8057 | -121.9 | -125.6335 | -125.1 | -128.9824 | -124.6 | -128.3984 | 415.0112 | 418.4577
2020-09-21 19:30 | -94 | -96.1041 | 7.667 | 30.9641 | 114.841 | 116.8907 | -94 | -95.901 | -238.9583 | 240.4855 | -238.9583 | 240.4855 | -37.6019 | 112.3898 | 90 | 94.5876 | 91.2 | 95.8217 | -113.1 | -116.96 | -122.3 | -126.3513 | -125 | -129.1559 | -124.8 | -128.9671 | 405.0575 | 409.6523
2020-09-21 20:00 | -102 | -104.561 | -1.2446 | 33.3107 | 122.6447 | 125.1389 | -102 | -104.561 | -246.8378 | 248.9594 | -246.8378 | 248.9594 | -24.1481 | 110.1368 | 89.7 | 94.489 | 87.9 | 92.8785 | -113.2 | -117.2891 | -121.5 | -126.0426 | -125.2 | -129.7083 | -124.7 | -129.252 | 411.9135 | 417.1112
2020-09-21 20:30 | -101 | -104.0481 | -0.67849 | 32.8837 | 120.3006 | 123.0353 | -101 | -103.8123 | -239.894 | 242.4594 | -239.894 | 242.4594 | -9.7788 | 108.8789 | 89.1 | 94.0149 | 89.7 | 94.5838 | -112.6 | -116.7629 | -121.2 | -125.7712 | -124.3 | -128.8926 | -124.2 | -128.9026 | 403.5444 | 408.9881
2020-09-21 21:00 | -100 | -103.5809 | -3.8984 | 34.8883 | 120.5478 | 123.9272 | -100 | -103.5809 | -237.9031 | 241.3442 | -237.9031 | 241.3442 | -7.8411 | 109.4205 | 89.7 | 95.0702 | 89.4 | 94.9883 | -114.4 | -118.3771 | -122.1 | -126.4809 | -125.2 | -129.6044 | -124.7 | -129.1214 | 394.5116 | 401.0335
2020-09-21 21:30 | -104 | -106.7333 | -8.0384 | 31.7772 | 122.0943 | 124.7008 | -104 | -106.5129 | -240.3602 | 243.1389 | -240.3602 | 243.1389 | 4.1116 | 107.1098 | 90 | 95.3533 | 89.4 | 94.8873 | -113.4 | -117.9103 | -120.9 | -125.617 | -124.2 | -128.9563 | -124.1 | -128.9411 | 380.5092 | 387.6314
2020-09-21 22:00 | -104 | -106.5129 | -11.1785 | 28.8726 | 120.2357 | 122.4727 | -105 | -107.4895 | -233.1093 | 235.5937 | -233.1093 | 235.5937 | 20.355 | 105.8798 | 89.4 | 94.6879 | 89.4 | 94.5895 | -113.8 | -118.0902 | -120.7 | -125.7536 | -124.1 | -129.229 | -123.5 | -128.5842 | 373.5152 | 380.8549
2020-09-21 22:30 | -96 | -98.7168 | -12.3679 | 31.1373 | 118.7076 | 121.297 | -95 | -97.7446 | -233.081 | 236.0033 | -233.081 | 236.0033 | 22.2941 | 107.3578 | 89.1 | 95.4382 | 88.5 | 94.9868 | -112.9 | -118.7462 | -118.3 | -124.5941 | -121.7 | -128.0738 | -121 | -127.5031 | 334.1829 | 344.6358
2020-09-21 23:00 | -105 | -107.9352 | -17.212 | 34.2419 | 120.1584 | 123.5166 | -104 | -106.7333 | -236.5964 | 240.2711 | -236.5964 | 240.2711 | 38.513 | 106.024 | 89.4 | 95.5461 | 89.1 | 95.3311 | -113.1 | -118.5705 | -118.9 | -124.8857 | -122 | -128.1773 | -121.6 | -127.7316 | 351.7353 | 361.9335
2020-09-21 23:30 | -94 | -98.3717 | -5.9552 | 30.5909 | 107.4619 | 111.6892 | -94 | -98.0816 | -227.0007 | 230.9818 | -227.0007 | 230.9818 | 19.6168 | 113.4712 | 89.7 | 96.4326 | 89.1 | 95.7644 | -114.9 | -120.8646 | -118.8 | -125.4172 | -121.9 | -128.7051 | -121.2 | -127.947 | 332.6968 | 342.9312
2020-09-22 | -98 | -100.896 | -18.244 | 33.0293 | 114.4641 | 117.9261 | -97 | -99.925 | -228.0469 | 231.9391 | -228.0469 | 231.9391 | 32.1094 | 109.4728 | 89.1 | 95.4382 | 89.4 | 95.7183 | -114.4 | -120.0817 | -118.6 | -124.9418 | -121.6 | -128.0413 | -121 | -127.4716 | 330.461 | 341.9305
2020-09-22 00:30 | -97 | -99.6895 | -20.8573 | 32.0182 | 112.8238 | 116.1447 | -98 | -100.6628 | -219.4921 | 223.5194 | -219.4921 | 223.5194 | 32.1606 | 110.9762 | 89.1 | 95.5461 | 89.7 | 95.8921 | -114.9 | -120.5884 | -118.6 | -124.9104 | -121.5 | -127.915 | -121.2 | -127.756 | 302.1541 | 318.0094
2020-09-22 01:00 | -93 | -95.8019 | -16.744 | 28.2489 | 105.8258 | 109.1841 | -93 | -95.5667 | -204.2349 | 208.4096 | -204.2349 | 208.4096 | 38.8138 | 113.3588 | 91.2 | 97.7213 | 90.3 | 96.6661 | -113.7 | -119.5997 | -117.1 | -123.6146 | -120.1 | -126.6811 | -119.6 | -126.3033 | 297.1011 | 313.3945
2020-09-22 01:30 | -91 | -93.3916 | -19.8303 | 27.7508 | 105.7691 | 108.6243 | -90 | -92.4175 | -201.3623 | 205.1066 | -201.3623 | 205.1066 | 51.9536 | 118.2672 | 90.9 | 98.2174 | 91.2 | 98.6088 | -113.5 | -120.7123 | -117 | -124.8249 | -119.9 | -127.8221 | -119.6 | -127.7153 | 289.4091 | 307.6176
2020-09-22 02:00 | -99 | -101.6366 | -26.9489 | 34.7373 | 111.8614 | 115.2675 | -99 | -101.6366 | -207.2365 | 211.7892 | -207.2365 | 211.7892 | 42.3394 | 113.2784 | 81.3 | 89.5318 | 81.6 | 89.6794 | -103.1 | -109.9493 | -106.3 | -113.861 | -109.2 | -116.8555 | -108.9 | -116.6826 | 293.4229 | 312.8721
2020-09-22 02:30 | -94 | -96.5401 | -23.5835 | 31.7249 | 108.1724 | 111.6038 | -94 | -96.5401 | -199.5845 | 204.1933 | -199.5845 | 204.1933 | 33.5489 | 119.026 | 74.7 | 82.2821 | 75.3 | 83.2061 | -95 | -101.1733 | -98.8 | -104.8901 | -101.2 | -107.446 | -100.8 | -107.2049 | 283.3832 | 314.461
2020-09-22 03:00 | -103 | -106.2309 | -30.3015 | 37.8255 | 113.4098 | 116.8976 | -103 | -105.9906 | -207.114 | 211.9149 | -207.114 | 211.9149 | 30.8313 | 112.7858 | 71.4 | 79.039 | 72.6 | 79.9982 | -93.5 | -99.3202 | -96.3 | -102.7043 | -98.5 | -105.0105 | -98.3 | -104.9625 | 267.852 | 296.1617
2020-09-22 03:30 | -88 | -89.627 | -22.987 | 27.6511 | 104.8795 | 107.3709 | -88 | -89.627 | -193.362 | 196.6728 | -193.362 | 196.6728 | 48.3983 | 103.0028 | 84.3 | 90.9732 | 84.3 | 90.9732 | -105.7 | -111.6624 | -107.2 | -113.2758 | -110 | -116.1842 | -109.9 | -116.2515 | 262.067 | 283.9907
2020-09-22 04:00 | -94 | -95.7079 | -22.4337 | 27.2465 | 104.4285 | 106.9617 | -94 | -95.7079 | -192.9666 | 196.4009 | -192.9666 | 196.4009 | 47.832 | 103.206 | 84 | 90.5826 | 84.3 | 91.0864 | -106.2 | -111.8498 | -107.8 | -113.6523 | -111 | -117.0359 | -110.7 | -116.9435 | 267.3121 | 288.219
2020-09-22 04:30 | -99 | -100.8067 | -24.8816 | 30.2332 | 108.3643 | 110.9101 | -99 | -100.8067 | -198.291 | 201.618 | -198.291 | 201.618 | 37.4487 | 92.4461 | 75.3 | 81.6232 | 75.3 | 81.8566 | -94.9 | -99.6138 | -97.8 | -102.871 | -99.9 | -105.0536 | -100.1 | -105.3355 | 288.8727 | 309.8504
2020-09-22 05:00 | -114 | -117.1537 | -40.8722 | 47.8929 | 126.3505 | 129.4042 | -115 | -117.9025 | -227.9617 | 232.086 | -227.9617 | 232.086 | 24.4517 | 85.6779 | 70.8 | 77.4912 | 72 | 78.7098 | -92.7 | -97.4643 | -96.1 | -101.0379 | -98.4 | -103.4108 | -98.2 | -103.2823 | 287.1642 | 308.0886
2020-09-22 05:30 | -107 | -109.8818 | -32.5786 | 41.1747 | 121.7244 | 124.6659 | -106 | -108.683 | -222.1358 | 226.0256 | -222.1358 | 226.0256 | 38.142 | 94.5987 | 83.7 | 90.3045 | 81.6 | 87.9082 | -106 | -111.0478 | -109.1 | -114.4249 | -111.9 | -117.3058 | -111.4 | -116.9197 | 298.4641 | 314.9853
2020-09-22 06:00 | -107 | -109.8818 | -29.6947 | 40.8982 | 123.5414 | 126.3627 | -106 | -108.683 | -229.8892 | 233.2512 | -229.8892 | 233.2512 | 39.2895 | 99.9048 | 90.6 | 96.9464 | 90 | 96.4937 | -112.7 | -118.2798 | -116.9 | -121.7161 | -119.7 | -124.6004 | -119.1 | -124.08 | 307.4388 | 322.7604
2020-09-22 06:30 | -102 | -104.561 | -17.9976 | 36.5129 | 119.5296 | 122.4966 | -101 | -103.8123 | -228.5856 | 231.9746 | -228.5856 | 231.9746 | 13.6147 | 94.0748 | 92.1 | 96.8628 | 92.1 | 96.9562 | -116.2 | -120.2126 | -120.3 | -123.7227 | -123.3 | -126.7567 | -122.8 | -126.3909 | 299.7055 | 312.7491
2020-09-22 07:00 | -105 | -107.4895 | -20.2686 | 37.3788 | 121.3257 | 124.0498 | -104 | -106.5129 | -231.0937 | 234.0774 | -231.0937 | 234.0774 | -0.30017 | 64.8819 | 91.2 | 94.305 | 92.1 | 95.1005 | -115.9 | -118.0448 | -121.4 | -123.5745 | -124.6 | -126.9859 | -124.3 | -126.6338 | 318.929 | 333.2217
2020-09-22 07:30 | -117 | -119.8541 | -31.947 | 44.2987 | 129.4647 | 131.7593 | -116 | -118.4567 | -242.058 | 244.6149 | -242.058 | 244.6149 | -2.386 | 60.6612 | 91.2 | 93.8631 | 90.3 | 92.51 | -113.8 | -115.3752 | -120.8 | -122.4444 | -124.7 | -126.3924 | -124.1 | -125.7981 | 330.0263 | 342.3136
2020-09-22 08:00 | -111 | -116.0905 | -39.745 | 56.6935 | 131.4354 | 135.8712 | -112 | -116.7604 | -244.6207 | 248.6183 | -244.6207 | 248.6183 | -1.7218 | 69.7581 | 88.5 | 91.4651 | 88.5 | 91.4651 | -114.8 | -117.2411 | -121.8 | -124.1825 | -125.3 | -127.5966 | -124.9 | -127.3401 | 332.9695 | 341.0156
2020-09-22 08:30 | -122 | -126.6491 | -48.4399 | 62.4196 | 135.2587 | 139.4933 | -121 | -125.4193 | -248.633 | 252.3363 | -248.633 | 252.3363 | 2.0336 | 66.124 | 90.3 | 93.0609 | 91.5 | 94.4447 | -115 | -117.048 | -122.4 | -124.4148 | -126 | -128.0462 | -125 | -127.125 | 338.2281 | 346.6511
2020-09-22 09:00 | -122 | -126.3843 | -49.0664 | 62.1988 | 135.551 | 139.4726 | -122 | -126.3843 | -248.6989 | 252.1 | -248.6989 | 252.1 | 12.0657 | 58.9448 | 85.5 | 88.1862 | 84.6 | 87.1674 | -107.1 | -108.5365 | -116.2 | -117.8083 | -119.5 | -121.1129 | -119.2 | -120.8671 | 363.2805 | 371.3366
2020-09-22 09:30 | -125 | -129.031 | -50.9477 | 63.1452 | 131.4454 | 135.6774 | -125 | -129.031 | -263.0284 | 267.5162 | -263.0284 | 267.5162 | -6.9746 | 63.4808 | 79.5 | 82.2268 | 78.9 | 81.4946 | -97.9 | -99.2807 | -107.5 | -109.0131 | -110.7 | -112.2024 | -110.5 | -112.0379 | 382.5696 | 389.6754
2020-09-22 10:00 | -120 | -123.9395 | -49.5506 | 62.2425 | 132.3295 | 136.1094 | -120 | -123.6932 | -264.6255 | 268.5812 | -264.6255 | 268.5812 | -10.9474 | 66.2351 | 72.3 | 74.8835 | 71.1 | 73.8055 | -91 | -92.148 | -100.3 | -101.9738 | -102.6 | -104.2017 | -102.2 | -103.773 | 373.0689 | 380.3088
2020-09-22 10:30 | -132 | -136.0625 | -58.3665 | 70.1831 | 139.6382 | 143.2053 | -130 | -133.8805 | -269.4095 | 273.4503 | -269.4095 | 273.4503 | -16.2102 | 84.979 | 74.1 | 76.547 | 72 | 74.5939 | -91.7 | -92.7475 | -100.6 | -101.8488 | -103 | -104.2507 | -102.5 | -103.7259 | 375.8502 | 382.2774
2020-09-22 11:00 | -123 | -127.6127 | -57.6193 | 70.5857 | 132.7287 | 137.2894 | -123 | -127.6127 | -262.012 | 267.1189 | -262.012 | 267.1189 | -34.215 | 92.8581 | 69.9 | 74.0034 | 69.6 | 74.0216 | -89.2 | -91.4586 | -99.5 | -101.8602 | -102.2 | -104.5622 | -101.9 | -104.2478 | 365.0614 | 369.5443
2020-09-22 11:30 | -131 | -135.0926 | -72.4783 | 81.3601 | 136.5632 | 140.4907 | -130 | -134.1231 | -260.6852 | 265.1035 | -260.6852 | 265.1035 | -9.7741 | 87.3012 | 74.4 | 77.9036 | 75.6 | 79.0504 | -94.9 | -96.5734 | -102.7 | -104.6485 | -105.5 | -107.4353 | -105.3 | -107.2579 | 369.2764 | 374.8201
2020-09-22 12:00 | -130 | -134.1231 | -68.1927 | 77.214 | 136.8369 | 140.5466 | -130 | -134.1231 | -257.9108 | 262.3271 | -257.9108 | 262.3271 | -11.2785 | 84.0783 | 73.8 | 77.3308 | 72 | 75.7071 | -93.8 | -95.5685 | -101.1 | -103.0015 | -103.7 | -105.611 | -103.3 | -105.2183 | 367.3404 | 372.531
2020-09-22 12:30 | -127 | -131.2174 | -72.2025 | 79.2853 | 134.4091 | 137.7105 | -127 | -131.2174 | -258.686 | 262.36 | -258.686 | 262.36 | -25.6463 | 62.7089 | 71.1 | 75.0414 | 71.4 | 75.2306 | -94.8 | -96.5883 | -102.9 | -105.1839 | -105.9 | -108.1814 | -106 | -108.2793 | 377.7738 | 384.5615
2020-09-22 13:00 | -127 | -130.05 | -71.364 | 77.8059 | 132.4467 | 135.4317 | -124 | -127.122 | -242.3051 | 244.4293 | -242.3051 | 244.4293 | -15.8897 | 62.4051 | 72.6 | 76.096 | 73.8 | 77.2417 | -93.8 | -95.6459 | -101.2 | -103.5214 | -103.5 | -105.8751 | -103.6 | -105.931 | 357.9055 | 365.3239
2020-09-22 13:30 | -121 | -123.9758 | -69.1679 | 75.851 | 129.768 | 133.105 | -120 | -122.7844 | -239.2187 | 241.6782 | -239.2187 | 241.6782 | -6.5943 | 55.7413 | 74.1 | 77.4407 | 74.4 | 77.389 | -93 | -94.559 | -99.6 | -101.708 | -102.3 | -104.4533 | -102 | -104.1798 | 366.7139 | 373.5515
2020-09-22 14:00 | -126 | -129.0736 | -62.1066 | 70.2815 | 137.1567 | 140.1949 | -126 | -129.0736 | -243.8247 | 246.1183 | -243.8247 | 246.1183 | -25.3679 | 74.4263 | 75.9 | 80.2622 | 75.6 | 80.1764 | -94.9 | -98.1516 | -103.1 | -106.286 | -105.9 | -109.4178 | -105.5 | -109.2002 | 365.3671 | 370.9981
2020-09-22 14:30 | -123 | -126.8464 | -64.5302 | 73.1927 | 130.7793 | 134.9665 | -123 | -127.0945 | -253.5847 | 256.4201 | -253.5847 | 256.4201 | -36.6414 | 75.6615 | 74.1 | 77.1006 | 74.7 | 77.128 | -93.1 | -94.8306 | -102.9 | -105.4082 | -105.9 | -108.164 | -105.8 | -107.6894 | 407.3312 | 414.3011
2020-09-22 15:00 | -117 | -120.7849 | -56.8756 | 66.1976 | 127.8671 | 132.0546 | -116 | -119.8165 | -253.1037 | 255.9648 | -253.1037 | 255.9648 | -11.6724 | 92.0743 | 72.6 | 76.096 | 74.7 | 78.1901 | -94.3 | -95.8032 | -101.7 | -103.1179 | -104.5 | -106.3343 | -104.2 | -105.3932 | 365.0809 | 372.3371
2020-09-22 15:30 | -126 | -129.7575 | -37.7414 | 53.7095 | 140.3134 | 143.5771 | -124 | -127.5774 | -248.4912 | 251.6567 | -248.4912 | 251.6567 | -9.7985 | 82.8455 | 78.6 | 82.4498 | 79.2 | 82.844 | -100.9 | -103.2377 | -107 | -110.145 | -110 | -112.9851 | -109.3 | -112.739 | 366.9264 | 376.6187
2020-09-22 16:00 | -124 | -126.9055 | -31.4906 | 47.9655 | 144.779 | 147.0978 | -124 | -126.9055 | -271.003 | 272.8534 | -271.003 | 272.8534 | -18.8784 | 74.2035 | 79.8 | 82.7505 | 79.8 | 82.5938 | -99.4 | -100.892 | -106.4 | -108.5012 | -109.2 | -111.679 | -109.6 | -111.4416 | 395.9643 | 404.7759
2020-09-22 16:30 | -127 | -129.6341 | -41.7685 | 52.5902 | 141.4362 | 143.9446 | -127 | -129.6341 | -267.0485 | 269.0515 | -267.0485 | 269.0515 | -33.5947 | 82.2667 | 83.7 | 86.4422 | 83.4 | 86.3818 | -106.5 | -108.4248 | -116.6 | -119.1994 | -120.1 | -122.4161 | -119.9 | -122.0068 | 396.2941 | 403.44
2020-09-22 17:00 | -100 | -101.789 | -16.0478 | 30.9535 | 119.5861 | 121.753 | -100 | -101.789 | -241.8087 | 243.1498 | -241.8087 | 243.1498 | -42.0714 | 93.3465 | 88.2 | 91.2513 | 88.2 | 91.0247 | -112.6 | -115.1254 | -122.2 | -124.586 | -125.4 | -127.7011 | -125.3 | -127.6033 | 402.3113 | 408.9446
2020-09-22 17:30 | -98 | -99.2975 | -2.6033 | 26.738 | 118.9228 | 120.4962 | -98 | -99.2975 | -251.6764 | 252.3232 | -251.6764 | 252.3232 | -20.5698 | 88.7333 | 90 | 93.0682 | 89.1 | 92.2757 | -113.2 | -114.8464 | -124.3 | -126.3989 | -127.6 | -129.4961 | -127.5 | -129.6141 | 454.4094 | 459.8899
2020-09-22 18:00 | -87 | -87.8237 | 14.2328 | 26.4674 | 108.4404 | 109.5493 | -87 | -87.8237 | -243.4812 | 243.7277 | -243.4812 | 243.7277 | -47.6154 | 101.0503 | 88.2 | 90.951 | 89.7 | 92.1942 | -112.1 | -114.4004 | -124.1 | -126.0048 | -127.1 | -129.4778 | -127 | -129.2478 | 470.3994 | 474.741
2020-09-22 18:30 | -78 | -78.6384 | 29.762 | 36.6795 | 100.5919 | 101.3133 | -77 | -77.5242 | -238.0761 | 238.0823 | -238.0761 | 238.0823 | -61.5613 | 106.5709 | 89.1 | 91.2493 | 89.7 | 91.9905 | -112.8 | -113.9827 | -125.4 | -126.7847 | -129.3 | -130.0898 | -129.1 | -130.0738 | 473.6095 | 477.1339
2020-09-22 19:00 | -78 | -78.3135 | 30.3578 | 37.5152 | 102.2237 | 102.7081 | -79 | -79.2275 | -240.4208 | 240.4236 | -240.4208 | 240.4236 | -51.3561 | 83.8926 | 88.2 | 89.9585 | 89.4 | 91.2538 | -112.5 | -113.2974 | -124.7 | -125.8476 | -128 | -129.5139 | -127.7 | -129.2178 | 481.9002 | 486.6509
2020-09-22 19:30 | -75 | -75.4255 | 27.5131 | 35.0979 | 102.4287 | 103.1775 | -74 | -74.4312 | -235.3269 | 235.3753 | -235.3269 | 235.3753 | -48.4778 | 84.7813 | 87.9 | 90.2362 | 87.3 | 89.944 | -110.5 | -111.7255 | -121.8 | -123.5782 | -125.2 | -126.8765 | -125.1 | -126.895 | 463.4474 | 468.7512
2020-09-22 20:00 | -79 | -79.3095 | 28.5293 | 34.9495 | 100.7972 | 101.5005 | -79 | -79.404 | -229.5032 | 229.5629 | -229.5032 | 229.5629 | -36.0843 | 80.0739 | 89.4 | 92.0433 | 89.1 | 91.7519 | -110.7 | -112.6187 | -123.1 | -124.8083 | -125.4 | -128.2601 | -125 | -127.6132 | 453.2795 | 459.1558
2020-09-22 20:30 | -75 | -75.326 | 29.9902 | 36.0159 | 98.3636 | 98.8954 | -75 | -75.326 | -220.3477 | 220.418 | -220.3477 | 220.418 | -25.1922 | 76.9186 | 89.7 | 92.1254 | 89.4 | 91.8333 | -111.1 | -112.8506 | -121.6 | -124.5094 | -124.8 | -127.5055 | -124.7 | -127.3308 | 437.626 | 444.5744
2020-09-22 21:00 | -67 | -67.1863 | 34.8109 | 38.5133 | 89.5717 | 90.0128 | -67 | -67.1193 | -202.4347 | 202.4861 | -202.4347 | 202.4861 | -17.5596 | 99.8045 | 89.1 | 91.824 | 90 | 92.3498 | -113.1 | -113.4707 | -122.6 | -124.5231 | -126.1 | -127.3452 | -125.8 | -127.7265 | 419.9748 | 423.9484
2020-09-22 21:30 | -72 | -72.3395 | 31.9721 | 36.3183 | 89.1761 | 89.9498 | -71 | -71.3442 | -201.36 | 201.5992 | -201.36 | 201.5992 | -8.6453 | 97.1486 | 87.9 | 90.5871 | 87.9 | 90.515 | -110.9 | -113.2908 | -120.5 | -123.0402 | -123.8 | -125.9954 | -123.6 | -125.4049 | 403.6346 | 408.8338
2020-09-22 22:00 | -79 | -79.6304 | 21.5027 | 28.5179 | 96.5124 | 97.5076 | -78 | -78.6384 | -205.6853 | 206.2395 | -205.6853 | 206.2395 | 8.8292 | 96.7185 | 86.4 | 89.2816 | 87.3 | 90.2282 | -111.8 | -113.5925 | -120 | -121.982 | -123.8 | -125.3108 | -123.5 | -125.1842 | 392.5403 | 399.3364
2020-09-22 22:30 | -74 | -75.1332 | 16.3195 | 26.5993 | 98.4973 | 100.0877 | -74 | -74.9667 | -209.6145 | 210.6895 | -209.6145 | 210.6895 | 13.7239 | 98.348 | 87 | 90.3299 | 87 | 90.1703 | -113 | -115.9836 | -120.3 | -122.4949 | -123.4 | -125.6742 | -122.9 | -125.2599 | 361.0583 | 368.8857
2020-09-22 23:00 | -66 | -66.7533 | 26.1806 | 31.9749 | 84.3867 | 85.8898 | -65 | -65.7647 | -188.5177 | 189.4832 | -188.5177 | 189.4832 | 28.7725 | 99.82 | 89.4 | 92.4881 | 89.1 | 92.2757 | -112.1 | -113.9828 | -117.9 | -120.7881 | -121.4 | -123.7496 | -121.1 | -123.514 | 348.1214 | 358.4012
2020-09-22 23:30 | -68 | -68.884 | 25.99 | 31.3227 | 80.9196 | 82.8298 | -67 | -67.897 | -190.2544 | 191.4443 | -190.2544 | 191.4443 | 11.2419 | 95.6391 | 90.6 | 93.5731 | 90.3 | 93.3583 | -114 | -115.7335 | -119.4 | -121.6522 | -122.6 | -124.8697 | -122.2 | -124.7308 | 334.368 | 345.1123
2020-09-23 | -66 | -67.2681 | 18.5418 | 24.9458 | 83.1689 | 85.2527 | -66 | -67.082 | -186.9562 | 188.4449 | -186.9562 | 188.4449 | 29.6898 | 101.411 | 90 | 92.9923 | 90 | 93.0682 | -113.2 | -115.7489 | -118.5 | -121.0265 | -121.6 | -124.4775 | -121.1 | -123.9104 | 332.9171 | 345.3298
2020-09-23 00:30 | -71 | -72.3671 | 9.689 | 17.5986 | 86.1877 | 88.2264 | -69 | -70.214 | -184.9317 | 186.7429 | -184.9317 | 186.7429 | 40.6287 | 104.851 | 89.7 | 93.0919 | 90.3 | 93.435 | -116.2 | -118.7911 | -121.7 | -124.9146 | -124.8 | -126.3212 | -124.7 | -126.5628 | 329.3366 | 342.4077
2020-09-23 01:00 | -65 | -66.0984 | 14.039 | 19.192 | 80.3485 | 82.4213 | -64 | -65.1153 | -170.5781 | 172.5445 | -170.5781 | 172.5445 | 42.6691 | 103.6494 | 89.7 | 92.8552 | 92.7 | 95.832 | -116.5 | -118.6505 | -120.7 | -123.3598 | -123.9 | -126.6327 | -123.5 | -125.893 | 319.9463 | 336.7501
2020-09-23 01:30 | -66 | -66.7533 | 11.693 | 16.409 | 79.5004 | 81.3354 | -66 | -66.7533 | -167.7276 | 169.6352 | -167.7276 | 169.6352 | 56.5027 | 108.2898 | 89.7 | 93.2542 | 90 | 93.7921 | -113.6 | -116.6451 | -119.1 | -121.905 | -121 | -125.4512 | -121.2 | -124.4449 | 322.3028 | 340.0444
2020-09-23 02:00 | -74 | -75.1332 | -2.315 | 14.904 | 91.3876 | 93.7969 | -74 | -75.1332 | -180.6104 | 183.3621 | -180.6104 | 183.3621 | 45.1056 | 112.7667 | 87.9 | 95.1005 | 85.2 | 92.8475 | -110.9 | -118.3127 | -114.1 | -121.4676 | -116.7 | -124.5351 | -116.7 | -124.4765 | 290.0942 | 305.6904
2020-09-23 02:30 | -71 | -72.3671 | 2.736 | 14.4088 | 85.2492 | 87.8935 | -69 | -70.214 | -169.1453 | 172.1247 | -169.1453 | 172.1247 | 47.4623 | 113.86 | 90.9 | 97.88 | 91.5 | 98.7729 | -115 | -121.7815 | -117.5 | -125.8428 | -120.4 | -128.9094 | -120.3 | -128.5817 | 276.0775 | 284.9652
2020-09-23 03:00 | -68 | -68.593 | 2.8969 | 9.4564 | 83.3782 | 84.9796 | -68 | -68.593 | -165.2535 | 167.0272 | -165.2535 | 167.0272 | 58.865 | 115.9055 | 90.9 | 97.5498 | 89.7 | 96.4326 | -113 | -119.3131 | -115.7 | -123.467 | -118.4 | -126.6623 | -117.8 | -126.0185 | 280.1826 | 291.1486
2020-09-23 03:30 | -62 | -62.514 | 8.2567 | 11.2582 | 77.1517 | 78.8285 | -62 | -62.514 | -154.7793 | 156.6344 | -154.7793 | 156.6344 | 51.8117 | 116.5728 | 87 | 93.9264 | 87.3 | 94.3174 | -112 | -118.5871 | -114.2 | -122.2496 | -116.4 | -124.8128 | -116.3 | -125 | 274.2924 | 285.1282
2020-09-23 04:00 | -57 | -57.3149 | 14.3208 | 15.1712 | 71.3147 | 72.6777 | -57 | -57.3149 | -146.7901 | 148.2571 | -146.7901 | 148.2571 | 55.1275 | 116.461 | 88.2 | 95.1511 | 89.4 | 96.2645 | -113.8 | -120.5488 | -115.8 | -124.1226 | -118.9 | -127.4344 | -118.4 | -126.7701 | 277.5595 | 288.3525
2020-09-23 04:30 | -58 | -58.1378 | 14.0472 | 15.0613 | 73.1363 | 74.2859 | -57 | -57.2189 | -149.5057 | 150.6852 | -149.5057 | 150.6852 | 59.2655 | 119.2798 | 89.4 | 96.0436 | 89.7 | 96.5431 | -113.5 | -120.011 | -115.7 | -123.42 | -118.6 | -127.2356 | -118.3 | -126.0185 | 279.9757 | 290.7457
2020-09-23 05:00 | -52 | -52.0865 | 19.8758 | 20.2184 | 67.9662 | 68.9505 | -53 | -53.0848 | -144.3349 | 145.2289 | -144.3349 | 145.2289 | 56.6827 | 118.8573 | 91.5 | 98.1092 | 92.1 | 98.5618 | -115.4 | -122.728 | -118.1 | -126.6035 | -121.1 | -129.8227 | -120.8 | -129.588 | 283.0119 | 292.943
2020-09-23 05:30 | -43 | -43.0116 | 31.6013 | 31.7705 | 61.2261 | 61.9444 | -43 | -43.0116 | -137.1961 | 137.7619 | -137.1961 | 137.7619 | 41.6439 | 106.6199 | 91.8 | 98.2815 | 92.1 | 98.5618 | -115.8 | -121.4955 | -118.5 | -125.6689 | -121 | -128.8545 | -120.7 | -128.3014 | 288.394 | 295.816
2020-09-23 06:00 | -49 | -49.0102 | 31.9993 | 32.4664 | 65.9942 | 66.4365 | -49 | -49.0102 | -147.9032 | 148.1853 | -147.9032 | 148.1853 | 34.4334 | 97.2146 | 92.7 | 96.6363 | 92.1 | 96.2332 | -115.8 | -119.0871 | -119.6 | -123.858 | -122.5 | -126.9381 | -122 | -126.6739 | 299.5271 | 307.009
2020-09-23 06:30 | -40 | -40 | 42.001 | 42.6052 | 62.991 | 63.2374 | -40 | -40 | -149.6504 | 149.7265 | -149.6504 | 149.7265 | 9.5124 | 83.3669 | 93 | 95.8259 | 93 | 95.6078 | -118.6 | -120.3412 | -121.9 | -125.3142 | -124.8 | -128.7621 | -124.6 | -128.4626 | 307.0682 | 314.453
2020-09-23 07:00 | -41 | -41 | 35.497 | 36.6185 | 68.404 | 68.7118 | -41 | -41 | -160.1966 | 160.2543 | -160.1966 | 160.2543 | -9.1996 | 69.4181 | 91.2 | 93.1991 | 91.8 | 93.7254 | -117.4 | -118.9361 | -122.3 | -125.025 | -125.3 | -128.1031 | -125.3 | -128.0644 | 316.6852 | 322.9679
2020-09-23 07:30 | -54 | -54.1479 | 28.1806 | 31.1764 | 72.5967 | 73.2255 | -55 | -55.1453 | -174.6738 | 174.7707 | -174.6738 | 174.7707 | -27.3094 | 74.9404 | 90.6 | 92.4297 | 91.5 | 93.4316 | -114.5 | -116.1362 | -120.1 | -122.8346 | -123.4 | -125.9367 | -123.2 | -125.6973 | 329.8021 | 335.252
2020-09-23 08:00 | -58 | -58.1378 | 31.729 | 35.6236 | 76.5778 | 77.055 | -57 | -57.1402 | -177.4095 | 177.4645 | -177.4095 | 177.4645 | -36.3237 | 84.6686 | 90.9 | 93.0314 | 89.7 | 91.7951 | -115 | -116.3239 | -122.2 | -123.923 | -126.2 | -126.9282 | -125.7 | -127.2412 | 355.6954 | 360.0604
2020-09-23 08:30 | -61 | -61.131 | 21.3092 | 27.1109 | 80.2447 | 80.9232 | -61 | -61.0737 | -183.7056 | 183.8231 | -183.7056 | 183.8231 | -48.3436 | 95.7342 | 89.7 | 91.698 | 90.6 | 92.5504 | -114.1 | -115.3743 | -121.8 | -123.4936 | -124.9 | -125.9365 | -124.8 | -126.0525 | 380.9036 | 382.6873
2020-09-23 09:00 | -75 | -75.5381 | 12.8706 | 23.3537 | 88.7495 | 89.5772 | -75 | -75.5381 | -189.3849 | 189.5916 | -189.3849 | 189.5916 | -59.9406 | 107.7756 | 88.2 | 90.6655 | 88.5 | 90.9574 | -113.8 | -115.5074 | -124 | -125.8938 | -127.2 | -129.3891 | -127 | -129.2108 | 404.4932 | 405.3484
2020-09-23 09:30 | -79 | -79.9062 | 9.889 | 25.2733 | 93.6595 | 94.8827 | -80 | -80.895 | -192.9102 | 193.3704 | -192.9102 | 193.3704 | -44.5814 | 106.6926 | 87.9 | 90.515 | 89.1 | 91.7519 | -112.2 | -114.3705 | -124.6 | -126.8887 | -127.8 | -130.0446 | -127.5 | -129.9862 | 414.4336 | 415.3062
2020-09-23 10:00 | -76 | -77.1038 | 1.703 | 23.7803 | 93.029 | 94.6642 | -76 | -77.1038 | -192.129 | 192.9014 | -192.129 | 192.9014 | -50.1068 | 111.8353 | 87.9 | 91.1176 | 88.8 | 91.9083 | -113.9 | -116.3951 | -124.5 | -127.513 | -127.8 | -129.9779 | -127.7 | -130.823 | 397.5342 | 398.0767
2020-09-23 10:30 | -80 | -80.0999 | 0.019406 | 16.1957 | 95.8002 | 96.3476 | -80 | -80.1561 | -201.487 | 201.581 | -201.487 | 201.581 | -36.6072 | 85.2829 | 88.5 | 90.312 | 88.5 | 90.2526 | -113.9 | -114.3553 | -124.8 | -127.153 | -128.2 | -130.5254 | -128.3 | -130.1139 | 383.5564 | 385.1113
2020-09-23 11:00 | -91 | -91.6624 | -22.8412 | 30.6133 | 102.9704 | 104.2217 | -92 | -92.6553 | -207.9156 | 208.4029 | -207.9156 | 208.4029 | -32.8129 | 83.044 | 88.2 | 90.4613 | 88.8 | 91.1808 | -112.3 | -113.3589 | -122.7 | -125.6129 | -125.5 | -128.5743 | -125.6 | -128.7123 | 357.2443 | 358.5724
2020-09-23 11:30 | -98 | -98.6154 | -16.3266 | 25.9106 | 106.5774 | 107.4349 | -94 | -94.6414 | -205.2885 | 205.6423 | -205.2885 | 205.6423 | -31.0504 | 77.5664 | 76.8 | 78.7464 | 75.6 | 77.5098 | -96 | -96.5611 | -105.8 | -108.1836 | -108.4 | -111.2803 | -108.8 | -110.8686 | 373.4756 | 375.7515
2020-09-23 12:00 | -101 | -102.1078 | -25.0152 | 33.5439 | 114.7138 | 115.8657 | -101 | -101.9657 | -215.6659 | 216.3146 | -215.6659 | 216.3146 | -46.3979 | 80.9368 | 69.9 | 71.6196 | 70.5 | 72.1411 | -89 | -90.074 | -99.6 | -101.0404 | -102.2 | -103.7525 | -102.1 | -103.8678 | 404.4593 | 407.0465
2020-09-23 12:30 | -102 | -103.097 | -27.5769 | 34.7546 | 112.3918 | 113.7317 | -102 | -102.9563 | -217.2427 | 217.9431 | -217.2427 | 217.9431 | -40.9808 | 84.0156 | 73.8 | 75.8929 | 75.3 | 77.0866 | -95.2 | -96.7103 | -106.4 | -109.2543 | -109.3 | -112.0986 | -109.1 | -112.2954 | 406.2633 | 408.3636
2020-09-23 13:00 | -111 | -111.5437 | -35.5582 | 40.2821 | 123.6493 | 124.32 | -111 | -111.4495 | -226.6118 | 226.8558 | -226.6118 | 226.8558 | -38.9325 | 82.003 | 69 | 71.0873 | 69.9 | 71.9612 | -89.1 | -89.6536 | -99.9 | -101.5686 | -102.6 | -104.1966 | -102.7 | -104.2161 | 401.5866 | 402.9363
2020-09-23 13:30 | -109 | -109.3709 | -25.7269 | 30.7507 | 120.8544 | 121.1333 | -108 | -108.2959 | -219.7643 | 219.811 | -219.7643 | 219.811 | -20.9119 | 83.0375 | 67.8 | 70.7167 | 69.6 | 72.3616 | -85.8 | -87.6153 | -96.9 | -99.5344 | -99.9 | -102.6733 | -99.2 | -102.0837 | 398.8217 | 399.2015
2020-09-23 14:00 | -120 | -121.8236 | -36.2469 | 43.808 | 124.7156 | 126.4386 | -118 | -119.8541 | -223.1227 | 224.5444 | -223.1227 | 224.5444 | -20.3175 | 67.9283 | 72 | 73.6706 | 73.2 | 75.3096 | -88.5 | -89.8039 | -99 | -100.7001 | -101.6 | -103.3153 | -101.4 | -103.3306 | 402.669 | 404.3733
2020-09-23 14:30 | -107 | -108.0463 | -24.6525 | 31.6078 | 117.5841 | 118.6539 | -106 | -107.0561 | -216.8127 | 217.4499 | -216.8127 | 217.4499 | -22.2108 | 83.0482 | 70.2 | 72.113 | 70.5 | 72.3373 | -88.1 | -88.7677 | -99.9 | -100.1906 | -102.3 | -102.9733 | -102.4 | -102.8059 | 407.2905 | 408.9129
2020-09-23 15:00 | -119 | -120.8387 | -37.5193 | 44.1098 | 126.9796 | 128.4295 | -119 | -120.8387 | -229.3746 | 230.5229 | -229.3746 | 230.5229 | -9.8138 | 77.8058 | 68.4 | 70.0254 | 68.7 | 70.3831 | -90.2 | -89.8419 | -99.5 | -100.5335 | -102.1 | -102.9047 | -101.5 | -103.0809 | 402.5616 | 404.4772
2020-09-23 15:30 | -111 | -112.45 | -29.5398 | 37.4722 | 122.7267 | 124.2569 | -111 | -112.45 | -226.4266 | 227.7077 | -226.4266 | 227.7077 | -15.1065 | 78.5202 | 72.3 | 74.2262 | 72.3 | 74.0927 | -90.8 | -91.7328 | -99.4 | -101.4602 | -102.1 | -104.2735 | -101.9 | -104.22 | 416.7893 | 418.7072
2020-09-23 16:00 | -109 | -111.0045 | -19.6873 | 34.1563 | 122.9999 | 124.8863 | -109 | -111.0045 | -226.3639 | 228.0922 | -226.3639 | 228.0922 | -22.5816 | 87.1137 | 70.5 | 72.9894 | 70.5 | 72.9894 | -89.9 | -90.6371 | -101 | -103.1409 | -103.9 | -105.8123 | -103.7 | -105.7141 | 423.7621 | 425.023
2020-09-23 16:30 | -102 | -104.3456 | -7.7931 | 33.2655 | 121.3683 | 123.6257 | -102 | -104.3456 | -236.5169 | 238.328 | -236.5169 | 238.328 | -36.0075 | 91.6411 | 77.1 | 79.9088 | 77.1 | 79.8304 | -98.7 | -100.1519 | -107.8 | -109.8055 | -110.7 | -112.5317 | -110.4 | -112.2376 | 400.9155 | 401.4922
2020-09-23 17:00 | -107 | -108.8531 | -4.7347 | 30.7193 | 124.2451 | 125.8789 | -105 | -106.7052 | -253.9241 | 254.878 | -253.9241 | 254.878 | -38.9346 | 90.5924 | 87.9 | 89.909 | 87.6 | 89.4911 | -112.4 | -113.5758 | -122.2 | -124.1823 | -125.4 | -127.3674 | -125.2 | -127.188 | 418.0842 | 418.6565
2020-09-23 17:30 | -76 | -76.6551 | 27.788 | 35.9287 | 97.8625 | 98.7488 | -78 | -78.7718 | -226.9168 | 227.0115 | -226.9168 | 227.0115 | -47.2954 | 101.5704 | 88.2 | 90.4613 | 88.8 | 90.9807 | -112.6 | -113.891 | -123.8 | -125.7747 | -126.1 | -127.9366 | -126.2 | -128.0861 | 463.4226 | 463.6631
2020-09-23 18:00 | -68 | -68.3593 | 42.6046 | 47.8774 | 90.3598 | 90.9321 | -69 | -69.3542 | -222.8472 | 222.8479 | -222.8472 | 222.8479 | -66.8037 | 97.7234 | 88.2 | 90.5965 | 88.5 | 90.9574 | -111.9 | -113.3704 | -123.6 | -125.6672 | -126.8 | -128.8335 | -126.6 | -128.6367 | 481.1318 | 481.3299
2020-09-23 18:30 | -63 | -63 | 52.4282 | 54.6483 | 86.1771 | 86.2306 | -63 | -63 | -222.1425 | 222.5477 | -222.1425 | 222.5477 | -80.9001 | 103.8073 | 88.8 | 90.7271 | 89.4 | 91.2538 | -111.3 | -112.3879 | -124.2 | -125.848 | -127.5 | -129.1217 | -127.3 | -128.9242 | 497.8752 | 497.8791
2020-09-23 19:00 | -59 | -59 | 58.8063 | 61.2267 | 82.0395 | 82.0547 | -58 | -58 | -215.6184 | 216.1573 | -215.6184 | 216.1573 | -79.9643 | 101.8336 | 88.2 | 89.909 | 88.5 | 90.2526 | -111.7 | -112.6894 | -124.4 | -126.4362 | -128.2 | -130.2292 | -127.3 | -129.3081 | 479.761 | 480.2952
2020-09-23 19:30 | -51 | -51.0392 | 71.7851 | 73.3082 | 65.2898 | 65.3382 | -51 | -51.0392 | -189.461 | 189.8492 | -189.461 | 189.8492 | -73.2463 | 97.1369 | 88.8 | 91.1131 | 88.5 | 90.8208 | -112.2 | -113.5412 | -123.5 | -125.9852 | -126.7 | -129.1429 | -126.9 | -129.3585 | 460.0318 | 460.7081
2020-09-23 20:00 | -49 | -49 | 63.1918 | 64.8224 | 74.8084 | 74.8625 | -48 | -48.0104 | -196.2204 | 196.4713 | -196.2204 | 196.4713 | -68.8704 | 96.7027 | 87.6 | 90.082 | 87.9 | 90.3737 | -110.5 | -112.0545 | -122.2 | -124.8584 | -125.5 | -128.1488 | -125.4 | -128.0362 | 447.4533 | 448.7761
2020-09-23 20:30 | -48 | -48.0416 | 63.2277 | 64.278 | 72.3815 | 72.3846 | -49 | -49.0408 | -190.8892 | 191.0926 | -190.8892 | 191.0926 | -56.3112 | 89.2749 | 87.9 | 90.4439 | 89.1 | 91.6808 | -111.6 | -113.4492 | -121.2 | -124.2807 | -124.7 | -127.7395 | -124.4 | -127.425 | 435.9352 | 437.781
2020-09-23 21:00 | -42 | -42 | 62.9359 | 64.2589 | 67.7908 | 67.8863 | -42 | -42.0119 | -183.6678 | 183.7003 | -183.6678 | 183.7003 | -50.0575 | 87.0923 | 85.8 | 88.9337 | 86.4 | 89.5916 | -110.5 | -112.5153 | -119.6 | -123.0187 | -122.7 | -126.1731 | -122.9 | -126.3676 | 420.6102 | 422.4632
2020-09-23 21:30 | -40 | -40.05 | 64.3996 | 64.8334 | 62.8981 | 62.9018 | -40 | -40.05 | -172.0163 | 172.0842 | -172.0163 | 172.0842 | -37.2084 | 86.6806 | 87.9 | 90.6601 | 87.9 | 90.6601 | -110.4 | -112.1264 | -119.3 | -122.1431 | -122.3 | -125.0124 | -121.8 | -124.5441 | 384.8203 | 387.6547
2020-09-23 22:00 | -40 | -40.05 | 64.8629 | 65.195 | 57.6752 | 57.7787 | -40 | -40.05 | -155.7606 | 155.7607 | -155.7606 | 155.7607 | -24.5817 | 86.333 | 87.6 | 90.0125 | 88.5 | 90.8886 | -111.9 | -113.403 | -119.5 | -122.4247 | -122.7 | -125.6787 | -122.5 | -125.5269 | 372.4425 | 375.7346
2020-09-23 22:30 | -35 | -35.1283 | 62.4371 | 62.7006 | 56.034 | 56.1299 | -35 | -35.1283 | -150.6611 | 150.6696 | -150.6611 | 150.6696 | -1.686 | 95.9047 | 87.3 | 90.2282 | 90.3 | 93.2078 | -112.6 | -114.7138 | -119.9 | -122.9465 | -122.9 | -125.9173 | -123.3 | -126.3951 | 362.5055 | 365.0621
2020-09-23 23:00 | -27 | -27.1662 | 63.5775 | 63.6106 | 50.9493 | 50.9933 | -28 | -28.1603 | -143.6564 | 143.6937 | -143.6564 | 143.6937 | 17.8031 | 84.9748 | 91.2 | 94.2291 | 90.3 | 93.2826 | -112.9 | -115.0044 | -120 | -122.9781 | -123.1 | -125.9411 | -122.6 | -125.6903 | 353.2079 | 354.9983
2020-09-23 23:30 | -12 | -12.6491 | 80.2297 | 80.2319 | 30.1979 | 30.6317 | -11 | -11.7047 | -124.3626 | 124.3935 | -124.3626 | 124.3935 | 2.4745 | 79.732 | 90.3 | 93.7504 | 90.9 | 94.5728 | -114.8 | -117.7296 | -120.3 | -124.1308 | -123.6 | -127.5016 | -123.3 | -127.2354 | 341.302 | 343.5066
2020-09-24 | -9 | -10.8167 | 81.0872 | 81.1619 | 25.0602 | 25.9158 | -10 | -11.6619 | -107.7728 | 107.7934 | -107.7728 | 107.7934 | 11.915 | 82.8191 | 91.2 | 94.8612 | 91.2 | 94.8612 | -115.5 | -118.4787 | -120.5 | -124.4486 | -123.4 | -127.1862 | -123.3 | -127.2129 | 322.7086 | 325.8071
2020-09-24 00:30 | -7 | -8.6023 | 73.9442 | 74.0776 | 26.1858 | 26.7684 | -7 | -9.2195 | -103.2443 | 103.2508 | -103.2443 | 103.2508 | 24.1703 | 92.5375 | 90.9 | 94.911 | 92.1 | 95.9254 | -114.9 | -118.31 | -119.2 | -123.7104 | -122.2 | -126.7087 | -121.8 | -126.4296 | 321.7201 | 324.6279
2020-09-24 01:00 | -8 | -8.9443 | 67.8151 | 67.9975 | 28.5082 | 28.8021 | -7 | -8.0623 | -95.8592 | 95.9262 | -95.8592 | 95.9262 | 25.4635 | 93.8719 | 90.9 | 96.8075 | 91.2 | 97.2967 | -116.7 | -122.0901 | -120 | -126.4911 | -123 | -129.685 | -122.3 | -129.1493 | 297.5308 | 301.8189
2020-09-24 01:30 | -11 | -11.1803 | 65.2964 | 65.4361 | 29.393 | 29.7388 | -12 | -12.1655 | -94.1911 | 94.4177 | -94.1911 | 94.4177 | 35.0089 | 97.4166 | 92.1 | 98.2448 | 91.5 | 97.4742 | -115.7 | -121.4418 | -119.4 | -126.3737 | -122.2 | -129.119 | -121.9 | -129.0963 | 284.2321 | 288.6141
2020-09-24 02:00 | -14 | -14.3178 | 61.4401 | 61.6726 | 30.8329 | 31.1136 | -15 | -15.2971 | -94.8212 | 95.1323 | -94.8212 | 95.1323 | 47.0014 | 102.6689 | 91.5 | 98.3273 | 92.1 | 98.9955 | -116.2 | -123.0886 | -118.8 | -127.3227 | -122.2 | -130.7402 | -121.6 | -130.4393 | 284.8593 | 286.3239
2020-09-24 02:30 | -12 | -12.3693 | 65.4065 | 65.6442 | 24.9791 | 25.5681 | -13 | -13.6015 | -81.7006 | 82.2707 | -81.7006 | 82.2707 | 39.2141 | 98.4262 | 92.4 | 98.9491 | 92.1 | 98.669 | -117 | -123.552 | -118.3 | -126.7483 | -121.3 | -129.7293 | -121 | -129.8076 | 254.9673 | 258.0608
2020-09-24 03:00 | 0 | 5 | 71.8444 | 72.2516 | 17.2839 | 17.9383 | -1 | -5.099 | -69.6601 | 69.9512 | -69.6601 | 69.9512 | 48.5886 | 101.9643 | 92.1 | 98.9955 | 93 | 99.8333 | -116.6 | -123.4334 | -118.6 | -127.4265 | -121.5 | -130.5279 | -120.9 | -130.08 | 252.9833 | 258.557
2020-09-24 03:30 | -4 | -6.4031 | 67.8984 | 68.3864 | 20.7592 | 21.4105 | -5 | -7.0711 | -78.9737 | 79.2265 | -78.9737 | 79.2265 | 53.1251 | 102.5609 | 93 | 99.4033 | 93.9 | 100.0373 | -118.4 | -124.6578 | -120.1 | -128.2537 | -123 | -131.3553 | -122.5 | -130.9932 | 250.2286 | 256.1558
2020-09-24 04:00 | 5 | 7.8102 | 75.983 | 76.622 | 13.6736 | 15.3713 | 5 | 7.8102 | -70.0441 | 70.191 | -70.0441 | 70.191 | 50.8808 | 100.5095 | 93.3 | 99.4033 | 93.6 | 99.5498 | -116.5 | -122.8546 | -118.5 | -126.8635 | -121.3 | -129.8004 | -120.9 | -129.5699 | 252.8607 | 258.7665
2020-09-24 04:30 | 2 | 8.2462 | 77.0623 | 77.7048 | 13.34 | 15.3964 | 2 | 8.2462 | -67.5641 | 67.6087 | -67.5641 | 67.6087 | 50.6409 | 100.1411 | 92.1 | 98.2448 | 92.4 | 98.5261 | -117 | -122.6509 | -119 | -126.7702 | -121.8 | -129.6403 | -121.2 | -129.1802 | 257.9036 | 263.5144
2020-09-24 05:00 | 4 | 8.0623 | 79.435 | 80.0239 | 11.7287 | 13.9643 | 3 | 7.6158 | -71.9547 | 72.0087 | -71.9547 | 72.0087 | 43.1833 | 97.331 | 93 | 100.0045 | 93.3 | 100.1128 | -116.7 | -123.3649 | -118.9 | -127.416 | -121.7 | -130.3167 | -121.5 | -130.346 | 257.2079 | 260.7371
2020-09-24 05:30 | 3 | 8.544 | 81.5908 | 82.0256 | 14.4825 | 17.3764 | 5 | 10.2956 | -78.0299 | 78.0394 | -78.0299 | 78.0394 | 38.6532 | 96.8047 | 93 | 99.4033 | 93 | 99.2977 | -116.7 | -123.1391 | -119.1 | -127.3886 | -122.7 | -131.1096 | -122.1 | -130.6547 | 285.3842 | 287.3486
2020-09-24 06:00 | -2 | -6.3246 | 83.5706 | 83.5998 | 21.4183 | 22.7353 | -1 | -5.099 | -93.2236 | 93.2356 | -93.2236 | 93.2356 | 25.0715 | 86.7868 | 91.2 | 96.5851 | 91.5 | 96.4867 | -115.6 | -120.44 | -119.9 | -126.5554 | -122.5 | -129.2109 | -122.5 | -129.3067 | 322.6599 | 323.8173
2020-09-24 06:30 | 5 | 7.8102 | 101.0928 | 101.1294 | 7.6558 | 9.1331 | 5 | 7.8102 | -83.3191 | 83.358 | -83.3191 | 83.358 | 9.1711 | 80.9864 | 91.8 | 94.589 | 91.2 | 93.8631 | -116 | -118.1052 | -121.6 | -124.9871 | -124.5 | -127.9473 | -124.2 | -127.6785 | 332.9852 | 333.4881
2020-09-24 07:00 | -4 | -8.0623 | 82.1024 | 82.1141 | 27.9974 | 29.4967 | -4 | -8.0623 | -111.053 | 111.1637 | -111.053 | 111.1637 | -13.33 | 72.0452 | 90.6 | 93.0701 | 90.3 | 92.7097 | -114.6 | -116.2472 | -121.1 | -123.797 | -124.6 | -127.2634 | -124.5 | -127.3099 | 348.0144 | 348.1127
2020-09-24 07:30 | -7 | -11.4018 | 83.831 | 83.8384 | 29.9713 | 31.9511 | -9 | -12.7279 | -112.7479 | 113.1777 | -112.7479 | 113.1777 | -35.0315 | 78.0895 | 91.2 | 93.4537 | 91.8 | 93.9747 | -113.9 | -115.3425 | -121.7 | -123.7004 | -124.8 | -126.8656 | -124.5 | -126.5346 | 362.9274 | 363.0052
2020-09-24 08:00 | -23 | -24.3516 | 66.9263 | 66.9495 | 43.4328 | 44.3104 | -22 | -23.4094 | -126.9289 | 127.3714 | -126.9289 | 127.3714 | -36.9889 | 83.1278 | 90.6 | 93.0019 | 90.9 | 93.2271 | -114.4 | -115.8544 | -123 | -124.6802 | -126.3 | -128.0838 | -126 | -127.6568 | 401.3288 | 401.6069
2020-09-24 08:30 | -29 | -29 | 47.4314 | 48.857 | 52.8464 | 53.2662 | -29 | -29 | -139.0266 | 139.041 | -139.0266 | 139.041 | -48.797 | 93.742 | 87.9 | 91.0993 | 87.9 | 91.1176 | -111.2 | -113.574 | -120.8 | -123.3396 | -123.7 | -126.2408 | -123.6 | -126.2808 | 395.2575 | 397.359
2020-09-24 09:00 | -36 | -36.1248 | 37.2332 | 39.3873 | 52.7572 | 53.6761 | -37 | -37.1214 | -135.4083 | 135.5513 | -135.4083 | 135.5513 | -57.4488 | 100.4011 | 89.4 | 92.9656 | 89.4 | 92.7228 | -112.7 | -115.3964 | -121.5 | -124.2299 | -124.5 | -127.3099 | -124.4 | -127.0312 | 365.1403 | 367.5186
2020-09-24 09:30 | -50 | -50.4876 | 29.2817 | 34.0147 | 64.7543 | 65.8376 | -50 | -50.3587 | -155.9609 | 156.1967 | -155.9609 | 156.1967 | -60.6342 | 100.6965 | 90.6 | 93.5731 | 90 | 92.9923 | -112.7 | -115.003 | -121.9 | -124.5591 | -125.2 | -127.8509 | -125 | -127.655 | 365.9288 | 368.5306
2020-09-24 10:00 | -52 | -52.469 | 32.5532 | 37.2251 | 75.3049 | 75.8213 | -52 | -52.345 | -158.9005 | 159.0462 | -158.9005 | 159.0462 | -67.4667 | 107.7572 | 88.8 | 91.9861 | 89.1 | 92.1215 | -113 | -115.1988 | -122.8 | -125.359 | -125.8 | -128.4385 | -126.1 | -128.6525 | 387.1125 | 390.0511
2020-09-24 10:30 | -64 | -64.3817 | 22.4447 | 31.1412 | 80.5669 | 81.5019 | -64 | -64.4981 | -170.2496 | 170.5473 | -170.2496 | 170.5473 | -54.544 | 105.7555 | 89.7 | 93.8501 | 89.7 | 93.8501 | -112.4 | -115.8351 | -123.3 | -127.1129 | -126.4 | -130.1698 | -126.2 | -129.9995 | 391.8579 | 394.8028
2020-09-24 11:00 | -58 | -58.6941 | 24.4326 | 32.9837 | 73.0961 | 74.4954 | -58 | -58.6941 | -164.1326 | 164.5527 | -164.1326 | 164.5527 | -48.2029 | 103.6528 | 87.9 | 92.4978 | 87.9 | 92.4049 | -112.5 | -116.4571 | -124.2 | -128.4837 | -127.5 | -131.7769 | -127.2 | -131.4613 | 381.7994 | 384.7897
2020-09-24 11:30 | -70 | -70.859 | 9.3742 | 24.5805 | 85.6996 | 87.1244 | -69 | -69.7209 | -181.6148 | 182.1739 | -181.6148 | 182.1739 | -49.422 | 102.2048 | 89.4 | 93.5635 | 87.3 | 91.559 | -112.5 | -115.8839 | -124 | -128.1126 | -127.7 | -131.895 | -126.7 | -130.9019 | 379.0164 | 381.9794
2020-09-24 12:00 | -57 | -57.5587 | 17.3918 | 24.8983 | 68.7565 | 70.4084 | -56 | -56.5685 | -156.7063 | 157.2089 | -156.7063 | 157.2089 | -41.7799 | 102.504 | 88.2 | 92.783 | 88.8 | 93.2614 | -111.8 | -115.6265 | -123.5 | -128.0417 | -126.8 | -131.4359 | -126.1 | -130.7343 | 379.8351 | 382.7648
2020-09-24 12:30 | -57 | -57.1402 | 19.109 | 23.6317 | 74.5918 | 75.2165 | -57 | -57.0789 | -162.9844 | 163.0638 | -162.9844 | 163.0638 | -30.505 | 89.4238 | 91.2 | 95.1128 | 91.2 | 95.2848 | -112.6 | -115.9571 | -121.9 | -126.2878 | -125.5 | -129.8234 | -125.1 | -129.5337 | 351.7497 | 352.8162
2020-09-24 13:00 | -75 | -75.4255 | 7.4596 | 20.6048 | 93.6277 | 94.6225 | -75 | -75.4255 | -195.904 | 196.2655 | -195.904 | 196.2655 | -26.9954 | 84.7903 | 90.6 | 94.2019 | 91.2 | 95.028 | -115.6 | -118.6885 | -122.9 | -127.0482 | -126.3 | -130.54 | -125.8 | -129.9303 | 364.2049 | 365.2364
2020-09-24 13:30 | -68 | -68.3593 | 13.6085 | 23.6169 | 92.08 | 92.7881 | -69 | -69.3542 | -189.1631 | 189.44 | -189.1631 | 189.44 | -30.3547 | 87.1729 | 90.3 | 94.7815 | 90.3 | 94.7815 | -114.3 | -118.0956 | -123.1 | -127.9244 | -126.8 | -131.6757 | -126.3 | -131.1943 | 354.0661 | 355.5146
2020-09-24 14:00 | -78 | -78.5175 | 2.0361 | 16.9427 | 93.9517 | 94.8476 | -81 | -81.4985 | -190.3168 | 190.7312 | -190.3168 | 190.7312 | -45.4233 | 88.7709 | 89.1 | 93.5471 | 89.4 | 93.3882 | -112.3 | -115.5236 | -121.7 | -125.9648 | -125.3 | -129.7788 | -125.2 | -129.5271 | 349.1153 | 349.8419
2020-09-24 14:30 | -99 | -100.449 | -7.38 | 26.5193 | 108.1372 | 109.7204 | -98 | -99.2975 | -207.9888 | 209.116 | -207.9888 | 209.116 | -47.5578 | 91.5502 | 90 | 93.877 | 90 | 93.7921 | -112.3 | -115.4768 | -121.6 | -125.7911 | -124.7 | -128.9926 | -124.5 | -128.7737 | 353.6904 | 354.2309
2020-09-24 15:00 | -67 | -67.2681 | 16.3681 | 20.7993 | 84.5721 | 85.1355 | -67 | -67.2681 | -189.3454 | 189.6177 | -189.3454 | 189.6177 | -42.1958 | 86.096 | 90 | 93.7081 | 88.8 | 92.6412 | -115.1 | -118.2473 | -122.9 | -126.8726 | -126.6 | -130.7299 | -126.7 | -130.7524 | 351.8395 | 352.4941
2020-09-24 15:30 | -71 | -71.4493 | 15.8561 | 23.3751 | 91.1857 | 92.0206 | -73 | -73.437 | -195.8914 | 196.1763 | -195.8914 | 196.1763 | -43.1707 | 88.9089 | 90.9 | 94.2487 | 90.6 | 93.8803 | -113.5 | -116.1778 | -121.9 | -125.5373 | -124.7 | -128.2345 | -124.7 | -128.2579 | 359.3719 | 359.5221
2020-09-24 16:00 | -59 | -59.2115 | 28.4153 | 31.6962 | 83.1461 | 83.713 | -59 | -59.1354 | -182.8905 | 183.0603 | -182.8905 | 183.0603 | -37.9799 | 85.0933 | 90 | 93.4614 | 89.4 | 92.8838 | -115 | -117.686 | -123.2 | -126.8952 | -126.3 | -130.0727 | -126.2 | -129.9279 | 371.1556 | 371.2152
2020-09-24 16:30 | -73 | -73.171 | 12.1187 | 18.4973 | 94.3118 | 94.8371 | -72 | -72.1734 | -198.8051 | 199.0212 | -198.8051 | 199.0212 | -52.9796 | 91.752 | 89.1 | 92.1215 | 90 | 93.2228 | -114.2 | -116.5527 | -123.2 | -126.6188 | -125.8 | -129.1671 | -126.1 | -129.4367 | 398.2891 | 398.4436
2020-09-24 17:00 | -73 | -78.5493 | 29.5437 | 48.7638 | 89.3385 | 94.9257 | -73 | -78.1857 | -204.3361 | 208.1816 | -204.3361 | 208.1816 | -62.1621 | 112.4785 | 89.7 | 93.4754 | 90.6 | 94.368 | -113.7 | -116.7929 | -121.6 | -126.0426 | -124.9 | -129.2629 | -124.6 | -128.9216 | 398.8885 | 399.4213
2020-09-24 17:30 | -64 | -69.0797 | 34.9334 | 52.2197 | 91.656 | 95.8954 | -65 | -70.0071 | -218.7061 | 220.9023 | -218.7061 | 220.9023 | -62.3444 | 109.5708 | 88.5 | 92.2684 | 88.2 | 91.7294 | -113 | -115.7976 | -123.5 | -127.5508 | -126.7 | -130.6297 | -126.6 | -130.5572 | 454.5598 | 455.3091
2020-09-24 18:00 | -63 | -66.7308 | 46.6395 | 58.5658 | 86.9051 | 90.0588 | -64 | -67.6757 | -221.9786 | 222.9954 | -221.9786 | 222.9954 | -78.9119 | 118.6673 | 88.5 | 90.7538 | 89.4 | 91.698 | -114 | -115.3203 | -124.6 | -126.6152 | -127.8 | -129.8179 | -127.7 | -129.7019 | 482.7406 | 483.3453
2020-09-24 18:30 | -67 | -70.5195 | 51.1006 | 65.3126 | 92.4909 | 95.179 | -66 | -69.2604 | -241.3039 | 242.0089 | -241.3039 | 242.0089 | -95.1964 | 131.2097 | 88.8 | 90.666 | 88.5 | 90.5588 | -111.2 | -112.2751 | -124.5 | -126.2421 | -127.8 | -129.4496 | -127.6 | -129.2363 | 510.6829 | 512.4843
2020-09-24 19:00 | -55 | -58.1893 | 64.8704 | 75.1481 | 79.202 | 81.7511 | -55 | -58.1893 | -217.2526 | 217.6856 | -217.2526 | 217.6856 | -96.8766 | 118.6669 | 89.4 | 91.2538 | 90 | 91.8417 | -112.2 | -113.436 | -124.3 | -126.4834 | -127.4 | -129.5312 | -127.3 | -129.3968 | 491.8949 | 493.3327
2020-09-24 19:30 | -72 | -76.2168 | 44.6238 | 62.1448 | 97.2736 | 100.571 | -71 | -74.9466 | -235.3051 | 236.463 | -235.3051 | 236.463 | -91.3429 | 115.5143 | 87.9 | 90.515 | 88.5 | 91.0978 | -112.7 | -114.3559 | -123.9 | -126.3773 | -127.3 | -129.7509 | -127 | -129.4566 | 481.366 | 482.5305
2020-09-24 20:00 | -70 | -74.3303 | 46.233 | 62.1889 | 94.3495 | 97.5354 | -70 | -74 | -225.811 | 226.9609 | -225.811 | 226.9609 | -78.6847 | 106.2206 | 89.4 | 91.7652 | 89.4 | 91.7652 | -112.5 | -114.1099 | -123 | -125.8434 | -125.6 | -128.3858 | -126.2 | -128.9935 | 451.7404 | 452.7471
2020-09-24 20:30 | -62 | -66.1287 | 52.3122 | 65.9964 | 86.1013 | 89.3262 | -62 | -65.7875 | -209.659 | 210.9627 | -209.659 | 210.9627 | -74.1972 | 103.6643 | 88.8 | 91.2493 | 88.8 | 91.3188 | -113.1 | -114.8897 | -121.9 | -125.0744 | -125.2 | -128.3807 | -125.1 | -128.1195 | 433.3807 | 433.9717
2020-09-24 21:00 | -70 | -70.0286 | 39.4881 | 42.7943 | 94.1463 | 94.3496 | -69 | -69.029 | -217.4058 | 217.406 | -217.4058 | 217.406 | -57.523 | 95.6892 | 89.4 | 91.5664 | 90.6 | 92.8028 | -112.5 | -113.8073 | -121.9 | -124.1256 | -124.8 | -126.9748 | -124.7 | -126.8339 | 429.5214 | 429.6143
2020-09-24 21:30 | -66 | -66.1211 | 41.6362 | 44.6402 | 87.9101 | 88.2655 | -66 | -66.1211 | -208.91 | 208.9567 | -208.91 | 208.9567 | -45.055 | 89.3697 | 89.1 | 91.2089 | 89.7 | 91.8593 | -114.1 | -115.4191 | -122.1 | -124.3409 | -125.4 | -127.6572 | -125.1 | -127.4002 | 407.8764 | 407.8767
2020-09-24 22:00 | -66 | -66.1891 | 37.6612 | 41.0779 | 86.7611 | 87.3282 | -66 | -66.1891 | -205.0569 | 205.3726 | -205.0569 | 205.3726 | -33.6026 | 85.8792 | 91.2 | 93.8631 | 89.7 | 92.264 | -113.9 | -115.6599 | -121.3 | -124.1184 | -123.7 | -126.4442 | -123.6 | -126.4299 | 378.3661 | 378.4074
2020-09-24 22:30 | -53 | -53.3385 | 39.6977 | 42.465 | 78.8227 | 79.7851 | -53 | -53.3385 | -200.9767 | 201.5757 | -200.9767 | 201.5757 | -5.3335 | 83.1547 | 91.2 | 94.0068 | 92.1 | 94.7378 | -114.5 | -116.748 | -121.1 | -124.6177 | -124.3 | -127.8925 | -124 | -127.6721 | 374.3149 | 374.4471
2020-09-24 23:00 | -63 | -63.6396 | 32.4002 | 36.9347 | 82.0871 | 83.5017 | -61 | -61.6604 | -196.9097 | 197.7558 | -196.9097 | 197.7558 | -0.354 | 83.3862 | 91.5 | 95.747 | 91.5 | 95.6591 | -114.8 | -118.7313 | -119.8 | -124.9776 | -123.3 | -128.589 | -123 | -128.3871 | 336.4998 | 336.6697
2020-09-24 23:30 | -39 | -39.4588 | 48.7954 | 50.1441 | 61.6969 | 62.924 | -40 | -40.4475 | -180.4904 | 180.925 | -180.4904 | 180.925 | -4.0921 | 82.9102 | 90.6 | 94.8873 | 91.2 | 95.3722 | -115.2 | -118.8183 | -119.9 | -124.9321 | -122.9 | -128.008 | -122.6 | -127.7481 | 353.6332 | 353.8452
2020-09-25 | -47 | -47.2652 | 40.6945 | 41.4118 | 63.826 | 64.9238 | -47 | -47.1699 | -176.0432 | 176.6821 | -176.0432 | 176.6821 | 6.1214 | 82.0414 | 90.9 | 94.8252 | 90.3 | 94.3365 | -115.5 | -118.8455 | -119.6 | -124.4765 | -122.6 | -127.5808 | -121.9 | -126.9765 | 332.1002 | 333.3252
2020-09-25 00:30 | -51 | -51.4781 | 33.6271 | 34.6389 | 67.8017 | 69.0365 | -49 | -49.366 | -173.933 | 174.9708 | -173.933 | 174.9708 | 19.2224 | 85.1342 | 92.1 | 96.2332 | 92.7 | 96.8944 | -116 | -119.308 | -119.2 | -124.0368 | -122.7 | -127.7323 | -122.2 | -127.2372 | 330.714 | 332.9985
2020-09-25 01:00 | -50 | -50.2494 | 30.839 | 31.5763 | 66.9775 | 68.3655 | -50 | -50.2494 | -160.8979 | 162.1279 | -160.8979 | 162.1279 | 22.6559 | 89.3012 | 91.2 | 95.3722 | 91.5 | 95.4858 | -116.5 | -119.888 | -121 | -125.9881 | -123.5 | -128.5564 | -123.6 | -128.668 | 325.9873 | 328.7332
2020-09-25 01:30 | -44 | -44.0454 | 33.1508 | 33.2993 | 61.6161 | 62.5561 | -43 | -43.0465 | -146.1308 | 146.8604 | -146.1308 | 146.8604 | 35.3491 | 102.9241 | 91.5 | 95.6591 | 91.2 | 95.4604 | -115.5 | -119.4083 | -119.1 | -123.7217 | -122 | -126.5956 | -121.5 | -126.2216 | 304.5406 | 316.1056
2020-09-25 02:00 | -38 | -38.1182 | 30.9901 | 31.114 | 60.3711 | 61.5338 | -39 | -39.1152 | -140.3345 | 141.3072 | -140.3345 | 141.3072 | 24.5825 | 109.0716 | 92.1 | 100.3714 | 92.1 | 100.3714 | -114.8 | -123.3778 | -116.8 | -125.5685 | -119.9 | -129.0591 | -119.7 | -128.8541 | 265.6688 | 274.6602
2020-09-25 02:30 | -35 | -35.0143 | 37.0952 | 37.1111 | 51.3326 | 52.4227 | -36 | -36.0139 | -124.3899 | 125.3707 | -124.3899 | 125.3707 | 26.3507 | 106.3562 | 91.8 | 99.2778 | 91.8 | 99.3924 | -115.2 | -122.9986 | -117.1 | -125.5998 | -119.9 | -128.4212 | -119.9 | -128.4212 | 248.3327 | 261.8403
2020-09-25 03:00 | -31 | -31 | 42.0234 | 42.1692 | 46.8259 | 47.4966 | -29 | -29 | -118.979 | 119.5608 | -118.979 | 119.5608 | 33.9159 | 109.1531 | 91.8 | 99.5078 | 92.7 | 100.2242 | -116.4 | -124.0539 | -117.3 | -125.6219 | -120.7 | -129.0974 | -120.4 | -129.0675 | 250.8754 | 263.4869
2020-09-25 03:30 | -31 | -31 | 43.2748 | 43.375 | 44.9147 | 45.8851 | -31 | -31 | -119.922 | 121.0395 | -119.922 | 121.0395 | 26.758 | 103.2817 | 92.7 | 100.4539 | 93.9 | 101.677 | -117.1 | -124.9884 | -117.4 | -125.6575 | -120.2 | -128.5235 | -120 | -128.5504 | 230.2177 | 242.2506
2020-09-25 04:00 | -21 | -21 | 46.6689 | 46.8593 | 41.0137 | 41.7461 | -21 | -21 | -111.9662 | 112.695 | -111.9662 | 112.695 | 31.9888 | 103.851 | 93 | 100.6159 | 92.7 | 100.3387 | -117.1 | -124.6766 | -117.5 | -125.7509 | -120.3 | -128.5944 | -120.1 | -128.6438 | 236.636 | 249.0986
2020-09-25 04:30 | -25 | -25.02 | 44.7899 | 45.0145 | 43.1794 | 43.8525 | -26 | -26.0192 | -117.2268 | 117.9691 | -117.2268 | 117.9691 | 35.2357 | 104.2634 | 91.5 | 99.0005 | 92.4 | 100.0616 | -115.9 | -123.3183 | -117 | -125 | -120.2 | -128.3473 | -120.1 | -128.3593 | 251.3935 | 261.7402
2020-09-25 05:00 | -25 | -25.0799 | 47.9505 | 48.1499 | 41.4286 | 41.9948 | -23 | -23.0868 | -113.8148 | 114.306 | -113.8148 | 114.306 | 31.8598 | 106.6595 | 92.4 | 100.1771 | 93 | 100.6159 | -116.4 | -124.5806 | -118.4 | -126.641 | -120.5 | -128.9816 | -120.4 | -129.0315 | 264.0067 | 270.593
2020-09-25 05:30 | -18 | -18.2483 | 53.9773 | 54.0071 | 42.3918 | 42.7307 | -18 | -18.1108 | -119.2962 | 119.5559 | -119.2962 | 119.5559 | 18.0238 | 96.706 | 92.1 | 99.4417 | 93 | 100.5018 | -114.8 | -122.3797 | -117.1 | -125.0936 | -119.8 | -127.9026 | -119.7 | -127.7504 | 280.6644 | 286.1256
2020-09-25 06:00 | -27 | -27.074 | 56.1045 | 56.1118 | 45.8739 | 46.0483 | -27 | -27.074 | -129.4873 | 129.5716 | -129.4873 | 129.5716 | 9.7756 | 86.2555 | 92.1 | 96.4979 | 93 | 97.3573 | -115.9 | -119.2814 | -120.1 | -123.937 | -122.7 | -126.6046 | -122.4 | -126.3139 | 290.5668 | 297.5954
2020-09-25 06:30 | -28 | -28.0179 | 58.8947 | 59.0567 | 49.4719 | 49.5941 | -28 | -28.0179 | -144.4108 | 144.4329 | -144.4108 | 144.4329 | -13.4464 | 78.2841 | 91.2 | 93.9345 | 91.5 | 93.8789 | -116.5 | -118.5116 | -121 | -123.3591 | -124.2 | -126.4787 | -124.5 | -126.8302 | 322.897 | 327.8049
2020-09-25 07:00 | -24 | -24.0208 | 67.2134 | 67.6444 | 48.5811 | 48.7555 | -24 | -24.0208 | -140.255 | 140.2604 | -140.255 | 140.2604 | -33.0162 | 89.254 | 88.8 | 91.6062 | 89.1 | 91.897 | -113.6 | -115.6353 | -120.3 | -122.4978 | -123.3 | -125.5195 | -123.3 | -125.5382 | 359.9094 | 360.5066
2020-09-25 07:30 | -39 | -39 | 54.6632 | 55.6266 | 61.4897 | 61.5842 | -38 | -38.0132 | -167.2909 | 167.3371 | -167.2909 | 167.3371 | -44.0386 | 93.0106 | 88.8 | 91.1131 | 89.4 | 91.7652 | -115 | -116.4785 | -123 | -124.5676 | -126.1 | -127.6762 | -125.7 | -127.2499 | 390.0949 | 390.1717
2020-09-25 08:00 | -56 | -56.1427 | 35.0433 | 38.8877 | 79.0074 | 79.4827 | -56 | -56.0803 | -197.1605 | 197.1843 | -197.1605 | 197.1843 | -70.7462 | 102.2009 | 88.8 | 91.0464 | 88.8 | 91.1131 | -111.7 | -113.0264 | -121.4 | -122.656 | -124 | -125.1599 | -124.2 | -125.2781 | 409.0058 | 409.1828
2020-09-25 08:30 | -60 | -60.0083 | 45.6357 | 47.7045 | 73.8426 | 73.926 | -60 | -60.0083 | -193.1079 | 193.3319 | -193.1079 | 193.3319 | -77.3919 | 120.5619 | 88.2 | 90.3951 | 89.1 | 91.824 | -111.6 | -112.9177 | -122.7 | -123.7004 | -126.1 | -127.0613 | -125.9 | -126.8384 | 437.094 | 437.7844
2020-09-25 09:00 | -73 | -73.0274 | 25.17 | 28.9328 | 95.7886 | 95.7903 | -73 | -73.0274 | -217.3614 | 217.6656 | -217.3614 | 217.6656 | -100.6176 | 132.2855 | 87.3 | 88.9018 | 88.5 | 90.0805 | -110.5 | -111.2621 | -124.3 | -124.8494 | -127.6 | -128.1724 | -127.3 | -127.8274 | 471.0287 | 472.2318
2020-09-25 09:30 | -81 | -81 | 10.9426 | 21.1133 | 106.9443 | 107.0302 | -81 | -81 | -227.0784 | 227.1496 | -227.0784 | 227.1496 | -109.595 | 130.1806 | 86.4 | 87.3577 | 86.1 | 87.1519 | -109.4 | -109.5235 | -124.6 | -124.7592 | -128.2 | -128.3498 | -127.9 | -128.0314 | 495.7417 | 496.2104
2020-09-25 10:00 | -98 | -98.1275 | -10.7081 | 28.4569 | 126.2208 | 126.8658 | -97 | -97.1288 | -244.8133 | 244.9818 | -244.8133 | 244.9818 | -98.1726 | 125.0056 | 86.1 | 86.6008 | 87.9 | 88.2724 | -110.5 | -110.5163 | -124.6 | -124.5411 | -127.5 | -127.5307 | -127.8 | -127.8285 | 493.1718 | 493.3051
2020-09-25 10:30 | -106 | -106.6771 | -19.1424 | 30.4931 | 122.8204 | 123.6251 | -106 | -106.4706 | -246.3404 | 246.4827 | -246.3404 | 246.4827 | -74.2488 | 111.0621 | 88.5 | 89.3099 | 87 | 87.8237 | -111.2 | -111.5015 | -122.9 | -123.2514 | -126.8 | -127.1554 | -126.3 | -126.6419 | 492.0193 | 492.1242
2020-09-25 11:00 | -103 | -104.3935 | -5.0933 | 31.8536 | 120.3426 | 121.5958 | -102 | -103.2473 | -249.1632 | 249.5035 | -249.1632 | 249.5035 | -77.0316 | 112.681 | 87.9 | 88.9306 | 89.1 | 90.1169 | -112 | -112.4367 | -122.4 | -122.9391 | -125.7 | -126.2341 | -125.5 | -126.0167 | 459.1019 | 459.1264
2020-09-25 11:30 | -95 | -95.4254 | -2.9826 | 21.3401 | 114.7239 | 115.1949 | -94 | -94.3398 | -246.8032 | 246.8698 | -246.8032 | 246.8698 | -73.333 | 105.1842 | 89.7 | 90.4598 | 90 | 90.7191 | -114.7 | -114.8729 | -124.8 | -125.2997 | -128.1 | -128.4976 | -128.2 | -128.5054 | 459.4436 | 459.479
2020-09-25 12:00 | -95 | -95.4254 | -0.85936 | 23.939 | 116.539 | 117.2547 | -95 | -95.3363 | -251.7036 | 251.9492 | -251.7036 | 251.9492 | -78.156 | 107.7054 | 88.2 | 89.0126 | 88.8 | 89.5675 | -111.5 | -111.7195 | -123.9 | -124.2966 | -126.9 | -127.42 | -127 | -127.4842 | 443.2302 | 443.242
2020-09-25 12:30 | -109 | -110.3177 | -16.456 | 32.8202 | 124.7195 | 125.8433 | -109 | -110.1681 | -270.6272 | 270.9593 | -270.6272 | 270.9593 | -80.6027 | 108.456 | 86.7 | 87.6544 | 87.3 | 88.2046 | -111.3 | -111.4896 | -124 | -124.4438 | -127 | -127.4755 | -126.8 | -127.2507 | 443.468 | 443.5342
2020-09-25 13:00 | -86 | -86.5794 | -10.4353 | 27.8619 | 115.5508 | 116.8522 | -86 | -86.4697 | -268.2666 | 268.3913 | -268.2666 | 268.3913 | -71.4741 | 113.0775 | 85.5 | 86.3802 | 88.2 | 89.0126 | -109 | -109.1996 | -119.7 | -120.0008 | -122.7 | -122.9831 | -122.4 | -122.6455 | 448.5836 | 448.6002
2020-09-25 13:30 | -71 | -71.2531 | -3.4188 | 27.3734 | 116.2248 | 117.4371 | -71 | -71.2531 | -273.0241 | 273.046 | -273.0241 | 273.046 | -61.7401 | 100.7052 | 86.4 | 87.2711 | 85.8 | 86.7202 | -109.3 | -109.5113 | -118.2 | -118.6729 | -121.3 | -121.6872 | -121 | -121.3646 | 435.474 | 435.5949
2020-09-25 14:00 | -102 | -102.7035 | -4.787 | 25.6914 | 120.8288 | 121.5627 | -102 | -102.5914 | -280.2159 | 280.3022 | -280.2159 | 280.3022 | -67.5497 | 106.597 | 88.5 | 89.27 | 90 | 90.7191 | -112.4 | -112.5068 | -124 | -124.2708 | -127 | -127.2709 | -126.7 | -126.9587 | 447.9829 | 447.9987
2020-09-25 14:30 | -101 | -101.4938 | 2.8717 | 28.0273 | 125.6587 | 126.2032 | -100 | -100.4988 | -294.8594 | 294.9685 | -294.8594 | 294.9685 | -81.2417 | 115.9605 | 88.8 | 89.3839 | 89.1 | 89.6819 | -110.4 | -110.4761 | -122.2 | -122.4239 | -125 | -125.2188 | -124.7 | -124.8963 | 449.7281 | 449.8111
2020-09-25 15:00 | -114 | -115.2606 | -3.3876 | 34.3528 | 135.6542 | 136.5402 | -112 | -113.1371 | -300.6064 | 300.6273 | -300.6064 | 300.6273 | -78.2705 | 115.4177 | 88.2 | 88.7209 | 88.8 | 89.3174 | -112.1 | -112.1824 | -121.9 | -122.1066 | -125.3 | -125.5125 | -125 | -125.1848 | 450.1201 | 450.1515
2020-09-25 15:30 | -105 | -106.2121 | 5.4416 | 34.1215 | 133.3728 | 133.9357 | -103 | -104.2353 | -293.4197 | 293.5075 | -293.4197 | 293.5075 | -86.0517 | 121.2382 | 88.8 | 89.2549 | 88.5 | 88.8978 | -111.8 | -111.8258 | -121.5 | -121.7631 | -124.8 | -124.9539 | -124.7 | -124.8443 | 495.6776 | 495.703
2020-09-25 16:00 | -117 | -120.3038 | 3.5872 | 50.6316 | 141.5921 | 143.786 | -118 | -121.2765 | -294.1275 | 294.6665 | -294.1275 | 294.6665 | -95.8354 | 140.9742 | 88.2 | 88.9337 | 87.9 | 88.6362 | -111.4 | -111.626 | -122.8 | -123.2481 | -126.1 | -126.5447 | -126.1 | -126.5038 | 509.8845 | 510.0427
2020-09-25 16:30 | -124 | -126.6965 | -7.5458 | 46.8053 | 150.0472 | 151.2717 | -124 | -126.6965 | -296.7818 | 297.1366 | -296.7818 | 297.1366 | -123.3405 | 158.7741 | 86.7 | 87.2634 | 86.4 | 86.9653 | -112.7 | -112.7575 | -125.2 | -125.3791 | -128.8 | -128.9742 | -128.3 | -128.4546 | 530.3017 | 530.9033
2020-09-25 17:00 | -114 | -116.297 | -4.9888 | 40.2819 | 136.9802 | 138.6605 | -114 | -116.297 | -288.0067 | 288.3681 | -288.0067 | 288.3681 | -137.0273 | 166.1824 | 84.9 | 85.3446 | 86.4 | 86.8074 | -109.3 | -109.4286 | -125.3 | -125.3844 | -128.5 | -128.5719 | -128.4 | -128.4824 | 546.1801 | 546.3593
2020-09-25 17:30 | -104 | -105.9056 | 6.4786 | 37.3614 | 125.0969 | 126.6334 | -108 | -109.8362 | -276.2438 | 276.4164 | -276.2438 | 276.4164 | -138.8126 | 174.6495 | 85.2 | 85.7391 | 84.9 | 85.4078 | -108.8 | -108.8414 | -125.8 | -125.8117 | -129 | -129.0969 | -128.7 | -128.7858 | 563.2142 | 563.3341
2020-09-25 18:00 | -82 | -83.1865 | 29.5516 | 44.2609 | 108.6586 | 109.8216 | -81 | -82.201 | -259.3162 | 259.3223 | -259.3162 | 259.3223 | -135.4792 | 160.0251 | 85.5 | 86.1063 | 87 | 87.5281 | -109.7 | -109.7496 | -125.5 | -125.7422 | -129.2 | -129.4233 | -129.1 | -129.3062 | 557.9448 | 557.9489
2020-09-25 18:30 | -85 | -85.2878 | 37.0736 | 47.9196 | 110.6278 | 110.8278 | -85 | -85.2878 | -267.4766 | 267.8568 | -267.4766 | 267.8568 | -131.667 | 153.2197 | 84.6 | 85.0462 | 85.2 | 85.7061 | -108.2 | -108.2 | -125.3 | -125.4037 | -128.8 | -128.8894 | -128.7 | -128.7752 | 568.9299 | 569.0318
2020-09-25 19:00 | -72 | -72.0278 | 53.3187 | 60.4196 | 98.9095 | 98.9919 | -72 | -72.0278 | -250.7927 | 251.5567 | -250.7927 | 251.5567 | -125.1747 | 146.2945 | 86.1 | 86.2024 | 86.4 | 86.502 | -109.7 | -109.7766 | -126.4 | -126.4089 | -129.9 | -129.9046 | -129.3 | -129.3031 | 557.1439 | 557.4298
2020-09-25 19:30 | -73 | -73.1095 | 52.8869 | 60.1398 | 98.1877 | 98.3121 | -74 | -74.0608 | -248.8661 | 249.4448 | -248.8661 | 249.4448 | -119.1669 | 142.3976 | 87.3 | 87.527 | 87.3 | 87.5059 | -110.1 | -110.0131 | -125.2 | -125.1577 | -128.4 | -128.4477 | -128.5 | -128.5477 | 542.9479 | 543.2353
2020-09-25 20:00 | -61 | -62.3699 | 60.0071 | 70.7132 | 87.2737 | 88.7928 | -61 | -62.3699 | -226.3287 | 226.351 | -226.3287 | 226.351 | -105.1317 | 131.2563 | 87.3 | 87.6216 | 86.7 | 87.0238 | -109.3 | -109.3055 | -124.1 | -124.2402 | -127.6 | -127.7363 | -127.4 | -127.5144 | 521.5106 | 522.1809
2020-09-25 20:30 | -70 | -70 | 46.6772 | 50.7093 | 96.7284 | 96.7449 | -70 | -70 | -235.2482 | 235.7922 | -235.2482 | 235.7922 | -91.7825 | 106.1538 | 84.6 | 84.7196 | 85.8 | 86.0535 | -108 | -108.0474 | -121.7 | -121.7532 | -125.4 | -125.4576 | -125.4 | -125.4461 | 504.7241 | 506.3564
2020-09-25 21:00 | -84 | -84.1487 | 32.8142 | 39.4516 | 107.7579 | 108.0165 | -83 | -83.0963 | -248.8525 | 248.9113 | -248.8525 | 248.9113 | -96.237 | 107.5768 | 84.6 | 84.8125 | 86.4 | 86.6081 | -109.5 | -109.5201 | -121.8 | -121.8624 | -125.2 | -125.2773 | -125.6 | -125.6702 | 457.6854 | 460.834
2020-09-25 21:30 | -75 | -75.1665 | 37.3209 | 42.445 | 98.7525 | 99.1207 | -75 | -75.1066 | -234.8492 | 234.8595 | -234.8492 | 234.8595 | -79.0118 | 97.1211 | 86.7 | 87.0502 | 87.6 | 87.9205 | -110.4 | -110.4077 | -121.4 | -121.6503 | -124.8 | -125.0626 | -124.7 | -124.9375 | 445.6561 | 450.5072
2020-09-25 22:00 | -80 | -80.3057 | 29.1296 | 34.7358 | 101.7394 | 102.2978 | -79 | -79.2275 | -232.7592 | 232.7938 | -232.7592 | 232.7938 | -58.1781 | 85.0267 | 88.2 | 88.7878 | 89.1 | 89.7166 | -110.2 | -110.3762 | -121 | -121.5081 | -124.3 | -124.8308 | -124.2 | -124.713 | 434.613 | 440.8429
2020-09-25 22:30 | -66 | -66.0681 | 37.0438 | 39.3432 | 87.3646 | 87.7063 | -66 | -66.0681 | -210.8842 | 210.8846 | -210.8842 | 210.8846 | -37.3686 | 89.9181 | 89.4 | 90.3259 | 89.4 | 90.2836 | -111.6 | -111.795 | -121.3 | -121.6714 | -124.6 | -124.977 | -123.8 | -124.1564 | 405.3832 | 408.1882
2020-09-25 23:00 | -62 | -62.0725 | 35.7088 | 37.8217 | 84.9716 | 85.4656 | -62 | -62.0725 | -205.9429 | 205.9611 | -205.9429 | 205.9611 | -9.7242 | 80.9589 | 86.4 | 87.3139 | 86.7 | 87.5681 | -112.4 | -112.4113 | -121.8 | -122.1032 | -125.2 | -125.4162 | -124.9 | -125.1099 | 419.1385 | 424.2459
2020-09-25 23:30 | -61 | -61.131 | 31.8466 | 33.6734 | 82.9957 | 83.6026 | -64 | -64.0703 | -210.3151 | 210.3359 | -210.3151 | 210.3359 | -3.7928 | 76.5915 | 88.8 | 89.3839 | 87.9 | 88.4557 | -114.1 | -114.1701 | -122.9 | -123.1936 | -126.5 | -126.7988 | -126.3 | -126.6062 | 425.4116 | 430.8768
2020-09-26 | -68 | -68.593 | 14.9889 | 18.8989 | 91.4857 | 92.6719 | -67 | -67.4759 | -213.6971 | 214.1435 | -213.6971 | 214.1435 | 6.1694 | 75.3449 | 87.6 | 88.0923 | 89.1 | 89.6157 | -114.1 | -114.16 | -122 | -122.2888 | -125.3 | -125.588 | -125 | -125.2955 | 404.2395 | 413.7485
2020-09-26 00:30 | -83 | -84.3445 | 3.5932 | 17.2724 | 97.9457 | 100.4445 | -83 | -84.3445 | -214.7787 | 216.5804 | -214.7787 | 216.5804 | 5.1387 | 74.2293 | 90 | 90.7573 | 90.9 | 91.5752 | -116 | -116.1933 | -122.3 | -122.7499 | -125.4 | -125.8728 | -125.3 | -125.7819 | 369.1797 | 379.4919
2020-09-26 01:00 | -92 | -93.9415 | -11.5552 | 22.5762 | 107.7338 | 110.2628 | -92 | -93.9415 | -222.0552 | 224.2403 | -222.0552 | 224.2403 | 15.1832 | 78.543 | 88.5 | 89.2312 | 88.5 | 89.27 | -114 | -114.1795 | -119.7 | -120.2044 | -123.2 | -123.7171 | -122.6 | -123.1666 | 358.8248 | 370.6524
2020-09-26 01:30 | -91 | -93.3916 | -14.6375 | 25.2104 | 107.533 | 110.7628 | -91 | -93.3916 | -219.5306 | 222.5919 | -219.5306 | 222.5919 | 23.484 | 81.0713 | 87.3 | 88.2046 | 87.9 | 88.7564 | -111.8 | -112.0381 | -117.8 | -118.3698 | -121 | -121.5838 | -120.5 | -121.2055 | 351.2481 | 363.4334
2020-09-26 02:00 | -104 | -106.9626 | -29.2101 | 37.3746 | 120.2942 | 123.7389 | -104 | -106.9626 | -233.2478 | 236.8994 | -233.2478 | 236.8994 | 31.2406 | 82.3429 | 88.5 | 89.6162 | 89.4 | 90.5051 | -115.5 | -116.0418 | -120.2 | -121.1323 | -122.9 | -123.8487 | -123 | -124.0106 | 324.4049 | 337.5439
2020-09-26 02:30 | -105 | -108.1712 | -30.901 | 38.9958 | 119.3884 | 123.0835 | -105 | -108.1712 | -228.4624 | 232.5948 | -228.4624 | 232.5948 | 31.2555 | 80.6177 | 85.5 | 87.3742 | 85.2 | 87.2066 | -108.3 | -109.2011 | -113 | -114.3102 | -115.9 | -117.3672 | -115.7 | -117.2014 | 317.6277 | 331.6709
2020-09-26 03:00 | -98 | -100.439 | -25.5516 | 32.7989 | 112.9825 | 116.2937 | -99 | -101.415 | -217.7515 | 221.4112 | -217.7515 | 221.4112 | 28.9048 | 91.4738 | 85.5 | 89.3758 | 86.4 | 90.3433 | -106 | -108.7721 | -110.3 | -114.0444 | -113.3 | -117.0273 | -112.9 | -116.6904 | 306.0877 | 321.1744
2020-09-26 03:30 | -105 | -107.9352 | -31.8007 | 38.2967 | 117.2151 | 120.8442 | -105 | -107.9352 | -222.2613 | 226.2475 | -222.2613 | 226.2475 | 34.819 | 95.1813 | 86.4 | 90.8856 | 86.7 | 90.7181 | -107.7 | -110.8174 | -111.2 | -114.9953 | -113.8 | -117.6879 | -113.7 | -117.7197 | 295.9832 | 310.1725
2020-09-26 04:00 | -96 | -98.9545 | -32.1909 | 37.9467 | 116.277 | 119.7501 | -96 | -98.7168 | -220.4046 | 224.1943 | -220.4046 | 224.1943 | 33.4588 | 102.9589 | 84.9 | 90.9797 | 85.5 | 91.5398 | -108.1 | -113.5941 | -111.4 | -117.6706 | -113.9 | -120.3595 | -113.8 | -120.3623 | 296.5195 | 310.699
2020-09-26 04:30 | -105 | -107.7079 | -33.6325 | 39.7958 | 118.5911 | 122.0004 | -105 | -107.9352 | -223.9738 | 227.6824 | -223.9738 | 227.6824 | 22.8567 | 98.533 | 72 | 79.2023 | 74.1 | 80.7541 | -94.8 | -99.7088 | -99.1 | -104.9665 | -101.7 | -107.7509 | -101.6 | -107.6565 | 316.2008 | 329.9548
2020-09-26 05:00 | -99 | -101.6366 | -24.0525 | 30.2239 | 107.911 | 111.542 | -99 | -101.8676 | -208.9428 | 212.9272 | -208.9428 | 212.9272 | 20.3393 | 99.3909 | 76.2 | 82.92 | 78 | 84.6936 | -99.9 | -104.9612 | -103.5 | -109.5494 | -106.8 | -112.9949 | -106.3 | -112.5882 | 307.3396 | 320.7651
2020-09-26 05:30 | -93 | -95.5667 | -17.9359 | 25.3373 | 103.4073 | 107.0867 | -93 | -95.3415 | -203.4547 | 207.4067 | -203.4547 | 207.4067 | 24.3908 | 104.0483 | 88.2 | 94.5985 | 88.5 | 94.6637 | -113.5 | -119.286 | -116.2 | -122.7301 | -118.8 | -125.546 | -118.9 | -125.7379 | 281.1874 | 294.8755
2020-09-26 06:00 | -86 | -88.5268 | -10.2112 | 21.0309 | 100.7827 | 103.6659 | -86 | -88.0738 | -201.2913 | 204.2129 | -201.2913 | 204.2129 | 22.3238 | 101.61 | 90 | 96.0675 | 91.2 | 97.0893 | -115.9 | -121.6627 | -119.2 | -125.7006 | -122.1 | -128.6731 | -121.5 | -128.1993 | 274.3105 | 287.8595
2020-09-26 06:30 | -82 | -83.5464 | -3.6663 | 17.7253 | 96.6161 | 99.2256 | -83 | -84.5281 | -200.3083 | 202.7359 | -200.3083 | 202.7359 | 12.9803 | 96.5946 | 91.5 | 94.9868 | 91.8 | 95.3566 | -116.6 | -119.1668 | -120.3 | -123.561 | -123.2 | -126.5215 | -123.1 | -126.4928 | 282.4183 | 299.337
2020-09-26 07:00 | -74 | -75.71 | -1.0126 | 15.3865 | 90.129 | 92.8098 | -73 | -74.5252 | -194.777 | 197.2693 | -194.777 | 197.2693 | -2.0726 | 95.2242 | 90.6 | 94.0394 | 90.6 | 94.1202 | -115.3 | -117.8329 | -120.4 | -123.4479 | -123.4 | -126.4837 | -123 | -126.2361 | 294.2641 | 307.6308
2020-09-26 07:30 | -79 | -79.9062 | -5.4379 | 14.3792 | 94.3465 | 95.9436 | -78 | -78.9177 | -201.0934 | 202.2698 | -201.0934 | 202.2698 | -22.0803 | 96.2547 | 90.3 | 93.3583 | 90.3 | 93.2826 | -114.2 | -116.2998 | -120.4 | -123.0501 | -123.6 | -126.305 | -123.5 | -126.1093 | 296.3532 | 307.8387
2020-09-26 08:00 | -80 | -81.0494 | -6.4589 | 16.4246 | 94.8544 | 96.5259 | -80 | -80.895 | -210.5612 | 211.7577 | -210.5612 | 211.7577 | -32.5071 | 100.2899 | 88.8 | 91.6062 | 89.1 | 91.7519 | -112.7 | -114.6034 | -119.9 | -122.2784 | -122.8 | -125.2398 | -122.6 | -125.024 | 313.0444 | 322.6464
2020-09-26 08:30 | -92 | -93.7443 | -20.0531 | 28.5246 | 104.9772 | 107.7585 | -91 | -92.9624 | -221.9093 | 223.9879 | -221.9093 | 223.9879 | -42.1624 | 106.9842 | 90.6 | 93.4248 | 90.6 | 93.4985 | -112.1 | -114.2771 | -120.1 | -122.5735 | -122.5 | -124.9852 | -123.1 | -125.6129 | 322.5718 | 329.0422
2020-09-26 09:00 | -96 | -98.7168 | -38.4927 | 45.7423 | 115.317 | 118.3463 | -96 | -98.7168 | -227.569 | 230.0706 | -227.569 | 230.0706 | -43.4394 | 103.8678 | 90.3 | 93.0609 | 90 | 92.7699 | -113.7 | -115.5689 | -120.4 | -122.5772 | -123.5 | -125.7535 | -123.3 | -125.44 | 321.1909 | 327.0115
2020-09-26 09:30 | -95 | -97.7446 | -36.8556 | 42.9339 | 105.549 | 108.8943 | -94 | -96.5401 | -224.9037 | 227.2093 | -224.9037 | 227.2093 | -43.5776 | 108.5831 | 90 | 93.3014 | 89.1 | 92.5139 | -113.4 | -115.7089 | -122.9 | -124.997 | -126.1 | -128.271 | -126 | -128.1181 | 331.0855 | 336.1351
2020-09-26 10:00 | -86 | -88.5268 | -31.9634 | 38.9042 | 99.7639 | 103.4007 | -86 | -88.295 | -206.3787 | 209.4336 | -206.3787 | 209.4336 | -31.481 | 107.1398 | 89.4 | 93.0484 | 90.3 | 93.9134 | -113.4 | -116.123 | -120.6 | -123.1843 | -123.6 | -126.1829 | -123.5 | -126.2233 | 297.3214 | 304.2652
2020-09-26 10:30 | -96 | -98.7168 | -32.3411 | 40.3612 | 109.6536 | 113.0828 | -96 | -98.7168 | -210.9051 | 213.725 | -210.9051 | 213.725 | -22.3883 | 100.4368 | 89.7 | 93.3366 | 90.3 | 93.9134 | -112.9 | -115.549 | -120.2 | -122.6715 | -123.1 | -125.6329 | -123 | -125.5549 | 307.4119 | 314.3462
2020-09-26 11:00 | -97 | -99.925 | -41.1436 | 47.3543 | 108.185 | 111.9049 | -97 | -99.6895 | -214.6434 | 217.5797 | -214.6434 | 217.5797 | -19.753 | 97.6135 | 88.8 | 92.225 | 89.7 | 93.0919 | -112.3 | -114.8569 | -121.4 | -123.7885 | -124.5 | -126.9656 | -123.9 | -126.2797 | 329.1053 | 335.3988
2020-09-26 11:30 | -93 | -94.921 | -31.4999 | 36.848 | 104.6847 | 107.5327 | -92 | -93.9415 | -201.9482 | 204.0951 | -201.9482 | 204.0951 | -2.8265 | 98.8531 | 90 | 93.7081 | 87.9 | 91.6081 | -112.4 | -114.9129 | -122.5 | -124.9654 | -125.8 | -128.3189 | -125.7 | -128.2803 | 330.9239 | 337.4885
2020-09-26 12:00 | -92 | -92.9139 | -27.5904 | 30.2101 | 102.7543 | 104.2969 | -92 | -92.9139 | -194.9059 | 195.9621 | -194.9059 | 195.9621 | -26.9727 | 102.5797 | 87.9 | 90.6601 | 88.2 | 91.0247 | -112.1 | -114.0317 | -123.6 | -125.8329 | -127.1 | -129.3461 | -126.6 | -128.8362 | 346.6422 | 352.0207
2020-09-26 12:30 | -110 | -111.3059 | -56.2961 | 57.5912 | 113.3915 | 115.137 | -109 | -110.0273 | -206.1035 | 207.7058 | -206.1035 | 207.7058 | -17.9369 | 99.8038 | 86.7 | 89.572 | 88.2 | 90.951 | -111.8 | -113.8297 | -121.4 | -123.8278 | -124.5 | -127.103 | -124.3 | -126.9069 | 340.4641 | 346.5359
2020-09-26 13:00 | -103 | -104.3935 | -37.8599 | 39.1846 | 101.7746 | 103.4322 | -102 | -103.407 | -187.9788 | 189.3795 | -187.9788 | 189.3795 | 5.1314 | 102.4751 | 90.9 | 93.8636 | 91.5 | 94.3709 | -113.6 | -115.8262 | -121 | -123.6167 | -124.3 | -127.088 | -124.3 | -127.0726 | 314.185 | 322.0489
2020-09-26 13:30 | -83 | -83.6002 | -52.363 | 53.2619 | 108.9193 | 110.8605 | -83 | -83.4865 | -201.3421 | 203.213 | -201.3421 | 203.213 | 0.14918 | 98.8598 | 89.1 | 92.3888 | 88.5 | 91.7755 | -112.5 | -114.8471 | -121.6 | -124.5945 | -125.2 | -128.1846 | -125.2 | -128.2276 | 336.7131 | 345.1144
2020-09-26 14:00 | -91 | -91.7878 | -28.0166 | 30.2142 | 103.4395 | 105.1504 | -90 | -90.934 | -195.6016 | 197.0761 | -195.6016 | 197.0761 | 14.4372 | 101.4157 | 88.8 | 92.3064 | 90.6 | 93.8022 | -114.7 | -117.2666 | -121.8 | -124.888 | -125 | -128.0976 | -124.8 | -127.9377 | 298.2417 | 309.0611
2020-09-26 14:30 | -103 | -104.561 | -48.2514 | 50.3601 | 113.2789 | 115.7318 | -103 | -104.561 | -206.5517 | 209.0209 | -206.5517 | 209.0209 | 24.9372 | 99.1497 | 89.1 | 92.5139 | 90 | 93.0121 | -114.5 | -116.8069 | -121.1 | -124.1171 | -124.1 | -127.1757 | -123.9 | -127.0244 | 312.4463 | 323.288
2020-09-26 15:00 | -96 | -97.3242 | -44.5708 | 45.8534 | 103.6547 | 106.1092 | -96 | -97.3242 | -199.5162 | 201.698 | -199.5162 | 201.698 | -18.0054 | 104.7708 | 88.8 | 92.0648 | 88.8 | 92.1445 | -112.9 | -115.2995 | -121.5 | -124.3777 | -124.6 | -127.5557 | -124.4 | -127.3603 | 338.0258 | 346.4681
2020-09-26 15:30 | -85 | -86.3134 | -32.0623 | 33.2177 | 94.1006 | 96.443 | -85 | -86.1452 | -187.028 | 188.9035 | -187.028 | 188.9035 | 2.3427 | 105.6369 | 90.3 | 93.5125 | 90.9 | 94.1699 | -114.2 | -116.9473 | -121.1 | -124.4544 | -124.2 | -127.6554 | -124 | -127.5072 | 323.5924 | 333.9426
2020-09-26 16:00 | -103 | -105.7592 | -39.8812 | 44.2278 | 113.086 | 116.7283 | -103 | -105.5367 | -218.9577 | 222.418 | -218.9577 | 222.418 | -17.5437 | 99.5903 | 91.2 | 93.8631 | 91.2 | 93.8631 | -114 | -116.0097 | -120 | -122.6175 | -123 | -125.8365 | -122.9 | -125.6408 | 334.8665 | 344.9062
2020-09-26 16:30 | -103 | -105.7592 | -25.9369 | 34.7027 | 117.8646 | 120.964 | -103 | -105.5367 | -236.9159 | 239.4688 | -236.9159 | 239.4688 | -40.8492 | 104.6411 | 91.5 | 94.2979 | 91.8 | 94.4462 | -116 | -117.9575 | -121.9 | -124.4775 | -124.9 | -127.5167 | -124.7 | -127.3208 | 343.1284 | 350.7889
2020-09-26 17:00 | -97 | -99.2472 | -16.6278 | 25.6366 | 109.7171 | 112.4871 | -97 | -99.2472 | -231.3835 | 233.3519 | -231.3835 | 233.3519 | -70.2063 | 111.8808 | 90.3 | 92.7097 | 90 | 92.4175 | -113.8 | -115.6673 | -120.4 | -122.7492 | -123.4 | -125.7505 | -123.1 | -125.3986 | 342.5284 | 348.5487
2020-09-26 17:30 | -92 | -93.7443 | -4.9315 | 18.7405 | 107.3887 | 109.5522 | -91 | -92.5743 | -235.4608 | 236.4649 | -235.4608 | 236.4649 | -77.595 | 114.8281 | 87.3 | 89.7903 | 90.3 | 92.51 | -111.5 | -113.0243 | -121.3 | -123.5595 | -124.6 | -126.7415 | -124.6 | -126.7598 | 408.0323 | 414.7581
2020-09-26 18:00 | -83 | -84.0119 | 17.1046 | 25.0771 | 99.9119 | 101.1282 | -82 | -82.8734 | -231.0224 | 231.3288 | -231.0224 | 231.3288 | -108.8243 | 135.4973 | 88.8 | 90.852 | 89.4 | 91.4385 | -112.4 | -113.6338 | -122.2 | -123.7303 | -125.4 | -126.9225 | -125.3 | -126.8083 | 412.9539 | 416.9051
2020-09-26 18:30 | -76 | -76.6551 | 26.2875 | 32.1066 | 97.8041 | 98.9275 | -76 | -76.6551 | -234.5574 | 234.644 | -234.5574 | 234.644 | -116.8925 | 134.453 | 89.4 | 91.7652 | 89.7 | 91.9244 | -112 | -113.5669 | -123 | -124.6966 | -126.4 | -128.149 | -126.3 | -128.0176 | 429.3531 | 433.8331
2020-09-26 19:00 | -69 | -69 | 35.5888 | 36.814 | 92.1477 | 92.2433 | -69 | -69 | -228.3796 | 228.6984 | -228.3796 | 228.6984 | -123.6248 | 141.0982 | 88.5 | 90.8886 | 87.6 | 90.0125 | -113.2 | -114.8335 | -124.8 | -126.4887 | -128.6 | -130.3033 | -128.4 | -130.0738 | 421.3741 | 424.7953
2020-09-26 19:30 | -73 | -73.0069 | 32.2206 | 33.5989 | 93.432 | 93.5579 | -72 | -72 | -226.6465 | 226.8644 | -226.6465 | 226.8644 | -101.4842 | 126.4493 | 87.9 | 90.8847 | 86.4 | 89.2065 | -111.5 | -113.4975 | -121.8 | -123.9712 | -125.3 | -127.4663 | -124.8 | -126.895 | 425.9998 | 430.4459
2020-09-26 20:00 | -69 | -69.0072 | 32.7899 | 34.8057 | 91.3693 | 91.6026 | -69 | -69.029 | -219.5275 | 219.5863 | -219.5275 | 219.5863 | -89.4732 | 118.9639 | 87.3 | 90.5389 | 87.6 | 91.0701 | -112.1 | -114.4958 | -122.6 | -125.103 | -126.1 | -128.5545 | -125.8 | -128.2992 | 407.9999 | 413.5233
2020-09-26 20:30 | -73 | -73.0274 | 29.3276 | 31.639 | 92.7842 | 93.1063 | -73 | -73.0616 | -219.327 | 219.3484 | -219.327 | 219.3484 | -78.8827 | 111.8279 | 88.8 | 92.5562 | 89.7 | 93.5428 | -111.6 | -114.521 | -121.4 | -124.3014 | -124.8 | -127.6107 | -124.4 | -127.3389 | 402.2949 | 408.1801
2020-09-26 21:00 | -64 | -64 | 35.5148 | 36.5374 | 83.846 | 84.0144 | -64 | -64 | -202.2942 | 202.3653 | -202.2942 | 202.3653 | -61.5407 | 119.6109 | 88.2 | 92.2401 | 88.5 | 92.4399 | -111.4 | -114.4855 | -122.5 | -125.3336 | -125.8 | -128.6648 | -125.5 | -128.3715 | 396.0993 | 401.0119
2020-09-26 21:30 | -59 | -59.5399 | 34.7387 | 38.1412 | 79.9044 | 81.0769 | -59 | -59.5399 | -195.8927 | 196.1867 | -195.8927 | 196.1867 | -47.119 | 113.9292 | 89.1 | 93.4561 | 87.6 | 91.8451 | -111.8 | -115.3262 | -123.6 | -126.7098 | -126.9 | -129.9956 | -126.9 | -130.0173 | 382.5181 | 386.1361
2020-09-26 22:00 | -56 | -56.4358 | 34.845 | 36.923 | 74.7062 | 75.8897 | -56 | -56.4358 | -184.8307 | 185.2929 | -184.8307 | 185.2929 | -31.6619 | 106.4724 | 87.6 | 91.8451 | 86.1 | 90.6005 | -111 | -114.4041 | -122.5 | -125.6593 | -125.6 | -128.7488 | -125.3 | -128.5004 | 366.3587 | 371.8675
2020-09-26 22:30 | -45 | -45.3982 | 43.5865 | 44.5259 | 62.3314 | 63.9731 | -44 | -44.4072 | -168.314 | 168.8938 | -168.314 | 168.8938 | -15.2357 | 109.4507 | 88.2 | 94.5985 | 87.9 | 94.3189 | -110.9 | -116.5968 | -121.9 | -126.9082 | -125.1 | -130.1768 | -124.8 | -129.9163 | 354.4002 | 360.6776
2020-09-26 23:00 | -35 | -35.5106 | 46.3376 | 46.951 | 56.1607 | 58.0262 | -35 | -35.5106 | -155.2321 | 155.8203 | -155.2321 | 155.8203 | 1.5985 | 108.1051 | 87 | 93.7019 | 87.9 | 94.7606 | -110 | -115.9291 | -120 | -125.4283 | -122.9 | -128.32 | -122.8 | -128.3399 | 344.8786 | 352.4805
2020-09-26 23:30 | -28 | -28.2843 | 51.8738 | 51.9912 | 47.1332 | 48.9666 | -28 | -28.2843 | -149.5909 | 149.9404 | -149.5909 | 149.9404 | -4.2047 | 103.8164 | 87.9 | 93.9963 | 87.9 | 93.7854 | -111.4 | -116.3191 | -120.2 | -124.8889 | -123.4 | -128.159 | -123.1 | -127.9516 | 349.1478 | 359.6025
2020-09-27 | -32 | -32.5576 | 43.9341 | 44.0924 | 49.573 | 52.0331 | -31 | -31.5753 | -145.0168 | 145.9614 | -145.0168 | 145.9614 | -0.50123 | 107.5271 | 88.5 | 95.6553 | 88.8 | 95.596 | -112.7 | -119.2246 | -120.7 | -126.7524 | -123.7 | -129.7626 | -123.5 | -129.5373 | 321.8517 | 333.7682
2020-09-27 00:30 | -33 | -33.7343 | 39.9137 | 39.9751 | 49.4113 | 52.0118 | -33 | -33.541 | -137.5098 | 138.8618 | -137.5098 | 138.8618 | 7.4567 | 109.9035 | 89.4 | 97.1801 | 89.1 | 97.0225 | -112.2 | -119.5943 | -119.5 | -126.4682 | -122.8 | -129.8487 | -122.4 | -129.5686 | 302.1956 | 317.5803
2020-09-27 01:00 | -24 | -24.3311 | 46.74 | 46.8673 | 37.9331 | 40.1586 | -24 | -24.1868 | -119.0886 | 120.4035 | -119.0886 | 120.4035 | 15.0172 | 104.6086 | 88.2 | 96.3168 | 88.2 | 96.1967 | -113.8 | -121.5824 | -120.2 | -127.2936 | -123.5 | -130.6408 | -123 | -130.2997 | 280.42 | 295.1935
2020-09-27 01:30 | -13 | -13.1529 | 53.6902 | 53.9834 | 27.9972 | 30.8806 | -13 | -13.0384 | -106.8884 | 108.6231 | -106.8884 | 108.6231 | 21.9324 | 108.7442 | 90 | 98.2064 | 91.8 | 99.977 | -112.9 | -121.0696 | -118.7 | -126.3168 | -122 | -129.7259 | -121.5 | -129.2899 | 266.7505 | 282.9337
2020-09-27 02:00 | -18 | -20.1246 | 48.9328 | 48.9689 | 31.2621 | 36.8918 | -17 | -19.2354 | -109.4552 | 114.0194 | -109.4552 | 114.0194 | 29.1439 | 122.5179 | 90.6 | 99.4865 | 91.2 | 100.0332 | -115 | -123.8217 | -120.4 | -127.319 | -123.5 | -130.5109 | -123 | -130.201 | 248.4274 | 281.72
2020-09-27 02:30 | -9 | -11.4018 | 54.5214 | 54.5572 | 23.1256 | 28.9854 | -10 | -12.2066 | -97.0664 | 101.7743 | -97.0664 | 101.7743 | 39.5032 | 116.4838 | 90 | 97.9678 | 91.2 | 99.0713 | -113.9 | -121.8173 | -119.1 | -125.4479 | -121.9 | -128.2328 | -121.6 | -128.1671 | 231.0742 | 275.9118
2020-09-27 03:00 | -5 | -7.8102 | 55.177 | 55.2263 | 21.0674 | 27.125 | -5 | -7.8102 | -90.6909 | 95.4086 | -90.6909 | 95.4086 | 42.7605 | 117.2373 | 91.5 | 99.3476 | 91.5 | 99.2311 | -115 | -122.8113 | -119.8 | -126.0814 | -122.9 | -129.3097 | -122.6 | -129.0537 | 224.6825 | 267.9157
2020-09-27 03:30 | -5 | -8.6023 | 56.0958 | 56.1321 | 19.3292 | 26.7233 | -5 | -9.434 | -89.1855 | 94.7566 | -89.1855 | 94.7566 | 49.9915 | 120.9079 | 90.3 | 98.844 | 90.6 | 98.9968 | -114.8 | -123.3047 | -119.6 | -126.3033 | -122.9 | -129.6857 | -122.6 | -129.5622 | 226.6657 | 267.392
2020-09-27 04:00 | -4 | -8.0623 | 58.3622 | 58.401 | 16.5412 | 24.5769 | -5 | -8.6023 | -83.3211 | 89.1924 | -83.3211 | 89.1924 | 48.2826 | 119.4087 | 90.6 | 99.2402 | 90.3 | 98.9664 | -113.2 | -121.9092 | -118.1 | -125.0406 | -121.2 | -128.2006 | -120.9 | -127.8243 | 218.0014 | 256.9898
2020-09-27 04:30 | -1 | -7.0711 | 57.2734 | 57.3089 | 18.4463 | 25.7376 | -2 | -6.3246 | -84.5383 | 90.3404 | -84.5383 | 90.3404 | 51.4345 | 121.1474 | 90.6 | 98.9968 | 90.6 | 98.9968 | -114.6 | -122.9366 | -119.3 | -125.8282 | -122.3 | -129.0526 | -122 | -128.8957 | 224.4694 | 266.9502
2020-09-27 05:00 | -3 | -6.7082 | 60.2467 | 60.2902 | 16.1889 | 23.8338 | -3 | -6.7082 | -81.1881 | 86.7357 | -81.1881 | 86.7357 | 45.8534 | 107.853 | 90.6 | 98.9968 | 91.2 | 99.5462 | -113.7 | -121.9167 | -117.8 | -124.088 | -120.8 | -127.1876 | -120.4 | -126.9022 | 219.6841 | 252.3882
2020-09-27 05:30 | 1 | 5.099 | 66.3647 | 66.4335 | 10.7663 | 19.3919 | 1 | 4.1231 | -75.6256 | 80.7418 | -75.6256 | 80.7418 | 45.3568 | 109.1047 | 91.8 | 100.2162 | 92.1 | 100.491 | -114.2 | -122.6366 | -117.7 | -124.1195 | -120.8 | -127.3133 | -120.5 | -127.1558 | 219.0393 | 250.4294
2020-09-27 06:00 | 8 | 9.434 | 70.7999 | 70.9144 | 6.4761 | 16.5106 | 8 | 9.434 | -71.6192 | 76.5261 | -71.6192 | 76.5261 | 45.2301 | 105.9095 | 90.3 | 96.7736 | 91.5 | 97.6826 | -114.1 | -120.0752 | -119.1 | -123.376 | -122.3 | -126.6479 | -122 | -126.4367 | 225.7726 | 263.228
2020-09-27 06:30 | 15 | 15.1327 | 78.6987 | 79.0096 | -1.3736 | 12.6756 | 15 | 15.1327 | -62.1378 | 66.0542 | -62.1378 | 66.0542 | 33.7173 | 91.382 | 91.2 | 95.7301 | 91.8 | 96.0337 | -114 | -117.4602 | -117.9 | -120.3782 | -121.1 | -123.5733 | -120.9 | -123.4577 | 216.0858 | 258.8061
2020-09-27 07:00 | 11 | 11.1803 | 69.1994 | 69.389 | 4.3602 | 15.2083 | 11 | 11.1803 | -70.2754 | 74.8385 | -70.2754 | 74.8385 | 28.3589 | 94.21 | 90.6 | 94.7986 | 92.1 | 96.1466 | -114.9 | -118.2862 | -119.6 | -121.9256 | -122.9 | -125.2793 | -122.9 | -125.3182 | 227.0886 | 266.3309
2020-09-27 07:30 | 1 | 5.099 | 56.4683 | 56.6234 | 10.839 | 19.3719 | 1 | 4.1231 | -81.6567 | 86.3025 | -81.6567 | 86.3025 | 20.2593 | 92.2523 | 91.5 | 95.8358 | 89.4 | 93.6524 | -114.3 | -117.7034 | -120.4 | -122.7492 | -123.1 | -125.4369 | -123 | -125.3774 | 229.8472 | 264.0846
2020-09-27 08:00 | -6 | -8.4853 | 53.5917 | 53.613 | 20.5677 | 26.1542 | -6 | -7.8102 | -97.092 | 101.0181 | -97.092 | 101.0181 | 18.2468 | 94.1068 | 90.6 | 94.9769 | 90.3 | 94.6009 | -112.5 | -116.0785 | -118.7 | -121.1418 | -121.5 | -124.0252 | -121.3 | -123.8293 | 230.0361 | 262.0682
2020-09-27 08:30 | -8 | -8.9443 | 47.7731 | 47.8715 | 14.847 | 22.0373 | -7 | -8.0623 | -87.8764 | 92.741 | -87.8764 | 92.741 | 21.9814 | 100.8794 | 90.9 | 95.1738 | 88.8 | 93.0798 | -113.8 | -117.3632 | -119.6 | -122.0636 | -122.7 | -125.201 | -122.4 | -124.9471 | 245.2912 | 276.3899
2020-09-27 09:00 | -11 | -12.53 | 28.4817 | 28.769 | 21.1357 | 27.6304 | -11 | -12.53 | -97.8743 | 101.788 | -97.8743 | 101.788 | 13.1552 | 98.1354 | 91.2 | 95.5494 | 88.5 | 92.7936 | -112.1 | -115.5926 | -118.4 | -120.8279 | -121.5 | -123.9455 | -121.3 | -123.8092 | 246.212 | 274.427
2020-09-27 09:30 | -20 | -21.1896 | 22.5675 | 22.6333 | 29.9748 | 35.3216 | -19 | -20.2485 | -109.4632 | 113.2348 | -109.4632 | 113.2348 | 22.8979 | 101.7369 | 90.3 | 94.4238 | 88.8 | 92.9903 | -112.3 | -115.6181 | -119.4 | -121.5925 | -122.3 | -124.75 | -122.1 | -124.5141 | 264.5186 | 290.2613
2020-09-27 10:00 | -16 | -16.7631 | 26.4592 | 26.7623 | 25.7509 | 30.4429 | -16 | -16.7631 | -100.4951 | 103.7347 | -100.4951 | 103.7347 | 21.0076 | 102.7007 | 88.8 | 93.1702 | 89.7 | 93.9388 | -114.1 | -117.2466 | -121.6 | -123.9072 | -124.9 | -127.1057 | -124.5 | -126.8685 | 275.0738 | 299.3429
2020-09-27 10:30 | -12 | -12.6491 | 28.1696 | 28.6286 | 21.8396 | 26.7886 | -12 | -12.6491 | -87.8829 | 91.3182 | -87.8829 | 91.3182 | 21.7011 | 103.4247 | 90 | 94.3146 | 90.3 | 94.5119 | -112.3 | -115.6419 | -120.9 | -123.2591 | -124 | -126.3203 | -124 | -126.4557 | 276.2276 | 300.1516
2020-09-27 11:00 | -7 | -8.0623 | 28.7393 | 29.5334 | 13.0469 | 19.6861 | -7 | -8.0623 | -77.3577 | 80.8232 | -77.3577 | 80.8232 | 18.5097 | 101.0033 | 90 | 94.4047 | 89.1 | 93.6389 | -113.3 | -116.975 | -120.6 | -123.1437 | -124 | -126.4168 | -123.5 | -126.0648 | 247.3588 | 274.3313
2020-09-27 11:30 | -5 | -5.3852 | 29.9993 | 31.1461 | 13.4092 | 19.5219 | -5 | -5.3852 | -74.6673 | 79.4678 | -74.6673 | 79.4678 | 25.5486 | 102.0623 | 90.9 | 95.1738 | 89.4 | 93.6524 | -114.6 | -118.2119 | -121.3 | -123.7693 | -124.7 | -127.1813 | -124.4 | -126.9069 | 247.8571 | 275.5741
2020-09-27 12:00 | 0 | 0 | 36.4986 | 37.7488 | 12.1912 | 17.3796 | 0 | 0 | -70.3183 | 74.2949 | -70.3183 | 74.2949 | 19.0891 | 101.0806 | 89.4 | 93.8329 | 88.8 | 93.2614 | -114.7 | -118.2119 | -122.1 | -124.6331 | -125.6 | -128.1426 | -125.2 | -127.8105 | 252.8673 | 279.6857
2020-09-27 12:30 | 0 | 0 | 36.7842 | 38.4016 | 11.5212 | 16.2552 | 0 | 0 | -66.2769 | 69.6512 | -66.2769 | 69.6512 | 34.9245 | 107.447 | 90 | 94.4957 | 87.9 | 92.6864 | -113.8 | -117.6118 | -121.3 | -124.2038 | -124.6 | -127.4918 | -124.3 | -127.3057 | 277.9164 | 304.2876
2020-09-27 13:00 | 0 | 0 | 37.3218 | 39.3697 | 7.1155 | 12.7978 | 0 | 0 | -57.0412 | 60.6964 | -57.0412 | 60.6964 | 47.0246 | 111.3564 | 88.5 | 92.8843 | 88.5 | 92.9758 | -115.3 | -118.8912 | -121.7 | -124.3634 | -124.7 | -127.3208 | -124.7 | -127.3817 | 276.6311 | 305.4812
2020-09-27 13:30 | 0 | 0 | 34.707 | 36.9999 | 7.8462 | 13.1066 | 0 | 0 | -57.6985 | 61.8932 | -57.6985 | 61.8932 | 57.7264 | 100.1034 | 89.1 | 93.7316 | 90.9 | 95.3533 | -115.1 | -118.9202 | -120.8 | -125.5207 | -123.7 | -128.4748 | -123.4 | -128.3497 | 283.987 | 288.5847
2020-09-27 14:00 | 0 | 0 | 36.6969 | 38.8692 | 3.7133 | 11.4643 | 0 | 0 | -52.5511 | 57.1021 | -52.5511 | 57.1021 | 64.0162 | 110.0082 | 92.1 | 95.6454 | 91.5 | 94.9067 | -113.9 | -116.6328 | -118.3 | -122.1187 | -121.3 | -125.1739 | -120.7 | -124.7427 | 279.0761 | 287.6365
2020-09-27 14:30 | 0 | 0 | 32.9007 | 35.5709 | 3.7911 | 11.434 | 0 | 0 | -54.1263 | 58.5324 | -54.1263 | 58.5324 | 64.6275 | 110.701 | 90.3 | 93.6702 | 91.8 | 95.2759 | -114.8 | -117.5119 | -119.2 | -122.9417 | -122.5 | -126.3127 | -122.2 | -126.1946 | 278.1427 | 287.3607
2020-09-27 15:00 | 4 | 4 | 38.5071 | 40.8347 | 2.4588 | 10.9556 | 4 | 4 | -57.0854 | 61.1595 | -57.0854 | 61.1595 | 56.9692 | 106.3002 | 91.5 | 95.1497 | 91.8 | 95.3566 | -116.1 | -118.8034 | -119.9 | -123.7432 | -122.8 | -126.6524 | -122.4 | -126.4383 | 283.4776 | 292.5531
2020-09-27 15:30 | 5 | 5 | 44.6364 | 46.1715 | 5.5423 | 12.8362 | 5 | 5 | -63.97 | 67.7719 | -63.97 | 67.7719 | 55.0476 | 106.4489 | 91.8 | 96.4849 | 91.8 | 96.4979 | -116 | -119.7915 | -119.4 | -124.3122 | -122.6 | -127.5808 | -122.3 | -127.4321 | 288.1813 | 294.2433
2020-09-27 16:00 | 10 | 10 | 54.6284 | 56.2225 | -0.65154 | 10.3891 | 10 | 10 | -60.6378 | 63.9844 | -60.6378 | 63.9844 | 43.748 | 99.2636 | 91.8 | 96.393 | 90 | 94.4957 | -113.8 | -117.5364 | -119.4 | -124.2014 | -122.2 | -127.086 | -122.1 | -127.1003 | 301.0546 | 307.2695
2020-09-27 16:30 | 18 | 18 | 70.7753 | 71.7093 | -5.7852 | 11.2633 | 18 | 18 | -57.8096 | 60.1254 | -57.8096 | 60.1254 | 24.0966 | 77.2591 | 90.3 | 94.1369 | 88.5 | 92.7039 | -114.8 | -118.2129 | -120.7 | -124.8443 | -123.9 | -128.0916 | -123.7 | -127.9491 | 302.2764 | 305.815
2020-09-27 17:00 | 20 | 20.025 | 83.0538 | 83.798 | -6.1368 | 9.9043 | 20 | 20 | -67.4715 | 68.3552 | -67.4715 | 68.3552 | -8.331 | 71.3226 | 91.2 | 94.8612 | 91.2 | 94.6979 | -113.7 | -116.6126 | -119.5 | -123.2325 | -122.3 | -126.0216 | -122 | -125.8034 | 317.4348 | 320.1382
2020-09-27 17:30 | 22 | 22.0227 | 95.4709 | 95.7976 | -3.551 | 6.9639 | 22 | 22.0227 | -82.9763 | 83.1301 | -82.9763 | 83.1301 | -32.8565 | 77.8823 | 90 | 92.0252 | 88.8 | 91.0464 | -113.9 | -115.2825 | -121.6 | -123.6641 | -124.6 | -126.7672 | -124.4 | -126.6067 | 373.7693 | 376.1231
2020-09-27 18:00 | 33 | 33 | 114.1109 | 114.2047 | -12.1719 | 13.3348 | 32 | 32.0156 | -80.2236 | 80.2236 | -80.2236 | 80.2236 | -60.4347 | 101.1045 | 88.5 | 90.8886 | 88.2 | 90.6655 | -112.2 | -113.5839 | -122.8 | -124.72 | -126.2 | -128.1205 | -125.9 | -127.8597 | 402.7593 | 403.6668
2020-09-27 18:30 | 37 | 38.6005 | 128.5418 | 128.8329 | -17.2609 | 20.7509 | 37 | 38.6005 | -82.5623 | 85.0809 | -82.5623 | 85.0809 | -74.9624 | 116.9962 | 86.7 | 88.8659 | 88.5 | 90.6879 | -112 | -113.3744 | -125.1 | -126.8669 | -128.4 | -130.237 | -128.3 | -130.0561 | 436.6671 | 436.8268
2020-09-27 19:00 | 30 | 31.9531 | 124.5376 | 124.7717 | -6.636 | 15.8147 | 29 | 31.0161 | -99.6619 | 102.951 | -99.6619 | 102.951 | -89.8936 | 109.2228 | 88.2 | 89.5172 | 87 | 88.3876 | -110.1 | -110.7199 | -123.5 | -124.6106 | -127.1 | -128.2186 | -126.7 | -127.7959 | 449.4696 | 449.4701
2020-09-27 19:30 | 28 | 30.0832 | 122.4098 | 122.5979 | -5.1488 | 14.5707 | 27 | 29.1548 | -98.9129 | 101.7309 | -98.9129 | 101.7309 | -66.0365 | 91.9584 | 87 | 88.441 | 87.6 | 89.0313 | -109.7 | -110.3116 | -123.2 | -124.3402 | -126.7 | -127.8354 | -126.6 | -127.6372 | 459.2394 | 459.296
2020-09-27 20:00 | 21 | 23.2594 | 115.6015 | 115.7768 | 0.61823 | 11.8827 | 21 | 22.8473 | -104.375 | 106.2351 | -104.375 | 106.2351 | -49.4974 | 80.5913 | 87 | 88.7229 | 87.6 | 89.3114 | -110.7 | -111.4842 | -123.7 | -125.0172 | -127.4 | -128.7076 | -127.1 | -128.4107 | 457.9055 | 457.9559
2020-09-27 20:30 | 24 | 26 | 116.0488 | 116.259 | -2.2916 | 12.3686 | 23 | 24.6982 | -95.1532 | 96.8507 | -95.1532 | 96.8507 | -54.6987 | 83.6916 | 85.8 | 87.4874 | 87.6 | 89.3703 | -110.8 | -111.7553 | -122.2 | -123.6837 | -125.7 | -127.173 | -125.3 | -126.8083 | 435.7773 | 435.8412
2020-09-27 21:00 | 16 | 17.8885 | 107.935 | 108.1282 | 4.5173 | 10.8374 | 16 | 17.8885 | -104.2202 | 105.0928 | -104.2202 | 105.0928 | -38.9766 | 92.5463 | 87.6 | 89.6157 | 87.6 | 89.7441 | -110.6 | -111.6948 | -121.9 | -123.3718 | -125.3 | -126.7777 | -125.2 | -126.6788 | 436.4572 | 436.4582
2020-09-27 21:30 | 9 | 12.0416 | 97.383 | 97.6601 | 11.1255 | 14.2715 | 8 | 11.3137 | -112.4898 | 112.8125 | -112.4898 | 112.8125 | -2.154 | 80.2671 | 88.8 | 90.852 | 88.2 | 90.2023 | -111.4 | -112.4019 | -122.5 | -124.011 | -125.7 | -127.2035 | -125.4 | -126.9225 | 441.2286 | 441.2512
2020-09-27 22:00 | 9 | 13.4536 | 93.8648 | 94.403 | 11.4015 | 14.949 | 9 | 13.4536 | -107.7868 | 107.953 | -107.7868 | 107.953 | 14.3515 | 79.6471 | 88.2 | 90.5965 | 87.9 | 90.5871 | -111 | -112.6654 | -121.7 | -123.7747 | -124.6 | -126.7782 | -124.1 | -126.3241 | 420.0313 | 420.6022
2020-09-27 22:30 | 14 | 16.6433 | 96.4113 | 97.0062 | 5.5807 | 10.1268 | 14 | 16.6433 | -99.9441 | 100.0441 | -99.9441 | 100.0441 | 24.9324 | 96.3812 | 88.8 | 91.3893 | 87.6 | 90.2237 | -111 | -112.6998 | -120.8 | -123.0837 | -124 | -126.3203 | -123.8 | -126.1816 | 400.4688 | 403.0395
2020-09-27 23:00 | 25 | 25.9615 | 101.7201 | 102.3183 | -3.4964 | 8.5032 | 24 | 25 | -84.292 | 84.34 | -84.292 | 84.34 | 40.6678 | 99.8693 | 88.2 | 91.407 | 88.5 | 91.7755 | -111.4 | -113.513 | -119.7 | -122.7073 | -122.8 | -125.798 | -122.5 | -125.5928 | 387.2659 | 389.6349
2020-09-27 23:30 | 32 | 32.7567 | 110.3675 | 110.9654 | -14.089 | 15.7978 | 32 | 32.7567 | -76.3068 | 76.4553 | -76.3068 | 76.4553 | 33.4832 | 113.5201 | 88.2 | 91.2513 | 88.5 | 91.5413 | -112.6 | -114.5415 | -120.8 | -123.2002 | -123.9 | -126.338 | -123.9 | -126.397 | 386.6366 | 402.9502
2020-09-28 | 30 | 30.5941 | 103.1112 | 103.9534 | -12.9598 | 14.1307 | 31 | 31.5753 | -70.5917 | 70.612 | -70.5917 | 70.612 | 42.5731 | 121.3101 | 90.3 | 93.2826 | 87.6 | 91.0701 | -112.5 | -114.7279 | -119.9 | -122.6444 | -123.2 | -125.9551 | -123 | -125.7457 | 373.2685 | 390.9774
2020-09-28 00:30 | 26 | 26.6833 | 97.8892 | 98.7264 | -9.5798 | 11.0221 | 26 | 26.6833 | -68.2938 | 68.4041 | -68.2938 | 68.4041 | 47.0662 | 125.2138 | 88.8 | 92.3888 | 89.4 | 93.0484 | -113 | -115.577 | -119.8 | -122.849 | -123.1 | -126.0908 | -123 | -126.169 | 354.6725 | 373.505
2020-09-28 01:00 | 27 | 27.074 | 96.5601 | 96.6683 | -11.577 | 16.806 | 27 | 27.074 | -59.0229 | 62.8114 | -59.0229 | 62.8114 | 48.9419 | 123.0775 | 88.5 | 92.2684 | 89.1 | 92.6772 | -111.2 | -114.064 | -117.4 | -120.7161 | -120.1 | -123.5556 | -120.2 | -123.7196 | 339.3255 | 358.5709
2020-09-28 01:30 | 28 | 28.0713 | 96.1597 | 96.315 | -13.468 | 18.1587 | 28 | 28.0713 | -54.2102 | 58.601 | -54.2102 | 58.601 | 58.401 | 131.541 | 89.1 | 95.1194 | 88.8 | 94.9442 | -111.7 | -116.7891 | -117.3 | -122.8476 | -120.5 | -126.1506 | -120.1 | -125.9382 | 326.878 | 347.3855
2020-09-28 02:00 | 24 | 24.0208 | 91.1028 | 91.3432 | -10.262 | 15.3067 | 25 | 25.0799 | -53.7939 | 58.5238 | -53.7939 | 58.5238 | 69.9995 | 135.8412 | 89.4 | 95.0901 | 89.4 | 94.9883 | -111 | -115.8587 | -116.9 | -122.421 | -119.9 | -125.4659 | -119.3 | -124.9951 | 327.8488 | 352.0829
2020-09-28 02:30 | 18 | 18.0278 | 83.7072 | 83.9098 | -4.2647 | 13.0928 | 17 | 17.0294 | -60.392 | 65.5176 | -60.392 | 65.5176 | 76.2613 | 138.507 | 89.4 | 94.4919 | 89.4 | 94.6879 | -112.6 | -116.9501 | -118.3 | -123.1601 | -121.3 | -126.36 | -120.8 | -126.0501 | 327.0589 | 350.2736
2020-09-28 03:00 | 21 | 21 | 85.7993 | 86.0936 | -6.9769 | 13.1717 | 21 | 21 | -55.1056 | 59.7328 | -55.1056 | 59.7328 | 77.0453 | 139.0801 | 87.6 | 92.7907 | 88.8 | 94.0226 | -111.9 | -116.5232 | -117.1 | -122.3145 | -120.2 | -125.3895 | -119.8 | -125.1498 | 309.8665 | 334.5971
2020-09-28 03:30 | 23 | 23 | 86.3848 | 86.7497 | -7.8548 | 13.1235 | 23 | 23 | -53.2765 | 57.7708 | -53.2765 | 57.7708 | 79.8164 | 139.9887 | 89.4 | 94.4919 | 87.9 | 93.1731 | -114.8 | -118.9905 | -119.3 | -124.1606 | -122.4 | -127.3058 | -122.1 | -127.212 | 311.6095 | 338.0643
2020-09-28 04:00 | 23 | 23 | 84.8587 | 85.2732 | -5.9167 | 11.7006 | 22 | 22 | -55.4924 | 59.6864 | -55.4924 | 59.6864 | 78.929 | 138.3873 | 88.8 | 93.6351 | 89.7 | 94.7758 | -114.7 | -118.7116 | -119.5 | -124.0647 | -122.4 | -127.1964 | -121.9 | -126.9082 | 316.7584 | 342.7151
2020-09-28 04:30 | 20 | 20 | 87.6384 | 87.8687 | -6.6068 | 12.3004 | 19 | 19 | -56.2953 | 60.3657 | -56.2953 | 60.3657 | 77.718 | 137.0612 | 89.7 | 94.5838 | 87.6 | 92.7907 | -114.3 | -118.3771 | -118.8 | -123.4874 | -121.9 | -126.6609 | -121.4 | -126.3169 | 317.1368 | 342.6656
2020-09-28 05:00 | 26 | 26 | 90.7727 | 91.0134 | -3.1512 | 8.0957 | 26 | 26.0192 | -64.4747 | 66.482 | -64.4747 | 66.482 | 63.5656 | 126.8181 | 88.2 | 92.8765 | 88.5 | 93.2556 | -113.9 | -117.6833 | -119.4 | -123.7704 | -122.3 | -126.7262 | -122 | -126.6223 | 326.5218 | 351.0258
2020-09-28 05:30 | 19 | 19.0263 | 98.2072 | 98.2221 | -5.3611 | 10.5033 | 19 | 19.0263 | -64.6681 | 66.7915 | -64.6681 | 66.7915 | 27.1331 | 114.22 | 90 | 95.963 | 90 | 95.8593 | -112.8 | -117.8706 | -116.1 | -121.4648 | -119 | -124.4799 | -118.7 | -124.2807 | 294.3443 | 310.2667
2020-09-28 06:00 | 27 | 27 | 107.2026 | 107.2026 | -6.7904 | 8.8699 | 27 | 27 | -69.9335 | 70.6905 | -69.9335 | 70.6905 | 12.2705 | 100.8215 | 90.6 | 95.7244 | 89.1 | 94.2081 | -113.2 | -117.5279 | -117.1 | -121.7154 | -120.2 | -124.7115 | -119.9 | -124.6275 | 322.0959 | 335.9635
2020-09-28 06:30 | 23 | 23.0217 | 107.5535 | 107.5875 | -1.1035 | 4.3002 | 23 | 23.0217 | -84.4341 | 84.5798 | -84.4341 | 84.5798 | 6.27 | 96.5706 | 90.6 | 94.0394 | 90.9 | 94.1699 | -112.8 | -115.1611 | -118.8 | -121.5059 | -121.5 | -124.2508 | -121.7 | -124.4883 | 361.4936 | 372.73
2020-09-28 07:00 | 12 | 12 | 98.421 | 98.8196 | 11.4275 | 13.2387 | 13 | 13 | -104.7714 | 105 | -104.7714 | 105 | -14.5719 | 78.1966 | 87.3 | 90.4598 | 86.7 | 89.8023 | -112.5 | -114.6103 | -120.7 | -123.5538 | -123.9 | -126.9152 | -123.7 | -126.7417 | 374.6629 | 389.5807
2020-09-28 07:30 | -1 | -5.099 | 91.4084 | 91.4814 | 19.1591 | 20.2519 | -1 | -6.0828 | -123.9383 | 124.0941 | -123.9383 | 124.0941 | -45.3112 | 92.9996 | 87.6 | 91.0701 | 87.9 | 91.3587 | -110.6 | -113.1953 | -118.7 | -121.6221 | -122 | -124.952 | -121.7 | -124.5398 | 377.0004 | 387.2832
2020-09-28 08:00 | -7 | -8.6023 | 82.3597 | 82.4574 | 27.785 | 28.6959 | -6 | -7.8102 | -141.8992 | 142.3241 | -141.8992 | 142.3241 | -59.4269 | 99.1047 | 86.4 | 89.6714 | 86.1 | 89.3824 | -111.1 | -113.3953 | -119.8 | -122.4786 | -123.1 | -125.6155 | -122.8 | -125.4973 | 393.1194 | 399.7071
2020-09-28 08:30 | -7 | -9.2195 | 82.1162 | 82.2017 | 28.9561 | 30.2764 | -6 | -8.4853 | -145.331 | 146.1071 | -145.331 | 146.1071 | -61.4803 | 103.1396 | 86.4 | 89.6714 | 86.4 | 89.8338 | -110.6 | -112.9866 | -120.1 | -122.7153 | -123 | -125.6155 | -123.1 | -125.6932 | 400.2397 | 405.4013
2020-09-28 09:00 | -11 | -12.53 | 83.9293 | 84.0914 | 27.6696 | 28.6258 | -10 | -12.2066 | -143.1988 | 143.7574 | -143.1988 | 143.7574 | -70.4552 | 108.4812 | 87.3 | 90.2282 | 87.3 | 90.3817 | -109.4 | -111.7711 | -119.1 | -121.7368 | -122.2 | -124.8733 | -121.8 | -124.4407 | 403.7708 | 407.9314
2020-09-28 09:30 | -12 | -13.8924 | 74.0079 | 74.0361 | 32.5174 | 33.9287 | -13 | -14.7648 | -146.2692 | 147.1512 | -146.2692 | 147.1512 | -63.4127 | 102.6041 | 86.7 | 89.9605 | 85.2 | 88.4349 | -109.9 | -112.3015 | -120 | -122.6175 | -123.3 | -125.9296 | -123.2 | -125.673 | 408.6704 | 412.6712
2020-09-28 10:00 | -17 | -18.0278 | 64.6647 | 64.684 | 35.6234 | 36.4781 | -16 | -17.088 | -144.6403 | 145.0673 | -144.6403 | 145.0673 | -56.4932 | 104.9756 | 86.7 | 90.7181 | 87 | 90.8307 | -110.9 | -113.6829 | -120.2 | -123.3504 | -123.4 | -126.6259 | -123.2 | -126.1239 | 405.6209 | 409.0977
2020-09-28 10:30 | -18 | -19.3132 | 60.3211 | 60.331 | 32.8823 | 33.9101 | -17 | -18.3848 | -130.2627 | 130.5235 | -130.2627 | 130.5235 | -37.1451 | 98.1103 | 85.2 | 88.8486 | 86.1 | 89.712 | -109.6 | -112.5048 | -118.9 | -122.3383 | -122.2 | -125.7103 | -121.8 | -125.0672 | 385.1235 | 389.7182
2020-09-28 11:00 | -13 | -14.7648 | 55.2036 | 57.3455 | 30.3037 | 33.7862 | -14 | -16.1245 | -120.0447 | 121.6613 | -120.0447 | 121.6613 | -20.385 | 85.5577 | 86.7 | 91.1709 | 87 | 91.273 | -111.8 | -115.0376 | -119.9 | -123.6693 | -123.2 | -127.0403 | -123.1 | -126.9189 | 368.0335 | 373.8515
2020-09-28 11:30 | -17 | -18.3848 | 45.9746 | 47.8342 | 31.6773 | 34.6598 | -17 | -18.0278 | -111.3569 | 113.1581 | -111.3569 | 113.1581 | -6.6773 | 106.0495 | 87 | 90.6601 | 88.2 | 91.5664 | -111.6 | -114.1937 | -117.5 | -120.1719 | -120.5 | -123.231 | -120.1 | -122.819 | 330.4738 | 334.409
2020-09-28 12:00 | -16 | -17.8885 | 38.3396 | 40.4534 | 28.1127 | 32.5286 | -16 | -17.8885 | -104.94 | 107.8207 | -104.94 | 107.8207 | 9.1779 | 109.177 | 88.2 | 92.1527 | 89.1 | 92.9288 | -111.4 | -114.3122 | -117.5 | -120.5176 | -120.9 | -123.9439 | -120.6 | -123.6734 | 323.1469 | 327.8666
2020-09-28 12:30 | -15 | -17 | 33.6009 | 35.3539 | 27.6416 | 31.8815 | -16 | -17.8885 | -102.1914 | 105.0977 | -102.1914 | 105.0977 | 21.6846 | 107.5976 | 87.9 | 91.6081 | 88.2 | 91.8122 | -111.4 | -114.1927 | -118.1 | -121.1471 | -121.1 | -124.2054 | -121 | -124.1079 | 330.4696 | 337.6671
2020-09-28 13:00 | -11 | -13.0384 | 37.6144 | 39.0935 | 23.1879 | 28.1121 | -11 | -13.0384 | -91.8943 | 95.3105 | -91.8943 | 95.3105 | 23.7029 | 109.6676 | 88.5 | 92.184 | 88.5 | 92.184 | -111 | -113.7805 | -117 | -120.1656 | -120.2 | -123.3729 | -119.8 | -123.0059 | 310.2542 | 318.5012
2020-09-28 13:30 | -17 | -18.7883 | 30.1164 | 32.4612 | 30.3725 | 34.8768 | -18 | -19.3132 | -99.8868 | 103.4109 | -99.8868 | 103.4109 | 30.629 | 109.4782 | 87.9 | 91.9533 | 87.6 | 91.8451 | -111.4 | -114.4855 | -118.2 | -121.5609 | -121.3 | -124.8357 | -121.4 | -124.9328 | 312.0776 | 320.5836
2020-09-28 14:00 | -19 | -21.0238 | 32.9891 | 35.0571 | 27.7439 | 33.0277 | -19 | -21.0238 | -95.1121 | 99.3016 | -95.1121 | 99.3016 | 32.7341 | 117.1313 | 89.7 | 94.3022 | 91.2 | 95.9142 | -117.1 | -120.9817 | -122.7 | -126.9312 | -126 | -130.3006 | -125.7 | -130.1391 | 299.6201 | 308.7259
2020-09-28 14:30 | -17 | -19.2354 | 35.0935 | 37.2206 | 29.2706 | 34.6733 | -17 | -19.2354 | -96.5933 | 100.8982 | -96.5933 | 100.8982 | 37.1039 | 126.407 | 93 | 96.2757 | 93.6 | 96.933 | -118.3 | -120.6703 | -124 | -126.9055 | -127.2 | -130.1176 | -127.1 | -130.1048 | 310.4407 | 324.7424
2020-09-28 15:00 | -15 | -18.6011 | 39.9008 | 41.8998 | 27.3325 | 33.26 | -16 | -18.868 | -95.3456 | 99.3572 | -95.3456 | 99.3572 | 37.7249 | 127.6396 | 96.3 | 99.6962 | 98.4 | 101.7261 | -122.1 | -124.8793 | -127.2 | -130.4639 | -131 | -134.3912 | -130.7 | -134.1212 | 296.3851 | 311.1369
2020-09-28 15:30 | -12 | -15 | 44.7424 | 46.1339 | 26.3041 | 31.6353 | -12 | -15 | -95.6171 | 99.1342 | -95.6171 | 99.1342 | 36.5059 | 128.6318 | 104.4 | 107.1907 | 105.3 | 108.4864 | -133.2 | -136.1524 | -139 | -142.3932 | -142.6 | -145.9947 | -142.5 | -145.9401 | 296.5183 | 310.6706
2020-09-28 16:00 | -13 | -14.7648 | 52.6816 | 53.308 | 24.3569 | 28.4025 | -13 | -14.3178 | -96.007 | 98.2528 | -96.007 | 98.2528 | 46.1073 | 127.6113 | 111.3 | 115.5904 | 111.9 | 116.3308 | -139.6 | -144.6795 | -145.4 | -150.9351 | -149.1 | -154.7143 | -148.7 | -154.3824 | 303.2272 | 313.524
2020-09-28 16:30 | -4 | -6.4031 | 65.3214 | 65.6203 | 21.1386 | 25.1078 | -4 | -5.6569 | -100.5725 | 102.25 | -100.5725 | 102.25 | 35.2181 | 123.8516 | 123.6 | 127.3315 | 123.3 | 127.0404 | -154.3 | -159.7058 | -158.8 | -164.783 | -162.9 | -168.9746 | -162.4 | -168.546 | 319.1335 | 329.4318
2020-09-28 17:00 | -4 | -6.4031 | 74.5591 | 75.1918 | 24.4909 | 27.8584 | -4 | -6.4031 | -111.4659 | 112.7938 | -111.4659 | 112.7938 | -19.3076 | 115.6689 | 127.5 | 130.4531 | 126.9 | 129.9308 | -158.1 | -163.0083 | -161.2 | -166.3323 | -165.3 | -170.5032 | -164.9 | -170.14 | 272.3384 | 282.1779
2020-09-28 17:30 | 6 | 6.3246 | 96.0018 | 96.3329 | 14.306 | 16.8057 | 7 | 7.2801 | -106.359 | 106.5579 | -106.359 | 106.5579 | -46.6199 | 115.8032 | 127.8 | 130.9393 | 126.6 | 129.7027 | -161 | -165.7509 | -165.9 | -170.1964 | -170.2 | -174.5001 | -170 | -174.3051 | 295.7943 | 308.4416
2020-09-28 18:00 | 12 | 12.3693 | 110.6412 | 111.0492 | 10.3726 | 13.9248 | 13 | 13.3417 | -108.1701 | 108.2119 | -108.1701 | 108.2119 | -73.2454 | 126.6245 | 127.2 | 129.2272 | 124.5 | 126.9071 | -159.1 | -162.7764 | -164.9 | -168.8053 | -168.9 | -172.8412 | -169.1 | -173.0367 | 329.9634 | 338.2833
2020-09-28 18:30 | 3 | 4.2426 | 112.3079 | 113.4638 | 17.2962 | 20.2635 | 0 | 2 | -123.3272 | 123.3307 | -123.3272 | 123.3307 | -99.186 | 139.902 | 117.3 | 118.673 | 117.9 | 119.2212 | -147.7 | -149.2279 | -156.8 | -158.6565 | -160.8 | -162.6708 | -160.8 | -162.6257 | 379.6411 | 386.7459
2020-09-28 19:00 | -3 | -5 | 107.8679 | 108.1436 | 30.4246 | 31.5941 | -3 | -5 | -144.7199 | 146.4824 | -144.7199 | 146.4824 | -125.6833 | 159.7231 | 89.4 | 90.6998 | 87.9 | 89.0237 | -113.3 | -113.8041 | -123.7 | -124.5704 | -127 | -127.8828 | -127 | -127.8479 | 434.5255 | 440.4742
2020-09-28 19:30 | -7 | -8.0623 | 105.2583 | 105.5924 | 32.3268 | 33.224 | -6 | -7.8102 | -142.9079 | 144.4245 | -142.9079 | 144.4245 | -128.9014 | 160.7217 | 86.1 | 87.5558 | 86.7 | 88.0923 | -111.1 | -111.7144 | -120.9 | -121.9151 | -124.5 | -125.5112 | -124.6 | -125.5852 | 414.7585 | 421.3939
2020-09-28 20:00 | -15 | -15.1327 | 101.9877 | 102.5286 | 35.7568 | 36.0443 | -14 | -14.1421 | -143.0357 | 143.7956 | -143.0357 | 143.7956 | -118.2182 | 154.2317 | 87.9 | 89.4911 | 87 | 88.6646 | -110.2 | -111.0732 | -119.7 | -120.8871 | -123.1 | -124.3236 | -122.9 | -124.0839 | 411.9364 | 418.5231
2020-09-28 20:30 | -19 | -19 | 90.8026 | 91.6757 | 44.3269 | 44.4014 | -19 | -19 | -153.2974 | 153.8216 | -153.2974 | 153.8216 | -120.2139 | 155.6437 | 87.9 | 89.8464 | 87.9 | 89.7241 | -110.1 | -111.2422 | -118.6 | -120.0342 | -121.7 | -123.2218 | -121.8 | -123.212 | 390.3275 | 397.6447
2020-09-28 21:00 | -17 | -17 | 91.0073 | 91.7658 | 41.4488 | 41.6521 | -17 | -17 | -144.5146 | 144.7559 | -144.5146 | 144.7559 | -104.7277 | 144.326 | 86.7 | 89.1369 | 86.1 | 88.6955 | -110 | -111.5615 | -118.9 | -120.5046 | -121.9 | -123.6285 | -121.9 | -123.3829 | 385.5246 | 394.3711
2020-09-28 21:30 | -29 | -29.0172 | 77.1213 | 78.1205 | 51.59 | 51.9744 | -28 | -28.0179 | -161.7272 | 161.7557 | -161.7272 | 161.7557 | -70.9666 | 124.777 | 87.9 | 90.3045 | 86.1 | 88.624 | -109.3 | -110.756 | -117.6 | -119.415 | -120.6 | -122.6351 | -120.7 | -122.5824 | 385.3431 | 394.1673
2020-09-28 22:00 | -26 | -26 | 70.1857 | 70.733 | 51.181 | 51.4299 | -26 | -26 | -150.8775 | 150.8949 | -150.8775 | 150.8949 | -48.2003 | 122.4612 | 88.8 | 91.1131 | 86.4 | 88.9155 | -111.1 | -112.6134 | -119.2 | -120.9499 | -122.1 | -123.8256 | -121.6 | -123.3159 | 377.4431 | 385.7089
2020-09-28 22:30 | -14 | -14 | 83.6631 | 84.0347 | 36.841 | 37.2117 | -14 | -14 | -131.6966 | 131.6967 | -131.6966 | 131.6967 | -18.8221 | 116.7149 | 89.4 | 91.8333 | 87.3 | 89.8609 | -109.4 | -111.0894 | -117.1 | -119.0755 | -120.1 | -122.1164 | -119.6 | -121.6247 | 375.9147 | 386.4327
2020-09-28 23:00 | -8 | -8 | 82.1942 | 82.2633 | 31.5081 | 31.8911 | -9 | -9.0554 | -127.4529 | 127.4533 | -127.4529 | 127.4533 | -0.59244 | 110.5191 | 88.5 | 91.1694 | 90 | 92.4175 | -112.4 | -113.9286 | -118.5 | -120.3991 | -122 | -123.95 | -121.7 | -123.6371 | 359.7946 | 374.8305
2020-09-28 23:30 | 0 | 0 | 88.3718 | 88.4544 | 23.2913 | 24.0852 | 0 | 0 | -126.5176 | 126.5216 | -126.5176 | 126.5216 | -7.3819 | 109.1466 | 88.5 | 90.5588 | 87.9 | 90.1688 | -113 | -114.4612 | -119.3 | -121.0997 | -122.3 | -124.1068 | -121.5 | -123.3185 | 357.8761 | 375.201
2020-09-29 | 0 | 0 | 88.1791 | 88.2032 | 18.297 | 19.6613 | 0 | 0 | -111.6391 | 111.8028 | -111.6391 | 111.8028 | 1.1485 | 108.9606 | 87.9 | 90.4439 | 88.5 | 90.8886 | -112.3 | -113.7652 | -117.4 | -119.3166 | -120.3 | -122.2593 | -120.2 | -122.1967 | 336.5479 | 354.8992
2020-09-29 00:30 | -8 | -8 | 74.0313 | 74.0356 | 27.4761 | 28.7228 | -7 | -7 | -114.734 | 115.1328 | -114.734 | 115.1328 | 9.4336 | 114.1216 | 89.1 | 91.5413 | 90 | 92.5557 | -114.5 | -116.0657 | -119.5 | -121.3738 | -122.5 | -124.3791 | -122.4 | -124.4508 | 331.9998 | 354.1026
2020-09-29 01:00 | -10 | -14.1421 | 69.6356 | 70.4264 | 28.5603 | 33.7926 | -10 | -14.1421 | -107.8756 | 111.203 | -107.8756 | 111.203 | 15.7553 | 116.9417 | 89.7 | 94.0283 | 90.6 | 94.8873 | -113.7 | -117.3154 | -118.4 | -122.4929 | -121.4 | -125.5978 | -121 | -125.2369 | 319.4462 | 340.761
2020-09-29 01:30 | -16 | -20 | 61.0385 | 62.1051 | 34.0383 | 39.4233 | -16 | -20 | -114.5282 | 118.385 | -114.5282 | 118.385 | 16.426 | 116.0608 | 90 | 94.6803 | 90 | 94.4957 | -114.2 | -118.2028 | -116.9 | -121.3337 | -119.8 | -124.3152 | -119.6 | -124.2301 | 278.2111 | 303.1633
2020-09-29 02:00 | -27 | -30.4138 | 50.2058 | 51.7634 | 43.1924 | 48.4405 | -26 | -29.0689 | -120.8499 | 125.5356 | -120.8499 | 125.5356 | 9.9084 | 108.0371 | 91.5 | 96.0075 | 91.2 | 95.8217 | -114.8 | -118.7825 | -116.6 | -120.8323 | -119 | -123.3057 | -119.1 | -123.481 | 254.5317 | 281.4789
2020-09-29 02:30 | -24 | -28.3019 | 50.0566 | 51.8217 | 40.9966 | 47.1991 | -24 | -28.3019 | -116.4319 | 121.9148 | -116.4319 | 121.9148 | 13.4344 | 111.1297 | 90.3 | 95.248 | 92.4 | 97.2412 | -116.3 | -120.3607 | -117.7 | -122.1313 | -120.5 | -125.0166 | -120.1 | -124.6846 | 247.5514 | 275.5269
2020-09-29 03:00 | -33 | -36.2491 | 45.9201 | 48.4043 | 46.0707 | 52.0408 | -34 | -37.1618 | -122.3746 | 128.0482 | -122.3746 | 128.0482 | 20.0742 | 113.0669 | 90 | 97.385 | 92.1 | 99.5553 | -114.8 | -122.0369 | -116.9 | -124.1822 | -119.9 | -127.4716 | -119.3 | -126.8808 | 251.5948 | 271.5912
2020-09-29 03:30 | -31 | -34.8855 | 42.0388 | 44.2246 | 48.1269 | 53.3507 | -32 | -35.3412 | -124.6561 | 129.7555 | -124.6561 | 129.7555 | 41.0009 | 120.2347 | 90.3 | 98.1257 | 91.2 | 98.6088 | -114.9 | -122.1989 | -117.7 | -125.2403 | -120.6 | -128.1039 | -120.2 | -127.9232 | 276.93 | 298.753
2020-09-29 04:00 | -31 | -33.6155 | 42.76 | 44.3139 | 47.1087 | 51.4014 | -31 | -33.6155 | -123.1872 | 127.4728 | -123.1872 | 127.4728 | 55.9699 | 118.055 | 89.4 | 96.4886 | 89.4 | 96.6019 | -114.7 | -120.9572 | -118.4 | -124.8468 | -122.1 | -128.7047 | -121.4 | -128.2953 | 310.847 | 327.5813
2020-09-29 04:30 | -34 | -36.4006 | 42.2594 | 43.9274 | 48.2643 | 52.5271 | -35 | -37 | -123.6875 | 128.0783 | -123.6875 | 128.0783 | 55.6196 | 116.8008 | 88.2 | 94.4905 | 88.2 | 94.8171 | -114.9 | -120.9581 | -118.5 | -124.8784 | -121.4 | -127.9142 | -121.1 | -127.7246 | 322.709 | 338.8747
2020-09-29 05:00 | -30 | -32.6956 | 41.6539 | 43.3173 | 52.6299 | 56.2443 | -30 | -32.311 | -133.6939 | 137.4365 | -133.6939 | 137.4365 | 45.7124 | 93.5316 | 89.1 | 95.0148 | 91.2 | 96.9868 | -113.8 | -119.0607 | -117.6 | -125.5268 | -120.4 | -128.4997 | -120.3 | -128.5464 | 334.8118 | 335.5171
2020-09-29 05:30 | -36 | -38.2753 | 51.5577 | 54.8345 | 47.1555 | 52.4332 | -36 | -38.2753 | -131.3824 | 136.3517 | -131.3824 | 136.3517 | 31.5626 | 88.1429 | 90.3 | 95.7357 | 89.4 | 95.0901 | -113.5 | -118.4831 | -117.6 | -125.2837 | -120.4 | -128.3258 | -120.4 | -128.4299 | 337.1156 | 337.6777
2020-09-29 06:00 | -50 | -52.4976 | 36.929 | 43.001 | 66.7161 | 70.3198 | -50 | -52.4976 | -165.264 | 168.7022 | -165.264 | 168.7022 | 24.8543 | 77.3025 | 89.7 | 93.0121 | 89.4 | 92.5654 | -114.2 | -116.5527 | -119.7 | -124.0075 | -122.3 | -126.7262 | -122 | -126.4367 | 357.2406 | 357.6078
2020-09-29 06:30 | -47 | -51.8941 | 45.3584 | 55.4078 | 65.7581 | 71.1412 | -44 | -49.1935 | -170.9906 | 175.335 | -170.9906 | 175.335 | 7.4065 | 72.5453 | 94.8 | 97.0981 | 93.9 | 96.0904 | -120 | -121.7049 | -125.4 | -128.8232 | -129.2 | -132.8437 | -128.6 | -132.2369 | 376.2636 | 376.3146
2020-09-29 07:00 | -56 | -61.327 | 35.1354 | 50.6162 | 79.6748 | 84.8993 | -56 | -60.9262 | -191.8514 | 196.1866 | -191.8514 | 196.1866 | -13.1637 | 67.4683 | 96.9 | 99.3439 | 97.8 | 100.3548 | -123.3 | -125.009 | -132 | -135.2345 | -134.7 | -138.0439 | -134.8 | -138.0659 | 393.2591 | 393.6118
2020-09-29 07:30 | -68 | -72.45 | 23.8321 | 42.9064 | 84.342 | 89.0082 | -68 | -72.45 | -202.182 | 205.4857 | -202.182 | 205.4857 | -12.4729 | 70.2292 | 111 | 112.5476 | 110.4 | 111.9559 | -139.6 | -141.3229 | -146.8 | -150.0168 | -150.3 | -153.5654 | -150.2 | -153.4266 | 385.9612 | 387.1142
2020-09-29 08:00 | -52 | -53.8516 | 34.259 | 42.3156 | 70.848 | 73.1734 | -52 | -53.8516 | -182.5139 | 183.374 | -182.5139 | 183.374 | -12.7849 | 80.0194 | 119.7 | 121.6869 | 118.2 | 120.5526 | -150 | -153.0099 | -158.3 | -162.4311 | -162 | -166.2611 | -162 | -166.2386 | 363.0721 | 365.4901
2020-09-29 08:30 | -52 | -56.0803 | 27.4815 | 40.1608 | 69.4322 | 73.9795 | -51 | -54.4243 | -184.377 | 186.942 | -184.377 | 186.942 | -6.4207 | 61.6089 | 118.5 | 120.1926 | 120.3 | 122.1192 | -150.2 | -152.6608 | -157.7 | -161.7489 | -161.5 | -165.729 | -161.4 | -165.6315 | 384.5973 | 385.2522
2020-09-29 09:00 | -49 | -51.8652 | 33.4902 | 42.9424 | 64.8867 | 68.5675 | -49 | -51.5461 | -176.7577 | 178.7495 | -176.7577 | 178.7495 | 9.6435 | 59.2695 | 122.7 | 124.3843 | 123.3 | 124.8797 | -155.9 | -158.5016 | -162.6 | -167.0041 | -167.3 | -171.9459 | -166.9 | -171.4707 | 362.548 | 362.8009
2020-09-29 09:30 | -48 | -52.8015 | 23.1525 | 37.4329 | 63.3842 | 69.0371 | -48 | -52.8015 | -173.1632 | 176.5119 | -173.1632 | 176.5119 | 18.8366 | 73.2905 | 123.9 | 126.3773 | 125.4 | 128.0874 | -154.6 | -158.1879 | -163.5 | -169.0599 | -168 | -173.7811 | -168.1 | -174.0968 | 369.3173 | 370.113
2020-09-29 10:00 | -67 | -73.0069 | 8.5696 | 40.0899 | 71.5484 | 80.6423 | -66 | -72.0902 | -181.797 | 188.6913 | -181.797 | 188.6913 | 13.0906 | 75.5878 | 125.4 | 128.8003 | 126.6 | 130.1755 | -156.9 | -161.6744 | -164.3 | -171.0007 | -168.8 | -175.7681 | -169 | -175.9046 | 323.6492 | 324.6483
2020-09-29 10:30 | -87 | -92.358 | -21.6365 | 43.4508 | 99.7487 | 105.7281 | -87 | -92.358 | -217.7641 | 223.1903 | -217.7641 | 223.1903 | 12.7701 | 78.0162 | 126.6 | 130.8303 | 126.9 | 131.2729 | -155.9 | -162.432 | -163.3 | -171.0871 | -166.9 | -174.8428 | -167.1 | -175.0934 | 309.1027 | 311.9507
2020-09-29 11:00 | -89 | -94.921 | -30.1014 | 48.6938 | 99.9912 | 106.2859 | -88 | -93.984 | -210.792 | 216.8696 | -210.792 | 216.8696 | 36.858 | 85.6896 | 131.4 | 135.1229 | 129.6 | 133.3732 | -164.7 | -170.1955 | -169.5 | -176.3307 | -173.8 | -180.8492 | -173.6 | -180.7681 | 300.7709 | 303.3722
2020-09-29 11:30 | -88 | -93.6376 | -37.1137 | 51.5344 | 104.0073 | 109.3717 | -89 | -94.2444 | -212.9303 | 218.5983 | -212.9303 | 218.5983 | 27.3617 | 95.0496 | 119.1 | 122.8939 | 118.8 | 122.3121 | -149.4 | -154.1816 | -155.1 | -160.9236 | -159 | -164.9713 | -158.8 | -164.783 | 295.8389 | 296.8853
2020-09-29 12:00 | -96 | -101.1929 | -34.6055 | 48.4624 | 101.9442 | 107.2015 | -95 | -100.2447 | -206.0395 | 211.718 | -206.0395 | 211.718 | 22.725 | 87.8994 | 113.4 | 117.456 | 111 | 115.3015 | -141.1 | -145.9469 | -145.8 | -152.037 | -149.9 | -156.309 | -149.4 | -155.858 | 291.0016 | 292.46
2020-09-29 12:30 | -93 | -98.6813 | -39.1744 | 53.0203 | 102.4207 | 108.6551 | -93 | -98.6813 | -209.2099 | 215.9265 | -209.2099 | 215.9265 | 25.4087 | 88.0688 | 109.8 | 114.7385 | 112.2 | 117.0373 | -138 | -143.6524 | -144.7 | -151.685 | -148.4 | -155.5956 | -147.8 | -155.1278 | 281.9153 | 283.732
2020-09-29 13:00 | -91 | -96.7988 | -38.5796 | 52.6848 | 105.1129 | 110.9013 | -91 | -96.7988 | -213.0906 | 219.245 | -213.0906 | 219.245 | 33.4646 | 88.3266 | 111.3 | 114.5992 | 113.1 | 116.6356 | -142.5 | -146.6169 | -148.2 | -154.2012 | -152.1 | -158.2809 | -151.4 | -157.5529 | 291.5334 | 292.1984
2020-09-29 13:30 | -95 | -100.5684 | -36.2419 | 51.5671 | 105.896 | 111.7444 | -94 | -99.6243 | -209.8993 | 216.1986 | -209.8993 | 216.1986 | 25.9511 | 86.2616 | 111.3 | 114.3193 | 114 | 117.085 | -141.6 | -145.3718 | -146.3 | -152.237 | -149.8 | -155.7669 | -149.8 | -155.9047 | 280.8175 | 281.4366
2020-09-29 14:00 | -102 | -107.8378 | -39.3494 | 54.8148 | 113.3115 | 119.0847 | -102 | -107.8378 | -215.7323 | 221.9264 | -215.7323 | 221.9264 | 45.5129 | 94.2187 | 118.2 | 121.1781 | 119.1 | 122.1221 | -148.9 | -152.8672 | -152.4 | -158.4318 | -156.4 | -162.6219 | -156.2 | -162.4152 | 273.5713 | 274.1888
2020-09-29 14:30 | -97 | -102.7862 | -34.4342 | 51.3412 | 107.1188 | 113.5184 | -97 | -102.7862 | -209.8304 | 216.3476 | -209.8304 | 216.3476 | 45.203 | 94.7049 | 121.8 | 125.1518 | 122.4 | 125.4075 | -152.8 | -157.1223 | -157.6 | -163.8712 | -161.4 | -167.7998 | -161.3 | -167.8135 | 279.2708 | 279.6246
2020-09-29 15:00 | -88 | -93.6376 | -17.9911 | 39.866 | 102.9056 | 108.4023 | -88 | -93.3006 | -201.8013 | 206.5095 | -201.8013 | 206.5095 | 69.097 | 112.2356 | 125.4 | 128.9386 | 125.1 | 128.7881 | -157.2 | -162.484 | -159.7 | -166.36 | -163.6 | -170.412 | -163.4 | -170.2762 | 275.8827 | 276.2967
2020-09-29 15:30 | -79 | -83.4865 | -8.5301 | 31.7441 | 94.544 | 99.6307 | -79 | -83.4865 | -198.1967 | 202.8485 | -198.1967 | 202.8485 | 53.7718 | 106.707 | 133.5 | 137.1879 | 135.6 | 139.1431 | -168.7 | -174.6439 | -172 | -179.4587 | -176.1 | -183.5605 | -175.8 | -183.5004 | 284.7273 | 285.4619
2020-09-29 16:00 | -65 | -68.6222 | 13.886 | 31.6598 | 87.0235 | 91.0377 | -65 | -68.6222 | -190.543 | 193.833 | -190.543 | 193.833 | 53.7514 | 110.6024 | 140.1 | 143.7304 | 140.1 | 143.9562 | -175.6 | -182.4706 | -178.1 | -186.3696 | -182.4 | -190.8029 | -182.1 | -190.6637 | 288.7332 | 289.7532
2020-09-29 16:30 | -60 | -62.0967 | 29.0281 | 36.7071 | 78.2729 | 81.0534 | -59 | -61.131 | -187.2528 | 189.2091 | -187.2528 | 189.2091 | 58.9308 | 114.5993 | 142.8 | 146.233 | 143.1 | 146.6561 | -176.7 | -182.8439 | -180.6 | -188.4717 | -185.2 | -193.2444 | -184.6 | -192.6478 | 332.9962 | 333.5569
2020-09-29 17:00 | -41 | -42.72 | 54.2692 | 57.7076 | 59.1282 | 61.7931 | -41 | -42.72 | -169.4214 | 170.85 | -169.4214 | 170.85 | 36.9048 | 102.7933 | 141 | 143.1299 | 140.7 | 143.1003 | -175.5 | -180.317 | -178 | -184.9433 | -182.4 | -189.3958 | -182.4 | -189.462 | 323.1421 | 323.3946
2020-09-29 17:30 | -40 | -41.4849 | 57.1658 | 60.0366 | 62.1058 | 63.8731 | -40 | -41.2311 | -181.2245 | 181.9581 | -181.2245 | 181.9581 | 18.6745 | 90.9119 | 138.3 | 140.316 | 140.7 | 142.5836 | -172.5 | -176.1352 | -176.4 | -182.0493 | -181.2 | -186.9231 | -180.7 | -186.5622 | 350.3451 | 350.4442
2020-09-29 18:00 | -34 | -36.0555 | 76.5507 | 79.9796 | 48.4204 | 52.5454 | -34 | -36.0555 | -165.6338 | 167.2049 | -165.6338 | 167.2049 | 4.1755 | 72.6729 | 138.3 | 139.7965 | 138.6 | 140.2271 | -172.3 | -175.4884 | -178.3 | -183.4353 | -182.5 | -187.6126 | -182.3 | -187.5348 | 366.5819 | 366.6288
2020-09-29 18:30 | -41 | -42.45 | 64.8294 | 68.3514 | 64.3718 | 66.1294 | -42 | -43.4166 | -190.0702 | 190.4247 | -190.0702 | 190.4247 | 1.7427 | 66.2983 | 140.7 | 141.6642 | 139.5 | 140.508 | -176 | -178.1665 | -182.8 | -186.7079 | -187.4 | -191.3542 | -187 | -191.044 | 384.3296 | 384.3563
2020-09-29 19:00 | -45 | -46.8402 | 61.6118 | 66.4578 | 69.5438 | 71.4729 | -45 | -46.8402 | -194.3098 | 194.8029 | -194.3098 | 194.8029 | -9.5938 | 64.2082 | 141.3 | 142.2952 | 142.5 | 143.4869 | -177 | -179.36 | -182 | -186.0483 | -186.6 | -190.7142 | -186.3 | -190.4622 | 356.9116 | 356.9841
2020-09-29 19:30 | -53 | -55.6597 | 54.1803 | 61.3408 | 76.3344 | 78.8328 | -53 | -55.6597 | -197.2936 | 198.2611 | -197.2936 | 198.2611 | -2.2214 | 58.0279 | 140.7 | 141.7353 | 141.3 | 142.2601 | -175.7 | -178.0286 | -179.5 | -183.4575 | -183.8 | -187.7685 | -183.7 | -187.7322 | 336.8787 | 336.8864
2020-09-29 20:00 | -57 | -60.7454 | 53.0965 | 62.2407 | 77.0739 | 81.1567 | -57 | -60.7454 | -194.7943 | 197.0583 | -194.7943 | 197.0583 | 6.1139 | 61.2356 | 142.5 | 143.5223 | 141 | 142.0331 | -177.1 | -179.6733 | -179.3 | -183.5351 | -183.7 | -188.0387 | -183.5 | -187.7541 | 328.4401 | 328.4579
2020-09-29 20:30 | -55 | -59.6154 | 48.6826 | 58.9067 | 78.3764 | 82.6734 | -55 | -59.6154 | -191.2219 | 193.8754 | -191.2219 | 193.8754 | 16.0483 | 68.6309 | 141.6 | 142.9364 | 141 | 142.4255 | -176.7 | -179.7368 | -179.4 | -184.0925 | -183.9 | -188.6129 | -183.3 | -188.095 | 328.6953 | 328.7214
2020-09-29 21:00 | -66 | -71.3092 | 36.6668 | 51.3903 | 87.728 | 92.7231 | -65 | -70.3847 | -198.8007 | 202.3181 | -198.8007 | 202.3181 | 31.1548 | 79.7027 | 142.2 | 144.0163 | 141.3 | 143.0802 | -177.7 | -181.1917 | -180.5 | -185.594 | -184.7 | -190.0823 | -184.5 | -189.982 | 318.0572 | 318.084
2020-09-29 21:30 | -60 | -65 | 39.562 | 51.0836 | 80.768 | 85.796 | -60 | -65.3911 | -188.0258 | 191.6391 | -188.0258 | 191.6391 | 45.2558 | 84.9749 | 143.7 | 145.0989 | 142.2 | 143.6558 | -177.3 | -180.493 | -179.4 | -184.7408 | -183.9 | -189.3019 | -183.6 | -189.1539 | 302.4873 | 302.6099
2020-09-29 22:00 | -63 | -67.7791 | 31.0699 | 44.4792 | 84.9215 | 89.5479 | -63 | -67.7791 | -188.1145 | 191.988 | -188.1145 | 191.988 | 67.4619 | 113.0281 | 144.6 | 146.0741 | 141.6 | 143.238 | -178.4 | -181.8009 | -180.4 | -185.5471 | -184.9 | -190.1096 | -184.7 | -190.0556 | 300.388 | 300.3901
2020-09-29 22:30 | -62 | -66.8506 | 31.4648 | 44.4442 | 80.3734 | 85.6415 | -61 | -65.9242 | -187.7785 | 192.284 | -187.7785 | 192.284 | 83.8804 | 123.6757 | 143.4 | 145.2967 | 144.3 | 146.1373 | -179.6 | -183.5554 | -181.1 | -186.8262 | -185.4 | -191.2401 | -185 | -191.0007 | 286.4849 | 286.485
2020-09-29 23:00 | -45 | -51.4781 | 39.7346 | 49.1785 | 68.9743 | 74.9602 | -45 | -51 | -167.2166 | 171.8126 | -167.2166 | 171.8126 | 90.5761 | 134.9354 | 143.1 | 145.3019 | 142.8 | 145.0589 | -180.3 | -184.8808 | -180.5 | -186.0491 | -185 | -190.6331 | -184.6 | -190.391 | 257.6559 | 262.4064
2020-09-29 23:30 | -32 | -37.7359 | 52.8889 | 57.227 | 51.3994 | 57.5366 | -32 | -37.7359 | -156.161 | 159.6789 | -156.161 | 159.6789 | 82.1112 | 131.7994 | 145.5 | 148.2076 | 143.7 | 146.6169 | -179.3 | -185.0077 | -179 | -185.7984 | -183.3 | -190.2359 | -183 | -190.1085 | 258.756 | 264.3781
2020-09-30 | -37 | -41.5933 | 45.3236 | 50.0039 | 54.682 | 60.251 | -37 | -41.1461 | -146.7602 | 150.4631 | -146.7602 | 150.4631 | 89.9539 | 140.2188 | 143.7 | 146.6767 | 143.4 | 146.5662 | -179.6 | -185.5722 | -179.5 | -186.4414 | -184.1 | -191.1676 | -183.5 | -190.835 | 252.7535 | 257.8828
2020-09-30 00:30 | -30 | -34 | 47.4521 | 50.5316 | 48.5396 | 53.82 | -30 | -34 | -130.7172 | 134.364 | -130.7172 | 134.364 | 100.2694 | 145.8507 | 143.4 | 146.4433 | 145.2 | 148.2064 | -179.6 | -185.7241 | -178.3 | -185.423 | -182.6 | -189.8325 | -182.1 | -189.5446 | 244.8275 | 250.3561
2020-09-30 01:00 | -27 | -30.4138 | 48.0772 | 49.9035 | 43.9771 | 48.8023 | -27 | -30.4138 | -118.1706 | 121.6012 | -118.1706 | 121.6012 | 99.6151 | 146.9515 | 144 | 147.0918 | 145.2 | 148.2064 | -181 | -186.9776 | -178.8 | -185.8765 | -183.6 | -190.9312 | -183.3 | -190.8642 | 214.7491 | 223.8133
2020-09-30 01:30 | -23 | -26.9258 | 49.9768 | 51.381 | 39.1399 | 44.6276 | -23 | -26.9258 | -112.1167 | 116.4025 | -112.1167 | 116.4025 | 109.1493 | 153.6343 | 144 | 147.7329 | 144.9 | 148.6103 | -180.3 | -187.4422 | -178.4 | -186.7743 | -182.6 | -191.0823 | -182.2 | -190.9977 | 207.3578 | 219.0717
2020-09-30 02:00 | -24 | -26.4008 | 51.2071 | 51.7919 | 35.2074 | 39.623 | -24 | -26 | -101.2263 | 104.5414 | -101.2263 | 104.5414 | 116.6956 | 161.1224 | 145.5 | 149.1953 | 145.8 | 149.4879 | -180.8 | -188.3642 | -178.8 | -187.4243 | -182.8 | -191.5104 | -182.4 | -191.3692 | 195.5358 | 209.155
2020-09-30 02:30 | -18 | -20.5913 | 46.0813 | 46.6125 | 38.3399 | 42.376 | -17 | -19.7231 | -103.1344 | 106.3179 | -103.1344 | 106.3179 | 110.1052 | 155.8465 | 144.9 | 148.5439 | 144.9 | 148.6414 | -180.7 | -188.0886 | -177.1 | -185.773 | -181.5 | -190.3301 | -181.2 | -190.3479 | 168.6738 | 188.8227
2020-09-30 03:00 | -31 | -33.2415 | 36.6666 | 37.7722 | 47.7091 | 51.666 | -31 | -33.2415 | -115.6066 | 119.1123 | -115.6066 | 119.1123 | 117.5473 | 160.5316 | 145.8 | 149.5544 | 144.3 | 148.2974 | -181.7 | -189.272 | -179 | -187.6751 | -183.1 | -191.8864 | -182.3 | -191.3954 | 174.5835 | 191.6319
2020-09-30 03:30 | -45 | -46.0977 | 22.1861 | 23.6357 | 61.5609 | 64.1121 | -44 | -44.911 | -136.1375 | 138.4883 | -136.1375 | 138.4883 | 106.0192 | 144.5826 | 142.2 | 146.8346 | 142.8 | 147.4157 | -176.6 | -185.5709 | -173.4 | -184.7647 | -177.7 | -189.3182 | -177.3 | -189.2907 | 165.4895 | 169.9378
2020-09-30 04:00 | -51 | -52.3927 | 16.8644 | 19.1432 | 66.8653 | 69.4339 | -50 | -51.4198 | -144.1879 | 146.6006 | -144.1879 | 146.6006 | 85.2339 | 127.9446 | 122.7 | 127.6217 | 124.5 | 129.5173 | -155.7 | -162.9309 | -152.9 | -162.7638 | -156.7 | -166.8478 | -156 | -166.3636 | 189.2528 | 194.368
2020-09-30 04:30 | -45 | -46.3249 | 24.0698 | 25.6195 | 60.0084 | 62.8626 | -45 | -46.3249 | -132.23 | 134.9775 | -132.23 | 134.9775 | 88.7973 | 134.3047 | 130.2 | 135.4928 | 129.9 | 135.2045 | -161.7 | -169.9476 | -158.8 | -169.7217 | -162.7 | -173.8296 | -161.9 | -173.4098 | 188.4596 | 190.7867
2020-09-30 05:00 | -37 | -38.0789 | 37.9952 | 38.3662 | 48.8876 | 51.1314 | -37 | -37.855 | -118.9092 | 120.615 | -118.9092 | 120.615 | 101.425 | 145.4856 | 143.1 | 147.8562 | 141.6 | 146.5585 | -178.1 | -187.4929 | -175.1 | -186.7753 | -179.2 | -191.1758 | -178.6 | -190.824 | 186.2016 | 187.5476
2020-09-30 05:30 | -29 | -29.8329 | 44.6392 | 45.063 | 45.9942 | 48.1396 | -29 | -29.8329 | -119.3945 | 120.9535 | -119.3945 | 120.9535 | 98.7342 | 143.7969 | 145.2 | 149.453 | 144.3 | 148.6505 | -180.2 | -188.8499 | -177.5 | -187.5273 | -181.7 | -191.7938 | -181.3 | -191.7055 | 197.7331 | 199.2724
2020-09-30 06:00 | -28 | -28.8617 | 48.4614 | 49.3146 | 46.2159 | 48.2942 | -28 | -28.6356 | -127.7165 | 128.9908 | -127.7165 | 128.9908 | 85.5938 | 139.3451 | 145.5 | 148.7449 | 144.3 | 147.6981 | -179.9 | -186.5593 | -177.7 | -184.6546 | -182.1 | -189.2457 | -181.7 | -188.8708 | 210.5702 | 220.7543
2020-09-30 06:30 | -30 | -30.4138 | 51.6165 | 52.5698 | 47.9479 | 49.4556 | -28 | -28.4429 | -132.4917 | 133.1985 | -132.4917 | 133.1985 | 70.3414 | 122.7883 | 145.5 | 147.2294 | 146.1 | 147.9621 | -180.9 | -185.0773 | -180.4 | -184.9342 | -184.9 | -189.5 | -184.4 | -189.1448 | 220.2309 | 232.2718
2020-09-30 07:00 | -45 | -45.3982 | 37.7604 | 40.5537 | 70.0611 | 71.1215 | -45 | -45.3982 | -169.1693 | 169.6024 | -169.1693 | 169.6024 | 36.4447 | 102.0103 | 145.2 | 146.6261 | 144 | 145.4802 | -179.5 | -182.7631 | -179.8 | -183.4873 | -185.4 | -189.1743 | -185.3 | -189.1764 | 251.5985 | 259.4414
2020-09-30 07:30 | -44 | -44.4072 | 39.9854 | 42.5266 | 70.3261 | 71.2873 | -45 | -45.3982 | -177.4174 | 177.7503 | -177.4174 | 177.7503 | 19.0714 | 97.9292 | 146.1 | 147.3956 | 143.4 | 144.6401 | -179.3 | -182.4027 | -181.7 | -184.7554 | -186.2 | -189.4241 | -185.9 | -189.2032 | 284.8759 | 288.5146
2020-09-30 08:00 | -70 | -71.3863 | 21.6266 | 26.3384 | 90.7234 | 91.0761 | -70 | -71.1969 | -201.6313 | 201.6897 | -201.6313 | 201.6897 | 9.4407 | 99.8919 | 144.3 | 145.6116 | 141.3 | 142.6805 | -178 | -181.1435 | -180.6 | -183.6807 | -185 | -188.0803 | -184.6 | -187.7231 | 306.4053 | 308.1703
2020-09-30 08:30 | -78 | -78.1601 | 8.1167 | 15.8558 | 95.478 | 95.8977 | -77 | -77.1622 | -203.3462 | 203.4551 | -203.3462 | 203.4551 | 2.5597 | 105.9914 | 144.3 | 145.7349 | 140.7 | 142.3483 | -176.4 | -179.7999 | -180.7 | -183.9079 | -185.2 | -188.4044 | -184.9 | -188.2021 | 321.3247 | 321.9365
2020-09-30 09:00 | -84 | -84.7172 | -4.0352 | 20.829 | 102.7316 | 103.861 | -85 | -85.7088 | -211.4121 | 211.8841 | -211.4121 | 211.8841 | 16.9527 | 111.0338 | 141.3 | 142.9871 | 141.6 | 143.5205 | -176.9 | -180.9354 | -180.4 | -184.2132 | -185.2 | -189.0583 | -184.6 | -188.6089 | 304.4216 | 305.1904
2020-09-30 09:30 | -90 | -90.934 | -10.6566 | 22.8515 | 105.5764 | 106.7388 | -88 | -88.955 | -208.7108 | 209.2198 | -208.7108 | 209.2198 | 44.4623 | 117.588 | 143.4 | 145.5974 | 143.1 | 145.3019 | -177 | -181.2457 | -181.7 | -185.7548 | -186 | -190.0859 | -185.1 | -189.2053 | 294.6066 | 295.9697
2020-09-30 10:00 | -96 | -97.3242 | -13.5907 | 29.3932 | 112.9702 | 114.4274 | -96 | -97.3242 | -223.1913 | 223.8871 | -223.1913 | 223.8871 | 39.3178 | 116.0866 | 141.3 | 143.3237 | 141.9 | 144.1125 | -176 | -180.4 | -180.1 | -184.2531 | -185 | -189.2618 | -184.5 | -188.7863 | 299.3351 | 300.3472
2020-09-30 10:30 | -94 | -95.5249 | -23.448 | 33.3517 | 109.8749 | 111.5587 | -95 | -96.3379 | -228.6622 | 229.2294 | -228.6622 | 229.2294 | 43.8749 | 114.7034 | 142.2 | 144.2613 | 141 | 143.028 | -175.3 | -179.521 | -179.9 | -183.8489 | -184.4 | -188.3763 | -184.1 | -188.1856 | 305.7343 | 306.8294
2020-09-30 11:00 | -99 | -100.449 | -19.6175 | 31.3684 | 111.889 | 113.2933 | -99 | -100.449 | -229.1104 | 229.4784 | -229.1104 | 229.4784 | 51.7138 | 118.8418 | 142.2 | 144.2613 | 142.5 | 144.6078 | -177.8 | -182.1676 | -180.6 | -184.5751 | -185.4 | -189.4781 | -184.6 | -188.814 | 295.5646 | 296.7308
2020-09-30 11:30 | -101 | -102.4207 | -13.6711 | 30.4134 | 119.4943 | 120.7055 | -102 | -103.2473 | -234.8979 | 235.3467 | -234.8979 | 235.3467 | 50.9882 | 117.9238 | 141.9 | 143.9153 | 141.3 | 143.4254 | -177.7 | -181.9508 | -180.6 | -184.5958 | -185.1 | -189.164 | -184.7 | -188.814 | 293.3576 | 294.9271
2020-09-30 12:00 | -104 | -105.3803 | -13.7913 | 31.4508 | 120.7666 | 122.0685 | -102 | -103.407 | -232.3172 | 232.8962 | -232.3172 | 232.8962 | 34.3533 | 111.3943 | 140.7 | 142.6326 | 141.6 | 143.5697 | -177.2 | -181.1038 | -181.1 | -184.9215 | -185.4 | -189.2743 | -184.8 | -188.7069 | 312.4189 | 313.7593
2020-09-30 12:30 | -96 | -97.3242 | -16.7315 | 29.2394 | 109.405 | 110.9492 | -95 | -96.3379 | -223.5422 | 224.0108 | -223.5422 | 224.0108 | 49.7117 | 118.4773 | 142.5 | 144.5069 | 141.6 | 143.8249 | -177.6 | -181.9396 | -180.6 | -184.679 | -183.6 | -187.6138 | -184.5 | -188.7019 | 291.0841 | 292.7109
2020-09-30 13:00 | -99 | -100.449 | -25.9624 | 36.2522 | 113.3219 | 115.1945 | -98 | -99.4636 | -234.3334 | 235.0058 | -234.3334 | 235.0058 | 23.2632 | 108.776 | 142.5 | 144.6078 | 141.9 | 143.9153 | -175.6 | -179.707 | -179.2 | -183.0816 | -183.5 | -187.4953 | -183.1 | -187.1658 | 306.1606 | 307.184
2020-09-30 13:30 | -100 | -101.9804 | -26.9297 | 37.5669 | 113.1827 | 115.2706 | -99 | -100.8067 | -233.684 | 234.4721 | -233.684 | 234.4721 | 49.3281 | 117.1398 | 142.2 | 144.1615 | 141.3 | 143.4254 | -177 | -181.2457 | -179 | -183.0168 | -183.2 | -187.3889 | -182.9 | -187.0746 | 311.3541 | 312.9902
2020-09-30 14:00 | -96 | -97.6729 | -26.4972 | 33.5881 | 101.2347 | 103.3195 | -96 | -97.4936 | -217.4064 | 218.0186 | -217.4064 | 218.0186 | 60.7746 | 120.7742 | 144.6 | 146.5782 | 142.2 | 144.3122 | -178.8 | -182.9614 | -179.7 | -183.778 | -184.1 | -188.3667 | -183.8 | -188.0176 | 315.6476 | 316.7329
2020-09-30 14:30 | -97 | -98.656 | -25.542 | 36.3427 | 115.3345 | 117.2156 | -98 | -99.6394 | -234.1515 | 234.9265 | -234.1515 | 234.9265 | 52.0375 | 112.2992 | 143.7 | 145.4975 | 143.1 | 145.0006 | -178.7 | -182.6956 | -181.3 | -185.2395 | -185.4 | -189.3147 | -185.8 | -189.9108 | 329.385 | 331.6992
2020-09-30 15:00 | -97 | -99.0404 | -15.4477 | 30.9901 | 112.624 | 114.8704 | -98 | -100.02 | -226.3312 | 227.5474 | -226.3312 | 227.5474 | 35.3735 | 111.1883 | 140.7 | 142.5354 | 140.7 | 142.6821 | -175.9 | -179.8113 | -179.2 | -183.1795 | -183.5 | -187.3933 | -183.9 | -187.9692 | 330.6312 | 333.0566
2020-09-30 15:30 | -94 | -96.1041 | -3.6816 | 27.9997 | 112.3234 | 114.3676 | -94 | -95.901 | -225.2699 | 226.4087 | -225.2699 | 226.4087 | 40.0104 | 110.7404 | 140.4 | 142.6969 | 141.3 | 143.6903 | -177.5 | -182.0928 | -179.7 | -184.3625 | -183.7 | -188.5154 | -183.4 | -188.2599 | 299.1922 | 303.7528
2020-09-30 16:00 | -92 | -93.3809 | -1.3539 | 24.1871 | 111.1215 | 112.7147 | -91 | -92.3959 | -228.136 | 228.8381 | -228.136 | 228.8381 | 41.0959 | 110.1015 | 140.7 | 143.0459 | 140.7 | 142.9921 | -176 | -180.3377 | -180.1 | -184.7747 | -184.6 | -189.2568 | -183.9 | -188.6797 | 327.4212 | 332.0047
2020-09-30 16:30 | -80 | -80.895 | 15.3995 | 26.5845 | 100.6788 | 101.854 | -80 | -80.895 | -217.3938 | 217.7335 | -217.3938 | 217.7335 | 24.4822 | 104.1236 | 140.1 | 142.3483 | 140.7 | 142.8863 | -175.5 | -179.7811 | -179.7 | -184.1416 | -184.1 | -188.6757 | -183.9 | -188.5685 | 329.1923 | 333.3511
2020-09-30 17:00 | -83 | -84.5281 | 15.0838 | 29.2834 | 104.4997 | 106.062 | -84 | -84.5281 | -233.3091 | 233.6712 | -233.3091 | 233.6712 | 5.0512 | 102.7767 | 140.7 | 142.8343 | 141.6 | 143.8778 | -177.3 | -181.7661 | -181 | -185.5415 | -185.4 | -190.0098 | -185.1 | -189.7831 | 318.5632 | 322.0743
2020-09-30 17:30 | -75 | -75.8024 | 25.7243 | 33.9231 | 99.3678 | 100.4236 | -75 | -75.6637 | -236.1187 | 236.1551 | -236.1187 | 236.1551 | 7.1108 | 100.523 | 138.6 | 140.4144 | 139.8 | 141.7448 | -174.7 | -178.3103 | -179.6 | -183.5142 | -184 | -187.9642 | -184.1 | -188.1649 | 362.7557 | 366.2071
2020-09-30 18:00 | -62 | -62.2896 | 43.2409 | 46.3804 | 84.8159 | 85.3582 | -61 | -61.2046 | -216.4858 | 216.5467 | -216.4858 | 216.5467 | 2.1526 | 98.7722 | 140.4 | 141.9178 | 141.6 | 143.1487 | -176.7 | -179.8104 | -181.9 | -185.5456 | -186.2 | -189.8211 | -185.8 | -189.6446 | 380.7173 | 383.298
2020-09-30 18:30 | -63 | -63.0714 | 44.6052 | 48.0773 | 86.9108 | 87.265 | -63 | -62.0725 | -219.5822 | 219.6866 | -219.5822 | 219.6866 | -18.8509 | 97.9948 | 141 | 142.5997 | 141.3 | 142.9871 | -176.8 | -180.2896 | -183 | -186.6634 | -187.6 | -191.3113 | -187.4 | -191.1941 | 367.3612 | 368.386
2020-09-30 19:00 | -54 | -53.0848 | 54.2124 | 57.0132 | 77.595 | 78.0068 | -54 | -53.0848 | -201.9828 | 202.0843 | -201.9828 | 202.0843 | -10.8591 | 98.8373 | 142.2 | 143.7864 | 141.9 | 143.58 | -176.9 | -180.4663 | -182.2 | -186.0191 | -186.3 | -190.156 | -186.2 | -190.1386 | 364.4367 | 365.8007
2020-09-30 19:30 | -65 | -65.3758 | 49.4274 | 53.3784 | 81.0578 | 81.7318 | -63 | -63.3877 | -203.8798 | 203.8812 | -203.8798 | 203.8812 | -4.585 | 101.9104 | 142.2 | 144.0163 | 141.6 | 143.4239 | -177.2 | -181.1452 | -182 | -186.1948 | -186.4 | -190.6226 | -186.1 | -190.4135 | 352.7102 | 354.4531
2020-09-30 20:00 | -51 | -51.1566 | 55.2261 | 57.5752 | 74.379 | 74.8411 | -51 | -51.0882 | -191.2358 | 191.2794 | -191.2358 | 191.2794 | 5.5047 | 107.1534 | 141.9 | 144.2264 | 142.8 | 145.112 | -177.6 | -182.0708 | -181.4 | -186.0866 | -185.5 | -190.2618 | -185.5 | -190.3511 | 333.3246 | 334.9729
2020-09-30 20:30 | -55 | -55.3263 | 49.598 | 52.7711 | 77.9979 | 78.6723 | -54 | -54.231 | -190.7222 | 190.7782 | -190.7222 | 190.7782 | 15.106 | 102.4775 | 142.5 | 144.8705 | 143.7 | 145.7904 | -177.7 | -181.9294 | -181.5 | -186.364 | -186.2 | -191.2137 | -185.8 | -190.8015 | 324.0048 | 327.4692
2020-09-30 21:00 | -51 | -51.4781 | 52.9808 | 55.2446 | 71.4731 | 72.4515 | -50 | -50.3587 | -179.1805 | 179.2783 | -179.1805 | 179.2783 | 27.9282 | 110.7247 | 141.9 | 144.173 | 141.3 | 143.8565 | -176.7 | -181.5768 | -180.7 | -186.0987 | -185.7 | -191.2406 | -185.1 | -190.7785 | 324.1777 | 326.8955
2020-09-30 21:30 | -62 | -62.9682 | 35.7456 | 40.9554 | 82.61 | 84.268 | -61 | -61.9839 | -195.4385 | 195.9949 | -195.4385 | 195.9949 | 34.3926 | 117.0594 | 143.1 | 146.0288 | 142.5 | 145.4409 | -177.8 | -183.4801 | -180.4 | -186.5232 | -185.1 | -191.3232 | -184.6 | -190.9669 | 306.0261 | 309.2403
2020-09-30 22:00 | -48 | -48.6621 | 47.598 | 50.0598 | 68.2295 | 69.6606 | -48 | -48.5077 | -165.4617 | 166.0569 | -165.4617 | 166.0569 | 47.8271 | 122.3585 | 144 | 146.8518 | 143.4 | 146.3228 | -179 | -184.5211 | -180.9 | -186.6323 | -185.4 | -191.2156 | -185 | -191.0007 | 289.0219 | 292.1553
2020-09-30 22:30 | -48 | -48.6621 | 44.8259 | 47.4143 | 65.2623 | 66.9298 | -48 | -48.6621 | -162.7891 | 163.572 | -162.7891 | 163.572 | 70.7213 | 132.057 | 143.1 | 146.1496 | 143.7 | 146.8597 | -179 | -184.9412 | -180.7 | -186.9409 | -185 | -191.2772 | -184.7 | -191.2888 | 279.9678 | 284.5655
2020-09-30 23:00 | -40 | -41 | 46.6722 | 49.2548 | 61.7426 | 63.8438 | -39 | -40.025 | -158.0964 | 159.0095 | -158.0964 | 159.0095 | 81.1851 | 138.6551 | 144.6 | 147.9913 | 144.3 | 147.7624 | -180.8 | -187.2181 | -181.3 | -188.0683 | -185.8 | -192.6989 | -184.8 | -191.7348 | 268.4354 | 273.0515
2020-09-30 23:30 | -20 | -21.1896 | 66.8815 | 67.7043 | 38.7333 | 41.3198 | -21 | -21.8403 | -132.4569 | 133.0933 | -132.4569 | 133.0933 | 66.4172 | 129.9274 | 143.1 | 146.1496 | 141.9 | 145.0989 | -176.5 | -182.6764 | -177.2 | -183.691 | -181.4 | -188.0852 | -180.7 | -187.5702 | 267.9116 | 272.3694
2020-10-01 | -21 | -21.8403 | 60.9466 | 61.3409 | 39.475 | 41.7448 | -21 | -21.587 | -126.36 | 127.146 | -126.36 | 127.146 | 75.0285 | 137.547 | 141 | 144.4758 | 141 | 144.8102 | -176.7 | -183.3682 | -176.4 | -183.4728 | -180.9 | -188.0879 | -180.4 | -187.7173 | 259.4725 | 264.7044
2020-10-01 00:30 | -22 | -22.561 | 54.9075 | 55.1649 | 40.1836 | 42.5967 | -23 | -23.7697 | -119.6252 | 120.8058 | -119.6252 | 120.8058 | 84.7303 | 134.7946 | 142.2 | 145.6471 | 141 | 144.2189 | -175.2 | -181.4466 | -176.5 | -183.0159 | -180.6 | -187.2608 | -180.8 | -187.6398 | 252.0764 | 257.5092
2020-10-01 01:00 | -18 | -18.6815 | 57.5364 | 57.6747 | 34.6691 | 37.3784 | -18 | -18.4391 | -105.7681 | 107.295 | -105.7681 | 107.295 | 93.0942 | 141.2171 | 141.3 | 144.8056 | 142.2 | 145.5826 | -177.1 | -183.5157 | -176.9 | -183.551 | -181.1 | -187.7959 | -180.7 | -187.7202 | 244.0069 | 250.1689
2020-10-01 01:30 | -23 | -23.7697 | 48.9373 | 49.1164 | 39.8147 | 42.4703 | -23 | -23.5372 | -112.0576 | 113.915 | -112.0576 | 113.915 | 102.8348 | 150.5363 | 143.7 | 148.437 | 144.3 | 149.322 | -180.8 | -189.8753 | -179.8 | -188.0533 | -183.9 | -192.2957 | -183.7 | -192.3697 | 226.4728 | 233.663
2020-10-01 02:00 | -23 | -24.0416 | 46.0239 | 46.2256 | 41.563 | 44.2641 | -24 | -24.7386 | -110.0783 | 112.1627 | -110.0783 | 112.1627 | 108.3222 | 155.2808 | 140.7 | 145.846 | 143.4 | 148.5303 | -178.7 | -188.0629 | -177.5 | -186.0043 | -181.5 | -190.0908 | -181.2 | -190.0742 | 220.2554 | 227.7356
2020-10-01 02:30 | -26 | -26.4764 | 43.7377 | 43.7384 | 41.8993 | 43.7364 | -26 | -26.3059 | -107.3522 | 108.9097 | -107.3522 | 108.9097 | 109.4542 | 154.6254 | 141.9 | 147.5665 | 144 | 149.506 | -178.7 | -188.8892 | -176.4 | -185.6905 | -181.1 | -190.6551 | -180.2 | -189.9897 | 197.7807 | 211.74
2020-10-01 03:00 | -19 | -19.4165 | 50.852 | 50.8554 | 33.986 | 36.0597 | -19 | -19.2354 | -94.5426 | 96.0876 | -94.5426 | 96.0876 | 112.3979 | 157.0477 | 142.5 | 148.1435 | 142.2 | 147.7731 | -178.4 | -188.7682 | -177.1 | -186.5118 | -180.9 | -190.2765 | -180.6 | -190.4649 | 196.5739 | 210.9277
2020-10-01 03:30 | -19 | -16.2788 | 50.2581 | 50.2688 | 34.1241 | 36.2524 | -19 | -19.2354 | -94.3487 | 95.9673 | -94.3487 | 95.9673 | 109.9283 | 152.9844 | 143.7 | 149.462 | 141.9 | 147.9003 | -177.3 | -188.3215 | -175.2 | -184.9636 | -179.6 | -189.4844 | -179 | -189.2378 | 185.5557 | 196.5416
2020-10-01 04:00 | -20 | -20.0998 | 46.9391 | 46.9976 | 36.5175 | 38.3779 | -20 | -20.2237 | -98.1622 | 99.5296 | -98.1622 | 99.5296 | 113.1646 | 154.256 | 144.9 | 150.373 | 144.9 | 150.5345 | -179.6 | -190.296 | -177.9 | -187.6818 | -182 | -191.8554 | -181.8 | -192.0169 | 186.9411 | 198.7879
2020-10-01 04:30 | -10 | -10.198 | 58.8593 | 58.8869 | 26.5376 | 29.0668 | -12 | -12.1655 | -84.9947 | 86.6588 | -84.9947 | 86.6588 | 109.1421 | 163.3179 | 143.7 | 149.2171 | 144.6 | 150.2458 | -178.7 | -189.1172 | -176.8 | -186.5117 | -181.2 | -191.0649 | -180.6 | -190.752 | 195.2999 | 208.4253
2020-10-01 05:00 | -12 | -12 | 58.487 | 58.5654 | 28.9296 | 30.3169 | -13 | -13 | -91.1444 | 92.0029 | -91.1444 | 92.0029 | 105.4583 | 158.5854 | 143.7 | 148.9771 | 144 | 149.2665 | -177.9 | -187.7776 | -176.6 | -185.8805 | -180.9 | -190.2782 | -180.4 | -190.0846 | 204.7119 | 216.8478
2020-10-01 05:30 | -7 | -7 | 69.9178 | 69.943 | 22.787 | 23.9059 | -7 | -7.0711 | -86.5233 | 87.0199 | -86.5233 | 87.0199 | 90.9839 | 146.426 | 144 | 148.0055 | 141.9 | 145.9632 | -177.4 | -184.9095 | -175.7 | -182.8965 | -180.5 | -187.6896 | -179.8 | -187.2521 | 212.338 | 225.9942
2020-10-01 06:00 | 0 | 0 | 80.2309 | 80.2373 | 15.9152 | 16.7879 | 0 | 0 | -78.6295 | 78.7105 | -78.6295 | 78.7105 | 80.4255 | 133.7643 | 141.6 | 144.2648 | 141.9 | 144.675 | -178.2 | -183.5998 | -177.8 | -182.9729 | -182.4 | -187.632 | -182 | -187.4089 | 231.811 | 244.2636
2020-10-01 06:30 | 1 | 1 | 87.9833 | 87.9972 | 15.2243 | 15.9218 | 1 | 1 | -88.3293 | 88.3868 | -88.3293 | 88.3868 | 58.4639 | 108.5536 | 141.6 | 143.7451 | 141.6 | 143.8249 | -176.4 | -180.8122 | -177.2 | -181.5928 | -182 | -186.4517 | -181.6 | -186.1928 | 239.8346 | 252.6772
2020-10-01 07:00 | 3 | 3.1623 | 87.8478 | 87.8893 | 15.2999 | 16.0214 | 2 | 2.8284 | -90.3931 | 90.421 | -90.3931 | 90.421 | 36.172 | 101.2891 | 139.8 | 141.647 | 139.2 | 141.1037 | -175.7 | -179.5536 | -178.2 | -181.9803 | -182.1 | -185.8809 | -182 | -185.8434 | 253.2821 | 262.9057
2020-10-01 07:30 | -5 | -6.4031 | 81.9092 | 81.919 | 17.5022 | 18.429 | -3 | -5 | -95.2891 | 95.3143 | -95.2891 | 95.3143 | 38.9266 | 96.6706 | 139.2 | 140.7751 | 137.7 | 139.4306 | -172.4 | -175.8181 | -176.1 | -179.7021 | -180.4 | -183.9765 | -180.4 | -184.0952 | 273.8454 | 280.2576
2020-10-01 08:00 | 0 | 3 | 77.3842 | 77.388 | 18.028 | 19.2257 | 0 | 4 | -94.2391 | 94.3416 | -94.2391 | 94.3416 | 35.9646 | 103.333 | 138.6 | 141.0361 | 137.1 | 139.7334 | -171.6 | -176.5469 | -176.9 | -181.8175 | -181.8 | -186.8391 | -181 | -186.1072 | 286.0742 | 289.1037
2020-10-01 08:30 | -8 | -8.2462 | 64.5837 | 64.6035 | 23.6785 | 23.9798 | -8 | -6.3246 | -102.2651 | 102.2764 | -102.2651 | 102.2764 | 47.17 | 108.8307 | 138.9 | 141.4999 | 138.6 | 141.3802 | -171.9 | -176.8385 | -176.3 | -181.5395 | -180.4 | -185.6411 | -179.9 | -185.1789 | 295.668 | 298.061
2020-10-01 09:00 | -18 | -18 | 52.7722 | 52.8321 | 30.6135 | 31.0981 | -18 | -18 | -99.7364 | 99.7401 | -99.7364 | 99.7401 | 52.7512 | 112.4508 | 138.9 | 141.6156 | 138.3 | 141.1458 | -172.8 | -178.0939 | -176.7 | -182.2173 | -181.1 | -186.6797 | -180.6 | -186.2924 | 287.5712 | 290.2285
2020-10-01 09:30 | -18 | -18 | 42.5005 | 42.7144 | 33.8562 | 34.6097 | -19 | -19 | -97.719 | 97.7802 | -97.719 | 97.7802 | 60.2385 | 119.858 | 137.7 | 140.6184 | 137.7 | 140.7413 | -172.6 | -178.1448 | -178.1 | -183.845 | -182 | -187.7723 | -182.4 | -188.4081 | 290.1186 | 293.3453
2020-10-01 10:00 | -29 | -29.0689 | 33.8665 | 33.8806 | 42.1546 | 42.3847 | -28 | -28.0179 | -127.5083 | 128.7097 | -127.5083 | 128.7097 | 66.513 | 138.1548 | 138.6 | 142.0027 | 135.9 | 139.3024 | -170.4 | -176.1963 | -174.3 | -179.8909 | -178.5 | -184.1585 | -178.1 | -183.8698 | 246.2179 | 248.2363
2020-10-01 10:30 | -41 | -41.1096 | 16.6444 | 18.8978 | 52.5288 | 53.4796 | -41 | -41.1096 | -121.9741 | 122.2123 | -121.9741 | 122.2123 | 75.2819 | 137.1727 | 139.2 | 142.3332 | 140.7 | 143.9256 | -173.9 | -179.653 | -177.9 | -183.4055 | -183 | -188.6442 | -182.2 | -187.9416 | 259.0969 | 262.9007
2020-10-01 11:00 | -54 | -54.231 | 8.1578 | 14.0756 | 65.9187 | 66.9022 | -54 | -54.1479 | -141.0056 | 141.3459 | -141.0056 | 141.3459 | 74.3979 | 135.4116 | 135 | 138.1007 | 132.6 | 135.6282 | -166 | -171.2308 | -170.6 | -175.6225 | -175.2 | -180.3997 | -175.2 | -180.4954 | 269.2365 | 273.1532
2020-10-01 11:30 | -57 | -57.3149 | 14.8579 | 18.9377 | 66.2635 | 67.2389 | -56 | -56.3205 | -147.8913 | 148.1558 | -147.8913 | 148.1558 | 63.8674 | 123.8934 | 122.4 | 125.4075 | 122.1 | 125.1805 | -153.1 | -157.3445 | -159.6 | -163.8102 | -164 | -168.2551 | -163.7 | -168.0753 | 300.4908 | 304.542
2020-10-01 12:00 | -70 | -70.3491 | -2.7512 | 14.6086 | 84.7281 | 85.6479 | -68 | -68.3593 | -162.2158 | 162.7279 | -162.2158 | 162.7279 | 59.0714 | 125.015 | 124.5 | 127.5226 | 125.4 | 128.3372 | -156.6 | -160.7748 | -161.2 | -165.5043 | -165.5 | -169.9645 | -165 | -169.4549 | 301.395 | 306.8507
2020-10-01 12:30 | -72 | -73.3485 | -7.2923 | 21.986 | 87.3357 | 89.5358 | -72 | -73.3485 | -166.1597 | 167.6454 | -166.1597 | 167.6454 | 58.9082 | 127.1829 | 113.4 | 117.3012 | 115.2 | 119.1948 | -144.6 | -149.767 | -149.7 | -154.9519 | -153.6 | -158.9264 | -152.9 | -158.2758 | 303.143 | 307.9857
2020-10-01 13:00 | -68 | -69.6348 | -9.6422 | 19.7147 | 73.8483 | 76.1748 | -69 | -70.6116 | -143.3842 | 144.7733 | -143.3842 | 144.7733 | 63.9514 | 137.8578 | 115.2 | 119.1948 | 115.5 | 119.4848 | -145.3 | -150.443 | -150.3 | -155.687 | -154.1 | -159.5643 | -153.9 | -159.4316 | 285.7664 | 293.1066
2020-10-01 13:30 | -72 | -72.6911 | -20.0916 | 25.7914 | 81.3167 | 83.0864 | -72 | -72.6911 | -150.9593 | 152.0797 | -150.9593 | 152.0797 | 61.2207 | 136.3185 | 108.3 | 112.4588 | 109.8 | 113.8246 | -137.6 | -142.3331 | -143.1 | -148.3193 | -146.5 | -151.8363 | -145.4 | -150.7752 | 296.2404 | 302.1127
2020-10-01 14:00 | -72 | -72.8354 | -19.1545 | 24.4205 | 80.9037 | 82.6938 | -70 | -70.7107 | -150.8249 | 152.0203 | -150.8249 | 152.0203 | 59.4475 | 127.3105 | 108 | 112.5844 | 108.6 | 113.0761 | -135.4 | -140.497 | -140.5 | -145.759 | -144.6 | -149.9508 | -144.5 | -150.0145 | 283.3147 | 288.6156
2020-10-01 14:30 | -80 | -81.2158 | -26.8531 | 31.9118 | 88.6114 | 90.7628 | -78 | -79.4292 | -163.5796 | 165.1087 | -163.5796 | 165.1087 | 64.4922 | 125.189 | 109.8 | 113.2892 | 109.8 | 113.6679 | -138.5 | -142.66 | -143.4 | -147.657 | -147.2 | -151.562 | -146.6 | -151.1017 | 286.2257 | 291.9128
2020-10-01 15:00 | -81 | -82.7647 | -23.4381 | 30.6104 | 89.4213 | 91.9447 | -79 | -80.8084 | -166.1185 | 168.1406 | -166.1185 | 168.1406 | 57.5436 | 135.238 | 110.7 | 114.0166 | 109.2 | 112.7078 | -138.4 | -142.3264 | -144.2 | -148.3868 | -147.7 | -152.0477 | -147.5 | -151.9011 | 290.1213 | 298.0853
2020-10-01 15:30 | -88 | -90.2441 | -29.6646 | 37.5768 | 99.9899 | 102.8939 | -88 | -90.2441 | -186.2784 | 188.635 | -186.2784 | 188.635 | 34.5838 | 131.5242 | 110.1 | 114.0355 | 112.2 | 116.1415 | -140 | -144.4554 | -144.4 | -149.2909 | -148.4 | -153.2877 | -148.7 | -153.6283 | 287.1317 | 296.2382
2020-10-01 16:00 | -95 | -97.5141 | -29.9982 | 39.2914 | 107.1412 | 109.9068 | -93 | -95.5667 | -201.319 | 203.6686 | -201.319 | 203.6686 | 33.4235 | 122.2772 | 109.2 | 112.6339 | 111.3 | 114.8169 | -139.8 | -143.8515 | -144 | -148.1689 | -148.1 | -152.46 | -147.5 | -151.9011 | 290.9366 | 298.9476
2020-10-01 16:30 | -84 | -86.122 | -9.9712 | 25.4862 | 97.7381 | 100.2301 | -84 | -86.122 | -192.8024 | 194.7454 | -192.8024 | 194.7454 | 40.0017 | 129.1668 | 125.1 | 128.1734 | 125.7 | 129.0244 | -157.6 | -162.402 | -161.4 | -166.3794 | -165.5 | -170.5511 | -165.2 | -170.3573 | 290.4178 | 297.9726
2020-10-01 17:00 | -73 | -73.3485 | 8.4158 | 20.7187 | 88.2516 | 90.0951 | -72 | -73.3485 | -187.2884 | 188.4201 | -187.2884 | 188.4201 | 33.7397 | 135.4154 | 142.2 | 145.2685 | 141.6 | 144.7431 | -175.9 | -181.8153 | -178.6 | -184.7062 | -182.5 | -188.6814 | -182.2 | -188.4933 | 268.8871 | 276.2216
2020-10-01 17:30 | -50 | -50.4876 | 37.1874 | 39.5881 | 70.9284 | 71.9171 | -49 | -49.4975 | -170.7344 | 171.0387 | -170.7344 | 171.0387 | 23.5975 | 134.209 | 141.9 | 144.7337 | 142.2 | 145.147 | -177.8 | -183.2842 | -181.7 | -187.4569 | -186.2 | -192.0157 | -185.8 | -191.7262 | 310.9829 | 317.0659
2020-10-01 18:00 | -39 | -39.1152 | 60.8031 | 61.8068 | 54.9951 | 55.9437 | -39 | -39.1152 | -153.3265 | 153.4204 | -153.3265 | 153.4204 | 11.8435 | 128.0776 | 141.9 | 143.72 | 142.5 | 144.3602 | -178.8 | -182.6902 | -182.4 | -186.5019 | -187 | -191.1885 | -186.8 | -191.0556 | 317.5958 | 322.7566
2020-10-01 18:30 | -37 | -37 | 63.7696 | 64.5173 | 59.1345 | 59.3932 | -36 | -36 | -164.6288 | 164.682 | -164.6288 | 164.682 | -2.7862 | 127.9411 | 141.9 | 144.1615 | 144 | 146.1884 | -178.9 | -183.4712 | -184.2 | -188.9054 | -189 | -193.7635 | -188.3 | -193.0587 | 334.9153 | 339.4747
2020-10-01 19:00 | -35 | -35 | 68.5756 | 69.407 | 60.0291 | 60.1877 | -36 | -36 | -169.2155 | 169.3853 | -169.2155 | 169.3853 | 7.0748 | 106.6287 | 141.3 | 143.2245 | 142.8 | 144.8028 | -177.7 | -181.8017 | -183.3 | -188.1175 | -188.4 | -193.2448 | -188.2 | -193.1618 | 369.1008 | 373.8671
2020-10-01 19:30 | -33 | -33.1361 | 71.4615 | 72.7956 | 56.722 | 57.2563 | -33 | -33.1361 | -163.152 | 163.163 | -163.152 | 163.163 | 0.40279 | 111.4185 | 142.8 | 145.4428 | 141.3 | 144.0281 | -177.4 | -182.7752 | -182.8 | -188.3775 | -187.3 | -192.9859 | -186.8 | -192.549 | 338.9962 | 342.9719
2020-10-01 20:00 | -43 | -43.2897 | 59.1885 | 61.3539 | 67.1652 | 68.0112 | -44 | -44.2832 | -174.9289 | 174.983 | -174.9289 | 174.983 | 13.0847 | 120.6071 | 142.5 | 145.4409 | 142.2 | 145.2685 | -176.5 | -182.4211 | -181.1 | -187.302 | -185.8 | -192.0005 | -185.3 | -191.6437 | 338.3057 | 342.6138
2020-10-01 20:30 | -42 | -42.4264 | 56.1597 | 58.3172 | 67.918 | 68.7539 | -40 | -40.4475 | -171.8145 | 171.9593 | -171.8145 | 171.9593 | 21.3024 | 119.8889 | 141.9 | 144.8531 | 140.7 | 143.8627 | -175.8 | -181.968 | -180.3 | -186.7092 | -185 | -191.482 | -184.4 | -191.0324 | 332.3035 | 337.4071
2020-10-01 21:00 | -43 | -43.7379 | 56.7804 | 59.3251 | 65.8782 | 67.1031 | -45 | -45.7056 | -165.6969 | 166.0554 | -165.6969 | 166.0554 | 28.8556 | 118.5011 | 141 | 143.8515 | 141.9 | 144.9137 | -177.5 | -183.3136 | -181.5 | -187.7911 | -186.1 | -192.4427 | -185.7 | -192.1584 | 322.0078 | 327.5805
2020-10-01 21:30 | -42 | -42.2966 | 56.1418 | 57.7252 | 62.9085 | 63.7487 | -42 | -42.2966 | -162.3297 | 162.559 | -162.3297 | 162.559 | 35.9836 | 133.2465 | 144 | 146.6767 | 142.8 | 145.6162 | -178.4 | -183.8663 | -181.3 | -186.7292 | -185.9 | -191.3398 | -185.4 | -190.9973 | 293.429 | 300.1926
2020-10-01 22:00 | -52 | -52.7731 | 47.3953 | 49.8957 | 67.1126 | 68.8354 | -52 | -52.7731 | -162.9743 | 163.871 | -162.9743 | 163.871 | 46.7587 | 139.5848 | 142.5 | 145.5621 | 143.1 | 146.1496 | -178.9 | -184.7942 | -181.3 | -187.0692 | -186 | -191.8463 | -185.4 | -191.4129 | 283.0221 | 289.471
2020-10-01 22:30 | -47 | -48.5077 | 41.6376 | 44.3723 | 68.1503 | 70.1249 | -47 | -48.2701 | -165.7092 | 166.7601 | -165.7092 | 166.7601 | 60.3275 | 145.8788 | 143.4 | 146.5662 | 142.8 | 146.233 | -177.9 | -184.2358 | -179.7 | -186.0779 | -184 | -190.3357 | -183.6 | -190.1558 | 257.0187 | 266.1269
2020-10-01 23:00 | -56 | -57.9741 | 30.0112 | 36.2424 | 76.7474 | 79.7877 | -52 | -54.4059 | -177.5537 | 179.5871 | -177.5537 | 179.5871 | 86.1369 | 157.152 | 143.7 | 147.112 | 142.2 | 145.9114 | -178.1 | -184.8242 | -180 | -186.5766 | -184.6 | -191.2777 | -184 | -190.8838 | 268.8618 | 277.338
2020-10-01 23:30 | -49 | -50.6952 | 39.595 | 43.1806 | 65.2823 | 68.0482 | -48 | -50.6952 | -168.6636 | 170.1534 | -168.6636 | 170.1534 | 74.8341 | 151.2467 | 144 | 147.0309 | 144.3 | 147.3247 | -179.2 | -185.1348 | -179.1 | -185.1136 | -183.7 | -189.8423 | -183.1 | -189.4402 | 280.6848 | 292.0446
2020-10-02 | -65 | -66.7083 | 18.9966 | 26.5304 | 80.4702 | 83.52 | -62 | -63.7887 | -183.0189 | 185.4089 | -183.0189 | 185.4089 | 81.0675 | 153.5587 | 144 | 147.1533 | 142.5 | 145.8117 | -177.6 | -183.7138 | -178.4 | -184.6669 | -182.3 | -188.667 | -182.6 | -189.2955 | 263.6369 | 275.9459
2020-10-02 00:30 | -69 | -71.8401 | 10.3985 | 23.738 | 86.0321 | 89.7343 | -69 | -71.5681 | -184.1883 | 187.677 | -184.1883 | 187.677 | 75.5544 | 154.3906 | 141.6 | 145.1929 | 141.9 | 145.619 | -177.2 | -184.0378 | -176.2 | -182.9401 | -180.8 | -187.613 | -180.1 | -187.1545 | 233.1676 | 248.4028
2020-10-02 01:00 | -79 | -82.28 | -3.2498 | 23.2993 | 96.6572 | 100.402 | -79 | -82.28 | -193.957 | 198.0317 | -193.957 | 198.0317 | 79.6827 | 143.475 | 144.9 | 148.7446 | 144.9 | 148.9505 | -180.4 | -187.912 | -178.3 | -185.4505 | -182.1 | -189.379 | -181.9 | -189.4361 | 208.8908 | 222.8359
2020-10-02 01:30 | -92 | -95.8801 | -16.0044 | 30.3579 | 105.7983 | 110.1473 | -93 | -96.8401 | -206.7042 | 211.7494 | -206.7042 | 211.7494 | 76.8086 | 137.6365 | 136.2 | 140.2117 | 136.5 | 140.5032 | -169.2 | -176.1523 | -167.6 | -174.2284 | -171.9 | -178.653 | -171.1 | -177.9506 | 213.691 | 227.9405
2020-10-02 02:00 | -85 | -88.0568 | -14.5294 | 27.1524 | 102.2144 | 106.2572 | -84 | -86.8332 | -196.8778 | 201.6815 | -196.8778 | 201.6815 | 69.0404 | 131.1663 | 126.9 | 131.826 | 127.2 | 132.0341 | -159.2 | -166.5702 | -157.1 | -164.3279 | -161.1 | -168.329 | -160.4 | -167.8348 | 215.131 | 232.831
2020-10-02 02:30 | -86 | -89.2861 | -16.0548 | 26.7454 | 101.3344 | 105.2172 | -85 | -88.3233 | -210.7542 | 215.9241 | -210.7542 | 215.9241 | 57.2137 | 116.9935 | 117.3 | 122.439 | 115.8 | 121.3562 | -144 | -151.1384 | -143.2 | -149.8662 | -146.7 | -153.5055 | -146.2 | -153.1761 | 207.1414 | 221.354
2020-10-02 03:00 | -92 | -95.3363 | -20.8379 | 29.9772 | 105.9625 | 109.8609 | -92 | -95.0789 | -200.7875 | 205.36 | -200.7875 | 205.36 | 56.4955 | 107.0045 | 116.7 | 121.8643 | 116.7 | 121.8643 | -145.5 | -152.1529 | -144.2 | -150.192 | -148.2 | -154.3121 | -148 | -154.2322 | 203.4927 | 215.8174
2020-10-02 03:30 | -88 | -90.7083 | -17.8043 | 26.3421 | 101.6266 | 105.2939 | -88 | -90.7083 | -193.9265 | 198.1468 | -193.9265 | 198.1468 | 62.0646 | 109.2941 | 116.7 | 121.4407 | 116.7 | 121.7782 | -145.7 | -152.0742 | -144 | -149.9441 | -147.8 | -153.8168 | -147.5 | -153.612 | 202.6346 | 216.178
2020-10-02 04:00 | -75 | -77.3692 | -2.6154 | 15.1743 | 86.1014 | 89.4049 | -74 | -76.1577 | -187.3496 | 191.8207 | -187.3496 | 191.8207 | 59.7656 | 108.778 | 116.7 | 121.7782 | 116.4 | 121.664 | -144.9 | -151.3752 | -143 | -148.9001 | -146.5 | -152.5123 | -146.4 | -152.6407 | 192.8492 | 205.2015
2020-10-02 04:30 | -90 | -92.6499 | -19.4847 | 26.7687 | 103.3852 | 106.7083 | -90 | -92.6499 | -203.047 | 207.1499 | -203.047 | 207.1499 | 65.1533 | 108.9773 | 114.3 | 119.3069 | 117.9 | 122.7601 | -147 | -153.559 | -145.8 | -151.868 | -149.2 | -155.3283 | -149 | -155.124 | 208.2449 | 220.6841
2020-10-02 05:00 | -87 | -89.7385 | -23.0853 | 31.4462 | 110.2973 | 113.5995 | -86 | -88.5268 | -210.9166 | 214.9507 | -210.9166 | 214.9507 | 54.7171 | 99.175 | 116.7 | 121.1142 | 115.8 | 120.3284 | -146 | -152.088 | -144 | -149.6684 | -147.5 | -153.3085 | -147.1 | -153.0335 | 221.9654 | 233.1518
2020-10-02 05:30 | -99 | -102.3572 | -18.917 | 31.9683 | 109.3451 | 113.2002 | -100 | -103.3247 | -208.3691 | 212.8684 | -208.3691 | 212.8684 | 47.4908 | 95.7806 | 115.2 | 119.7511 | 115.8 | 120.4929 | -146 | -151.9764 | -144.6 | -150.0572 | -148 | -153.5208 | -147.4 | -153.0497 | 232.9368 | 242.0591
2020-10-02 06:00 | -94 | -97.5295 | -15.6574 | 31.2968 | 108.6256 | 112.4307 | -94 | -97.5295 | -211.9212 | 215.8112 | -211.9212 | 215.8112 | 53.9981 | 101.0264 | 113.1 | 118.2449 | 113.4 | 118.5607 | -141.2 | -147.7782 | -142.5 | -148.4761 | -145.7 | -151.772 | -144.7 | -150.8405 | 256.5881 | 261.7308
2020-10-02 06:30 | -89 | -97.2677 | -24.8979 | 45.1387 | 122.5108 | 127.2125 | -89 | -96.0469 | -236.829 | 241.8415 | -236.829 | 241.8415 | 37.8041 | 59.2958 | 113.4 | 116.5009 | 112.8 | 115.9169 | -142.4 | -146.0617 | -143.9 | -147.8621 | -147.6 | -151.6012 | -147.6 | -151.7625 | 296.824 | 304.4293
2020-10-02 07:00 | -116 | -120.6027 | -39.8625 | 54.7116 | 133.3533 | 137.7371 | -114 | -118.4061 | -250.7025 | 255.2471 | -250.7025 | 255.2471 | 39.5052 | 59.8847 | 113.4 | 115.9119 | 115.2 | 117.7973 | -144.6 | -148.0126 | -146.9 | -150.9197 | -151 | -154.8537 | -150.3 | -154.4817 | 313.5939 | 319.3297
2020-10-02 07:30 | -108 | -111.5706 | -47.6185 | 62.4445 | 139.1831 | 143.5175 | -108 | -111.3239 | -258.684 | 263.1863 | -258.684 | 263.1863 | 33.2405 | 52.6739 | 113.1 | 115.5565 | 113.4 | 116.1016 | -142.6 | -145.9307 | -147.6 | -151.443 | -151.3 | -155.1614 | -151.4 | -155.4155 | 330.6857 | 335.4395
2020-10-02 08:00 | -124 | -126.6965 | -38.6653 | 44.0389 | 125.6934 | 127.1592 | -124 | -126.4951 | -236.7588 | 237.6983 | -236.7588 | 237.6983 | 35.2706 | 59.2829 | 112.8 | 115.4513 | 113.7 | 116.3308 | -142.6 | -145.8606 | -148.2 | -151.8079 | -152 | -155.6694 | -151.8 | -155.5611 | 331.0111 | 333.968
2020-10-02 08:30 | -122 | -124.3382 | -51.7466 | 58.2171 | 133.2934 | 135.2455 | -121 | -123.1666 | -246.0875 | 247.5129 | -246.0875 | 247.5129 | 36.0196 | 67.4789 | 113.7 | 117.5912 | 113.1 | 117.3245 | -141.6 | -146.4814 | -147.4 | -152.5944 | -150.3 | -155.4038 | -151.1 | -156.4077 | 323.7336 | 325.1215
2020-10-02 09:00 | -116 | -117.5457 | -45.6499 | 50.4861 | 119.365 | 121.022 | -116 | -117.5457 | -226.1107 | 227.311 | -226.1107 | 227.311 | 40.3536 | 84.1289 | 112.2 | 115.9879 | 112.5 | 116.2027 | -141 | -145.4985 | -146.5 | -150.9317 | -150.4 | -154.8605 | -150.2 | -154.7863 | 301.5638 | 303.8784
2020-10-02 09:30 | -109 | -110.6436 | -49.8264 | 54.3742 | 117.9064 | 119.6887 | -110 | -111.6289 | -218.3106 | 219.7284 | -218.3106 | 219.7284 | 42.7902 | 85.3228 | 113.7 | 117.4396 | 112.2 | 116.1415 | -141.6 | -146.4304 | -145 | -149.6216 | -148.8 | -153.5262 | -148.9 | -153.6972 | 279.3208 | 281.8128
2020-10-02 10:00 | -121 | -123.5557 | -44.6469 | 51.8817 | 106.4786 | 109.7738 | -120 | -122.3765 | -194.2847 | 197.4049 | -194.2847 | 197.4049 | 56.3316 | 101.4571 | 112.8 | 116.9558 | 113.4 | 117.5345 | -142.3 | -147.2936 | -146.7 | -151.6172 | -150.2 | -155.2058 | -150.2 | -155.3071 | 266.0919 | 268.7393
2020-10-02 10:30 | -92 | -94.1488 | -36.6164 | 43.3059 | 93.8018 | 96.938 | -91 | -93.1719 | -189.2896 | 192.3691 | -189.2896 | 192.3691 | 60.8639 | 96.8197 | 114 | 117.515 | 111.9 | 115.5467 | -140.8 | -145.0849 | -145.2 | -149.5482 | -150 | -154.496 | -149.3 | -153.9131 | 258.849 | 261.3408
2020-10-02 11:00 | -103 | -106.48 | -50.8087 | 58.4418 | 105.5875 | 109.66 | -104 | -107.2007 | -192.1298 | 195.3596 | -192.1298 | 195.3596 | 57.304 | 102.4465 | 114.3 | 117.9462 | 113.4 | 117.0742 | -141.7 | -146.1035 | -146.2 | -150.8832 | -149.8 | -154.5692 | -149.7 | -154.5715 | 251.3917 | 255.256
2020-10-02 11:30 | -114 | -117.6308 | -63.1699 | 69.7859 | 118.9929 | 122.7035 | -113 | -116.6619 | -209.5065 | 212.5052 | -209.5065 | 212.5052 | 48.5004 | 99.2896 | 102.6 | 105.7941 | 102 | 105.5902 | -128.1 | -131.6809 | -133.1 | -136.5146 | -136.6 | -139.9854 | -136.4 | -139.7903 | 272.3686 | 275.2178
2020-10-02 12:00 | -112 | -115.6936 | -49.9325 | 57.271 | 107.1949 | 110.7995 | -112 | -115.447 | -205.7359 | 209.1668 | -205.7359 | 209.1668 | 38.7179 | 100.6556 | 99.6 | 104.3724 | 99.6 | 104.3724 | -125 | -129.8198 | -130 | -135.1629 | -133 | -138.1044 | -132.9 | -138.1985 | 272.9263 | 273.6206
2020-10-02 12:30 | -104 | -107.4477 | -54.87 | 61.514 | 109.7768 | 113.2649 | -104 | -107.4477 | -210.1128 | 213.4126 | -210.1128 | 213.4126 | 41.1515 | 101.0805 | 97.5 | 102.1891 | 98.4 | 103.1376 | -124.4 | -129.0954 | -131 | -135.9363 | -133.9 | -138.9447 | -133.9 | -139.0251 | 279.3062 | 279.9195
2020-10-02 13:00 | -116 | -119.8165 | -68.9891 | 76.7015 | 125.7032 | 129.5687 | -115 | -118.6002 | -219.2155 | 222.5029 | -219.2155 | 222.5029 | 34.741 | 94.3019 | 92.1 | 96.9562 | 93.9 | 98.5759 | -117.4 | -121.5785 | -123 | -127.5331 | -126.2 | -130.8572 | -125.5 | -129.9979 | 283.0481 | 283.9762
2020-10-02 13:30 | -115 | -118.8486 | -66.451 | 74.1259 | 123.9543 | 127.6749 | -116 | -119.8165 | -216.6592 | 219.5246 | -216.6592 | 219.5246 | 38.3113 | 95.6279 | 93 | 97.999 | 91.5 | 96.3864 | -116.8 | -121.1839 | -123.1 | -127.7091 | -125.4 | -130.1392 | -124.7 | -129.5857 | 288.5527 | 289.3093
2020-10-02 14:00 | -108 | -111.8258 | -56.7835 | 65.0078 | 118.4266 | 122.1376 | -108 | -111.5706 | -209.6663 | 212.3487 | -209.6663 | 212.3487 | 25.5475 | 94.7229 | 91.2 | 96.4867 | 93 | 97.999 | -116.8 | -121.5368 | -122.5 | -127.4294 | -125.4 | -130.4928 | -125.4 | -130.4652 | 294.5672 | 295.2393
2020-10-02 14:30 | -108 | -111.5706 | -52.7421 | 60.7753 | 118.2659 | 121.6854 | -108 | -111.3239 | -212.5576 | 214.8831 | -212.5576 | 214.8831 | 32.4775 | 97.545 | 91.8 | 97.1518 | 92.1 | 97.1454 | -116.2 | -120.8498 | -122.3 | -127.1274 | -125.5 | -130.4243 | -125.2 | -130.1357 | 293.9232 | 294.369
2020-10-02 15:00 | -103 | -105.3233 | -42.0962 | 48.3078 | 111.0896 | 113.3339 | -103 | -105.119 | -206.0074 | 207.2607 | -206.0074 | 207.2607 | 29.5342 | 91.3139 | 93 | 98.1899 | 94.5 | 99.707 | -117.5 | -122.0732 | -123.7 | -128.2611 | -126.8 | -131.5152 | -126.6 | -131.3757 | 298.5444 | 298.9734
2020-10-02 15:30 | -91 | -93.8616 | -32.1386 | 43.0446 | 107.6932 | 111.1267 | -91 | -93.8616 | -204.0277 | 206.2313 | -204.0277 | 206.2313 | 18.4129 | 98.9331 | 92.1 | 97.4354 | 92.1 | 97.9352 | -116.5 | -121.3663 | -122.8 | -127.7936 | -126.1 | -131.2763 | -125.9 | -131.0842 | 326.702 | 327.2883
2020-10-02 16:00 | -98 | -101.3903 | -27.0113 | 39.6248 | 108.3461 | 111.8523 | -98 | -101.3903 | -210.5605 | 212.7373 | -210.5605 | 212.7373 | 3.1176 | 81.414 | 96.9 | 102.1732 | 97.8 | 103.1219 | -122.4 | -127.9281 | -127.5 | -133.6873 | -131.1 | -137.3915 | -130.5 | -136.7891 | 309.431 | 310.2715
2020-10-02 16:30 | -89 | -93.0054 | -9.6556 | 31.6814 | 100.8454 | 104.7409 | -90 | -93.9628 | -205.321 | 207.7284 | -205.321 | 207.7284 | 16.0024 | 89.3706 | 118.2 | 122.9652 | 117.9 | 123.0139 | -147.3 | -153.7599 | -152.5 | -159.461 | -156.3 | -163.3874 | -155.8 | -162.9677 | 286.1642 | 286.8392
2020-10-02 17:00 | -86 | -87.6641 | -0.69052 | 20.6621 | 99.7492 | 101.279 | -85 | -86.4928 | -210.1596 | 210.6795 | -210.1596 | 210.6795 | 18.7345 | 81.7019 | 122.7 | 126.531 | 123 | 126.8954 | -153.7 | -159.4677 | -157.8 | -164.2843 | -161.7 | -168.3642 | -161.2 | -167.884 | 305.4309 | 306.8457
2020-10-02 17:30 | -71 | -72.5672 | 20.1537 | 29.7966 | 89.704 | 91.355 | -71 | -72.5672 | -200.3496 | 200.8198 | -200.3496 | 200.8198 | 27.2825 | 92.2825 | 140.4 | 143.1453 | 139.8 | 142.6755 | -174.6 | -179.9857 | -178.4 | -184.3605 | -183 | -189.0893 | -182.5 | -188.6814 | 306.5557 | 307.7477
2020-10-02 18:00 | -55 | -56.0892 | 38.1494 | 42.2085 | 75.0674 | 76.6021 | -56 | -57.0701 | -181.1509 | 181.4852 | -181.1509 | 181.4852 | 30.6015 | 96.8224 | 141 | 143.8515 | 141 | 143.9112 | -175.6 | -180.9559 | -181.4 | -187.5412 | -186 | -192.316 | -185.1 | -191.3993 | 337.0299 | 338.9293
2020-10-02 18:30 | -69 | -70.6116 | 26.35 | 35.9203 | 92.3634 | 94.2532 | -69 | -70.6116 | -208.204 | 208.8446 | -208.204 | 208.8446 | 31.8024 | 96.9163 | 141.9 | 144.9748 | 140.7 | 143.9256 | -176.3 | -182.2529 | -181.3 | -187.4192 | -185.7 | -191.9543 | -185.2 | -191.6437 | 339.9992 | 341.3618
2020-10-02 19:00 | -85 | -85.8429 | 15.0282 | 28.8323 | 108.161 | 109.3434 | -84 | -85 | -232.2959 | 232.6816 | -232.2959 | 232.6816 | 23.9735 | 86.9427 | 140.4 | 142.9162 | 141.9 | 144.5592 | -176.3 | -181.5634 | -181.9 | -187.167 | -186.4 | -191.8966 | -186.1 | -191.6769 | 336.1795 | 337.7484
2020-10-02 19:30 | -91 | -93.8616 | 11.8061 | 34.2981 | 111.2199 | 113.8112 | -91 | -93.8616 | -233.8331 | 235.3851 | -233.8331 | 235.3851 | 20.0646 | 92.2294 | 141.6 | 144.6812 | 142.5 | 145.5621 | -175.7 | -181.7491 | -180.3 | -186.503 | -184.7 | -190.9362 | -184.7 | -191.1664 | 324.2386 | 326.0076
2020-10-02 20:00 | -101 | -104.5466 | -1.6783 | 35.0506 | 122.0513 | 125.2711 | -101 | -104.5466 | -246.0874 | 248.5088 | -246.0874 | 248.5088 | 14.6114 | 91.8049 | 143.7 | 147.048 | 142.8 | 146.4295 | -176.5 | -183.364 | -179.3 | -186.1142 | -183.6 | -190.525 | -183.2 | -190.2201 | 278.74 | 280.4929
2020-10-02 20:30 | -99 | -102.3572 | 0.62136 | 33.0076 | 115.3756 | 118.5102 | -99 | -102.3572 | -230.8486 | 233.4676 | -230.8486 | 233.4676 | 32.4695 | 99.5681 | 142.5 | 145.7123 | 143.1 | 146.3351 | -177.2 | -183.691 | -180.7 | -187.6509 | -185.4 | -192.5543 | -184.7 | -191.9347 | 285.0473 | 287.4734
2020-10-02 21:00 | -105 | -108.6692 | -17.4114 | 40.276 | 129.2012 | 132.6578 | -105 | -108.6692 | -247.7297 | 251.2639 | -247.7297 | 251.2639 | 44.6569 | 91.9269 | 143.1 | 146.0288 | 142.8 | 145.9172 | -177.5 | -183.4898 | -179.7 | -186.1821 | -183.8 | -190.3489 | -183.6 | -190.3392 | 262.2737 | 266.3916
2020-10-02 21:30 | -114 | -118.9622 | -23.0969 | 44.9278 | 132.5471 | 136.4436 | -114 | -118.6802 | -252.8066 | 257.1651 | -252.8066 | 257.1651 | 46.6094 | 91.0182 | 137.7 | 140.6184 | 137.7 | 140.8036 | -170.6 | -176.2579 | -173.2 | -179.3594 | -177.6 | -183.8941 | -177.1 | -183.542 | 258.9732 | 263.8903
2020-10-02 22:00 | -111 | -116.0905 | -18.2023 | 40.8308 | 122.8327 | 127.5146 | -110 | -115.1347 | -234.7174 | 239.7721 | -234.7174 | 239.7721 | 32.7199 | 85.2596 | 124.8 | 128.1478 | 124.5 | 127.9242 | -157.2 | -162.4084 | -159.3 | -165.0799 | -163.7 | -169.5883 | -162.8 | -168.8517 | 257.2287 | 262.4897
2020-10-02 22:30 | -113 | -115.9526 | -8.9968 | 22.5612 | 110.1221 | 112.0023 | -112 | -114.9783 | -220.8738 | 222.2721 | -220.8738 | 222.2721 | 30.2762 | 106.7938 | 110.4 | 114.1708 | 110.7 | 114.4609 | -139.5 | -144.1501 | -141.9 | -146.9 | -145.4 | -150.5588 | -145.3 | -150.443 | 266.6624 | 269.5069
2020-10-02 23:00 | -101 | -103.1601 | -21.1226 | 31.998 | 119.3493 | 121.6105 | -101 | -103.1601 | -253.6901 | 256.0102 | -253.6901 | 256.0102 | 38.4419 | 106.823 | 111.6 | 116.7227 | 114 | 118.8485 | -142.2 | -148.4439 | -143.6 | -149.9862 | -147.4 | -153.9131 | -146.9 | -153.6672 | 265.1959 | 268.9973
2020-10-02 23:30 | -100 | -102.6109 | -18.4416 | 29.6667 | 114.0181 | 116.9315 | -99 | -101.6366 | -235.9182 | 238.0819 | -235.9182 | 238.0819 | 43.1066 | 107.4312 | 119.1 | 123.35 | 119.1 | 123.6677 | -149 | -155.3609 | -149.7 | -156.2312 | -153.4 | -160.0626 | -153 | -159.7367 | 271.3447 | 274.662
2020-10-03 | -100 | -102.8397 | -21.4967 | 30.9503 | 113.5293 | 116.5888 | -99 | -101.8676 | -227.7091 | 230.3766 | -227.7091 | 230.3766 | 66.1456 | 126.6004 | 133.8 | 138.5584 | 133.5 | 138.0372 | -166 | -173.8349 | -165.7 | -173.6378 | -169.7 | -177.8137 | -168.9 | -177.0204 | 228.3736 | 232.6187
2020-10-03 00:30 | -104 | -106.5129 | -16.5183 | 21.2665 | 102.9605 | 104.8697 | -104 | -106.5129 | -205.0748 | 206.6645 | -205.0748 | 206.6645 | 54.036 | 119.9944 | 123 | 127.9928 | 122.7 | 127.8722 | -155.3 | -162.6079 | -154.7 | -162.2446 | -158.4 | -165.9841 | -157.7 | -165.4065 | 221.7993 | 228.3422
2020-10-03 01:00 | -105 | -107.0794 | -16.1064 | 19.0551 | 97.9905 | 99.8094 | -104 | -105.9056 | -209.3763 | 211.6176 | -209.3763 | 211.6176 | 51.5814 | 117.0032 | 113.4 | 118.6196 | 114.9 | 120.3183 | -142.3 | -149.2457 | -142.3 | -149.5196 | -145.7 | -153.0012 | -145.5 | -152.9643 | 224.7506 | 233.2554
2020-10-03 01:30 | -97 | -98.656 | -27.7685 | 31.4427 | 109.3111 | 111.6981 | -96 | -97.4936 | -209.3576 | 211.5849 | -209.3576 | 211.5849 | 52.3237 | 117.4164 | 111.9 | 117.8271 | 111.3 | 117.3522 | -139.9 | -147.3939 | -139.7 | -147.4582 | -142.2 | -150.0508 | -142.9 | -150.9705 | 224.0344 | 233.4864
2020-10-03 02:00 | -93 | -94.3663 | -25.4389 | 27.6309 | 103.654 | 105.705 | -94 | -95.352 | -202.4098 | 204.5404 | -202.4098 | 204.5404 | 57.8769 | 120.1399 | 112.5 | 118.8731 | 113.4 | 119.1601 | -140.6 | -148.4711 | -139.1 | -147.0812 | -142.8 | -150.9082 | -142.4 | -150.8239 | 211.5258 | 219.7526
2020-10-03 02:30 | -98 | -100.6628 | -32.7253 | 36.5497 | 108.406 | 111.6358 | -98 | -100.439 | -203.3807 | 206.9306 | -203.3807 | 206.9306 | 59.3906 | 118.722 | 111 | 117.8523 | 113.1 | 120.0319 | -140.2 | -149.0856 | -138.5 | -147.4881 | -141.6 | -150.7773 | -141.3 | -150.6338 | 193.7907 | 204.8223
2020-10-03 03:00 | -104 | -107.4477 | -41.8416 | 46.8013 | 116.9782 | 120.8117 | -104 | -107.4477 | -213.4128 | 217.6166 | -213.4128 | 217.6166 | 60.4432 | 119.1874 | 113.1 | 120.1327 | 114 | 120.9804 | -143.7 | -153.7233 | -141.4 | -151.3247 | -145.4 | -155.4193 | -144.7 | -154.8357 | 182.881 | 192.4041
2020-10-03 03:30 | -97 | -99.4636 | -33.8074 | 37.9006 | 108.329 | 111.7623 | -98 | -100.439 | -216.2869 | 220.6583 | -216.2869 | 220.6583 | 60.729 | 119.0985 | 112.8 | 119.4501 | 112.5 | 119.8758 | -140.6 | -149.9078 | -139.3 | -148.6892 | -142.9 | -152.5166 | -141.9 | -151.6857 | 184.0112 | 195.1732
2020-10-03 04:00 | -94 | -96.7729 | -22.4964 | 27.549 | 96.5167 | 100.4939 | -94 | -96.7729 | -195.4944 | 200.3789 | -195.4944 | 200.3789 | 61.4231 | 123.4096 | 110.7 | 117.8759 | 113.1 | 120.6466 | -141 | -150.4219 | -139.2 | -148.572 | -142.4 | -152.1184 | -142 | -151.8855 | 178.6956 | 188.5946
2020-10-03 04:30 | -102 | -105.2616 | -39.9669 | 44.8392 | 114.3276 | 118.1376 | -102 | -105.2616 | -213.1201 | 217.74 | -213.1201 | 217.74 | 66.8289 | 126.0243 | 113.4 | 120.6183 | 115.2 | 122.6174 | -143.5 | -152.8365 | -140.8 | -150.4448 | -144.4 | -154.2017 | -144.6 | -154.8002 | 181.6935 | 191.5917
2020-10-03 05:00 | -102 | -105.2616 | -39.5061 | 44.4588 | 113.1451 | 117.5059 | -101 | -104.0481 | -210.7101 | 215.8843 | -210.7101 | 215.8843 | 60.0595 | 120.5489 | 111.6 | 118.9276 | 111.9 | 119.3129 | -139 | -148.7753 | -137.7 | -147.6195 | -141.1 | -151.2956 | -140.2 | -150.5092 | 190.9214 | 200.7073
2020-10-03 05:30 | -100 | -102.3914 | -37.7002 | 41.432 | 111.6296 | 114.7159 | -99 | -102.3572 | -215.2079 | 219.1042 | -215.2079 | 219.1042 | 62.5564 | 117.6536 | 111 | 118.3647 | 114.9 | 122.131 | -142.4 | -151.735 | -140.7 | -150.1408 | -144.1 | -153.8156 | -143.3 | -153.1016 | 191.8812 | 201.9836
2020-10-03 06:00 | -100 | -103.846 | -38.8454 | 44.1667 | 109.8208 | 114.7368 | -99 | -103.1601 | -210.7199 | 216.3868 | -210.7199 | 216.3868 | 60.4726 | 119.9468 | 110.7 | 118.0834 | 113.1 | 120.7514 | -140.9 | -150.3282 | -138.9 | -148.6681 | -142.2 | -152.2504 | -141.7 | -151.9274 | 191.5126 | 202.8258
2020-10-03 06:30 | -101 | -105.0809 | -38.0754 | 43.8365 | 109.2449 | 114.1598 | -101 | -105.0809 | -212.4297 | 218.4233 | -212.4297 | 218.4233 | 63.5155 | 118.4828 | 110.4 | 117.8023 | 113.1 | 120.2341 | -138.9 | -148.3497 | -137.3 | -146.8526 | -140.5 | -150.2702 | -140.4 | -150.4266 | 185.2861 | 196.3343
2020-10-03 07:00 | -98 | -101.6514 | -42.8814 | 47.3994 | 109.0287 | 113.5641 | -99 | -102.3572 | -217.704 | 224.2634 | -217.704 | 224.2634 | 58.1071 | 112.5489 | 110.1 | 116.4081 | 110.4 | 116.6919 | -139.8 | -148.4387 | -138 | -146.7107 | -141 | -149.94 | -140.7 | -149.8979 | 187.8486 | 199.9861
2020-10-03 07:30 | -110 | -114.2847 | -44.053 | 49.8272 | 113.3949 | 118.1649 | -110 | -114.2847 | -220.2442 | 226.8666 | -220.2442 | 226.8666 | 36.8728 | 102.4059 | 93.3 | 100.332 | 93 | 99.8333 | -120.1 | -127.6333 | -120.2 | -128.2425 | -123 | -131.1806 | -122.6 | -130.9105 | 212.3518 | 222.6132
2020-10-03 08:00 | -110 | -114.2847 | -54.2018 | 60.497 | 124.0077 | 128.6199 | -110 | -114.0175 | -226.0176 | 231.9379 | -226.0176 | 231.9379 | 35.2454 | 101.0703 | 96.6 | 102.5759 | 97.5 | 104.0382 | -120.8 | -127.926 | -123.2 | -130.7208 | -126.3 | -134.0102 | -125.1 | -132.9474 | 215.8621 | 225.4827
2020-10-03 08:30 | -106 | -110.1635 | -57.1264 | 62.6043 | 120.6913 | 125.5267 | -106 | -110.1635 | -228.82 | 235.5563 | -228.82 | 235.5563 | 48.9417 | 101.5236 | 94.8 | 101.4053 | 94.8 | 100.6789 | -119.3 | -125.8282 | -121.7 | -128.5168 | -124.4 | -131.3308 | -124.6 | -131.8193 | 237.102 | 246.2516
2020-10-03 09:00 | -94 | -97.0155 | -55.6679 | 58.374 | 106.5793 | 110.4553 | -95 | -97.9847 | -210.2014 | 215.0945 | -210.2014 | 215.0945 | 47.6932 | 110.3909 | 92.7 | 99.3367 | 93.9 | 99.7305 | -119.8 | -126.8829 | -121.5 | -129.0523 | -124.3 | -132.0593 | -124 | -131.947 | 230.0458 | 241.8284
2020-10-03 09:30 | -107 | -110.354 | -63.624 | 66.1729 | 106.2964 | 110.2738 | -106 | -109.3846 | -209.2819 | 213.8966 | -209.2819 | 213.8966 | 49.4513 | 114.0548 | 94.5 | 100.9129 | 93.9 | 99.6298 | -119.2 | -125.8282 | -121.7 | -128.9736 | -124.9 | -132.3573 | -124.5 | -132.0464 | 224.2934 | 234.6055
2020-10-03 10:00 | -105 | -108.6692 | -69.5173 | 73.3138 | 112.5127 | 117.075 | -107 | -110.6029 | -220.7292 | 225.5009 | -220.7292 | 225.5009 | 48.5388 | 114.4984 | 93.3 | 99.684 | 94.2 | 100.1142 | -118.4 | -124.4098 | -121.5 | -127.8838 | -124.9 | -131.4261 | -124.4 | -131.045 | 236.5885 | 244.083
2020-10-03 10:30 | -110 | -113.031 | -76.5782 | 79.1247 | 118.1133 | 121.4732 | -111 | -113.565 | -215.7991 | 219.1096 | -215.7991 | 219.1096 | 45.1282 | 105.9007 | 93.3 | 99.1658 | 94.5 | 101.5583 | -119 | -125.073 | -122.1 | -128.6731 | -124.6 | -131.2663 | -125.1 | -131.9304 | 240.6747 | 247.3268
2020-10-03 11:00 | -109 | -112.2943 | -66.5638 | 70.0816 | 106.3781 | 110.7034 | -110 | -113.031 | -213.4381 | 217.5732 | -213.4381 | 217.5732 | 40.1542 | 112.625 | 93.9 | 99.832 | 94.2 | 101.0604 | -118.4 | -124.752 | -122.9 | -129.5585 | -126 | -132.8157 | -125.7 | -132.5628 | 227.5608 | 234.6159
2020-10-03 11:30 | -110 | -113.7585 | -78.1726 | 82.449 | 119.2432 | 123.7778 | -110 | -113.5077 | -212.1544 | 216.2001 | -212.1544 | 216.2001 | 40.1641 | 100.4639 | 91.2 | 96.4867 | 92.1 | 98.2448 | -116.2 | -121.6785 | -120.3 | -126.0895 | -123.2 | -129.153 | -122.8 | -128.932 | 246.375 | 252.9113
2020-10-03 12:00 | -99 | -101 | -54.8429 | 56.5376 | 96.8332 | 99.4077 | -100 | -101.789 | -196.3887 | 198.8663 | -196.3887 | 198.8663 | 37.4827 | 108.5151 | 93 | 98.6813 | 93.3 | 99.0645 | -117 | -123.0782 | -121.4 | -127.7582 | -124.2 | -130.6365 | -124.7 | -131.3613 | 234.8902 | 240.1761
2020-10-03 12:30 | -112 | -114.9783 | -65.0786 | 69.5804 | 121.9667 | 125.4411 | -111 | -114.0044 | -214.1727 | 216.863 | -214.1727 | 216.863 | 29.2563 | 108.8176 | 93.9 | 99.4309 | 93.6 | 99.7558 | -116.8 | -122.7336 | -121.6 | -127.8856 | -124.6 | -131.1099 | -124.3 | -130.8873 | 242.1558 | 248.0163
2020-10-03 13:00 | -122 | -125.6344 | -62.4309 | 68.6427 | 132.7226 | 136.2356 | -122 | -125.3994 | -231.44 | 234.4747 | -231.44 | 234.4747 | 11.5962 | 100.8787 | 89.4 | 95.1927 | 89.7 | 95.8921 | -114 | -119.7925 | -121.1 | -127.0727 | -124.1 | -130.265 | -123.9 | -130.105 | 256.074 | 260.1234
2020-10-03 13:30 | -131 | -133.5552 | -64.1943 | 68.2726 | 142.9254 | 144.7108 | -132 | -134.1641 | -237.8834 | 239.2697 | -237.8834 | 239.2697 | 12.9121 | 93.0421 | 93.9 | 98.6676 | 92.4 | 97.2412 | -117.3 | -121.9899 | -124.7 | -129.904 | -128.1 | -133.42 | -127.6 | -133.0325 | 263.7501 | 268.5823
2020-10-03 14:00 | -120 | -123.2234 | -55.6167 | 61.4037 | 128.9889 | 132.2696 | -120 | -123.4544 | -227.3024 | 229.8817 | -227.3024 | 229.8817 | 11.144 | 98.3152 | 93 | 98.384 | 92.1 | 97.6328 | -116.4 | -121.7223 | -123.4 | -128.9141 | -126.4 | -132.0752 | -125.8 | -131.472 | 269.8159 | 274.2841
2020-10-03 14:30 | -109 | -111.4002 | -56.1562 | 59.9715 | 120.6246 | 123.1608 | -110 | -112.3788 | -221.6284 | 223.2997 | -221.6284 | 223.2997 | 28.5649 | 100.5027 | 94.5 | 99.2388 | 96.6 | 101.1512 | -120.6 | -125.5761 | -124.4 | -129.6442 | -127.8 | -133.1882 | -127.2 | -132.6693 | 268.5067 | 274.1185
2020-10-03 15:00 | -113 | -115.1217 | -58.7667 | 62.1556 | 124.7205 | 127.1183 | -113 | -115.1217 | -231.4005 | 233.0199 | -231.4005 | 233.0199 | 18.4632 | 96.5213 | 92.7 | 97.3416 | 94.2 | 99.0454 | -117.3 | -121.8536 | -123.9 | -128.8031 | -127 | -131.9488 | -126.9 | -131.9082 | 289.9158 | 294.5852
2020-10-03 15:30 | -100 | -103.5809 | -39.8138 | 46.7799 | 111.7315 | 115.3408 | -100 | -103.3247 | -219.9644 | 222.3698 | -219.9644 | 222.3698 | 13.7376 | 110.428 | 109.8 | 115.003 | 111 | 116.0612 | -140.4 | -147.014 | -144.1 | -150.8442 | -147.3 | -154.1968 | -147.4 | -154.3812 | 250.1564 | 254.4309
2020-10-03 16:00 | -97 | -99.4636 | -26.7569 | 34.0509 | 110.4651 | 112.9215 | -98 | -100.2247 | -211.6856 | 213.2943 | -211.6856 | 213.2943 | 20.4331 | 106.6053 | 118.2 | 121.9477 | 117.9 | 121.6569 | -146.9 | -151.8107 | -149.8 | -155.1002 | -153.4 | -158.8364 | -153.1 | -158.5988 | 254.2573 | 259.4545
2020-10-03 16:30 | -80 | -81.3941 | -12.3378 | 19.6325 | 96.2228 | 98.2441 | -79 | -80.2309 | -199.9706 | 200.8567 | -199.9706 | 200.8567 | 35.4898 | 118.6607 | 135 | 138.6948 | 138 | 141.6842 | -171.6 | -178.2409 | -172.2 | -178.8997 | -176.4 | -183.3493 | -175.9 | -183.0192 | 235.7994 | 239.7517
2020-10-03 17:00 | -55 | -55.5788 | 21.8929 | 23.9757 | 71.8039 | 73.1797 | -55 | -55.5788 | -179.7966 | 180.084 | -179.7966 | 180.084 | 26.4314 | 121.4205 | 143.7 | 147.048 | 143.4 | 146.7549 | -179.2 | -186.0179 | -179.4 | -186.3337 | -183.9 | -191.002 | -183.3 | -190.5059 | 220.8124 | 226.0102
2020-10-03 17:30 | -34 | -34 | 48.7926 | 48.8235 | 53.0107 | 53.3859 | -33 | -33 | -162.735 | 162.7352 | -162.735 | 162.7352 | 20.0885 | 116.8091 | 137.7 | 140.8036 | 137.4 | 140.5102 | -171.8 | -177.6211 | -175 | -181.0982 | -179.3 | -185.5622 | -178.9 | -185.2274 | 263.5413 | 268.6948
2020-10-03 18:00 | -7 | -8.0623 | 75.3174 | 75.3975 | 27.7543 | 28.1193 | -8 | -8.9443 | -116.6651 | 117.0044 | -116.6651 | 117.0044 | 29.2115 | 112.6647 | 136.8 | 140.1806 | 137.4 | 140.8317 | -171.7 | -178.2563 | -176.6 | -183.707 | -180.7 | -187.8408 | -180.6 | -187.9095 | 308.9471 | 313.8877
2020-10-03 18:30 | 0 | 7 | 84.7639 | 84.8898 | 20.6295 | 22.2961 | 0 | 7 | -107.1945 | 107.9779 | -107.1945 | 107.9779 | 19.6286 | 109.8206 | 137.1 | 140.6053 | 137.4 | 140.8978 | -171.7 | -178.299 | -176.8 | -183.5987 | -180.9 | -187.8435 | -180.6 | -187.6901 | 304.1649 | 309.3846
2020-10-03 19:00 | 7 | 11.4018 | 94.2384 | 94.3541 | 15.225 | 18.6506 | 8 | 12.0416 | -101.4124 | 102.2435 | -101.4124 | 102.2435 | 9.7148 | 105.0027 | 138 | 141.3519 | 137.4 | 140.7013 | -171.9 | -178.0001 | -175.5 | -182.1049 | -179.8 | -186.5426 | -179.6 | -186.4569 | 297.3798 | 303.1234
2020-10-03 19:30 | -10 | -10.4403 | 75.3474 | 75.3497 | 32.3903 | 32.6613 | -9 | -9.4868 | -123.1733 | 123.2126 | -123.1733 | 123.2126 | 7.2703 | 101.4509 | 136.8 | 140.3128 | 137.4 | 140.8317 | -170.5 | -177.1278 | -173.5 | -180.2866 | -177.7 | -184.6004 | -177.6 | -184.5167 | 270.2325 | 275.8837
2020-10-03 20:00 | -5 | -6.0828 | 78.9468 | 78.9551 | 25.3094 | 25.6831 | -5 | -6.0828 | -114.858 | 114.873 | -114.858 | 114.873 | 27.1326 | 114.6855 | 138.6 | 142.2013 | 138.6 | 142.1345 | -174.5 | -181.1146 | -177.4 | -184.9771 | -181.8 | -189.5086 | -181.6 | -189.4871 | 273.4319 | 279.8814
2020-10-03 20:30 | 0 | 1 | 84.2209 | 84.2986 | 16.4399 | 16.942 | 0 | 2 | -98.812 | 98.8439 | -98.812 | 98.8439 | 39.7786 | 118.8868 | 139.2 | 142.9209 | 139.5 | 143.2813 | -172 | -179.204 | -174.3 | -182.3629 | -178.5 | -186.614 | -178.4 | -186.6055 | 250.8344 | 259.8869
2020-10-03 21:00 | 0 | 0 | 80.4763 | 80.6161 | 17.1544 | 17.726 | 0 | 0 | -94.0455 | 94.0818 | -94.0455 | 94.0818 | 55.4701 | 136.1422 | 136.5 | 140.6466 | 135 | 139.1185 | -170.8 | -178.1092 | -173.4 | -180.8577 | -177.5 | -185.073 | -177.1 | -184.8605 | 261.6999 | 267.6045
2020-10-03 21:30 | 3 | 3 | 80.2137 | 80.3226 | 13.6464 | 15.4091 | 3 | 3.1623 | -78.4634 | 78.6088 | -78.4634 | 78.6088 | 56.4739 | 135.8941 | 140.7 | 145.085 | 139.8 | 144.139 | -173.9 | -181.6724 | -175.2 | -183.0122 | -179.2 | -187.1883 | -178.8 | -186.9216 | 223.5718 | 231.2098
2020-10-03 22:00 | 1 | 1 | 76.3886 | 76.6154 | 13.4679 | 15.1279 | 0 | 0 | -75.8971 | 76.0375 | -75.8971 | 76.0375 | 53.2566 | 131.3663 | 141.6 | 145.8136 | 141.6 | 145.9579 | -175.4 | -183.4949 | -175.4 | -183.3195 | -179.4 | -187.4376 | -178.9 | -187.2225 | 185.6573 | 197.0906
2020-10-03 22:30 | 0 | 0 | 74.8438 | 75.0254 | 13.5288 | 16.0274 | 1 | 1 | -80.2181 | 80.5058 | -80.2181 | 80.5058 | 64.5391 | 136.855 | 142.5 | 147.7405 | 140.7 | 146.1665 | -176.3 | -186.3595 | -174.8 | -184.5847 | -178.7 | -188.76 | -178.4 | -188.6054 | 172.2304 | 184.3958
2020-10-03 23:00 | 1 | 1 | 69.0456 | 69.1966 | 15.4496 | 18.8758 | 0 | 0 | -85.0112 | 85.5084 | -85.0112 | 85.5084 | 63.892 | 134.3107 | 141.6 | 147.0331 | 143.4 | 148.8475 | -176.2 | -186.493 | -174.1 | -184.1489 | -178 | -188.2271 | -177.8 | -188.3328 | 152.0956 | 166.7884
2020-10-03 23:30 | 8 | 8.0623 | 75.0382 | 75.2773 | 8.5659 | 12.9524 | 8 | 8 | -82.9525 | 83.1876 | -82.9525 | 83.1876 | 54.8593 | 124.3597 | 142.8 | 146.5634 | 141.3 | 145.3097 | -175.8 | -183.4432 | -173.4 | -181.0867 | -177.8 | -185.6946 | -177.5 | -185.5615 | 159.4558 | 175.7153
2020-10-04 | -11 | -12.083 | 51.1888 | 51.2827 | 28.5684 | 32.1369 | -12 | -13 | -105.3697 | 106.5123 | -105.3697 | 106.5123 | 62.14 | 134.9081 | 140.4 | 144.7941 | 141.9 | 146.3219 | -174.7 | -182.8849 | -172.3 | -180.4684 | -176.4 | -184.8649 | -176.3 | -184.9802 | 161.3967 | 178.4249
2020-10-04 00:30 | -30 | -31.3209 | 30.0304 | 30.0692 | 45.2641 | 49.1169 | -30 | -31.3209 | -122.9461 | 125.2643 | -122.9461 | 125.2643 | 77.7875 | 143.4714 | 141 | 145.4493 | 140.7 | 145.0921 | -175.6 | -183.7449 | -173.5 | -181.8285 | -177.7 | -186.1952 | -176.9 | -185.5824 | 167.4073 | 187.2022
2020-10-04 01:00 | -15 | -15.2971 | 44.2427 | 44.7329 | 27.9533 | 30.9947 | -15 | -15.2971 | -97.9843 | 99.4794 | -97.9843 | 99.4794 | 92.2739 | 154.4477 | 139.2 | 143.8552 | 141.6 | 146.031 | -175.8 | -184.1792 | -173.9 | -182.3601 | -178 | -186.6312 | -177.5 | -186.4582 | 171.2817 | 190.9718
2020-10-04 01:30 | 0 | 0 | 56.0009 | 56.8098 | 14.3068 | 17.6978 | 0 | 0 | -86.3581 | 88.0209 | -86.3581 | 88.0209 | 111.9668 | 172.3015 | 141.6 | 146.7932 | 142.5 | 147.7405 | -175.3 | -184.9305 | -172.7 | -182.4678 | -176.8 | -186.768 | -176.4 | -186.6203 | 166.1649 | 187.5603
2020-10-04 03:00 | -2 | -2.2361 | 53.2057 | 54.8173 | 16.4922 | 18.0947 | -2 | -2.2361 | -86.4067 | 87.7589 | -86.4067 | 87.7589 | 126.1768 | 176.1399 | 140.1 | 144.6514 | 141.3 | 145.8139 | -176 | -184.6036 | -174.6 | -183.6376 | -178.6 | -187.72 | -178.2 | -187.7446 | 181.3446 | 204.7818
2020-10-04 03:30 | -9 | -9 | 46.331 | 47.4886 | 21.8883 | 24.0174 | -8 | -8 | -85.1409 | 86.3527 | -85.1409 | 86.3527 | 130.9396 | 180.1427 | 142.8 | 147.5659 | 141 | 145.8247 | -177.5 | -186.5195 | -175.7 | -185.057 | -180 | -189.5165 | -179.4 | -189.2948 | 163.8255 | 190.0004
2020-10-04 03:00 | -10 | -10 | 45.1845 | 46.3366 | 22.195 | 24.5272 | -9 | -9 | -84.0398 | 85.4137 | -84.0398 | 85.4137 | 120.9287 | 175.2281 | 142.8 | 147.6418 | 144 | 148.7274 | -179.4 | -188.4813 | -175.8 | -185.3095 | -180.2 | -189.8948 | -179.7 | -189.707 | 139.0425 | 170.3977
2020-10-04 03:30 | -6 | -8.4853 | 47.1975 | 47.3573 | 19.5925 | 25.565 | -5 | -7.8102 | -76.0424 | 80.0011 | -76.0424 | 80.0011 | 123.279 | 154.6324 | 144 | 149.2665 | 144 | 149.3458 | -178.4 | -188.124 | -175 | -187.4948 | -179 | -191.8745 | -178.8 | -192.0142 | 132.1967 | 132.2593
2020-10-04 04:00 | -4 | -7.2111 | 50.144 | 50.2842 | 16.8084 | 23.5432 | -4 | -7.2111 | -71.9012 | 76.1203 | -71.9012 | 76.1203 | 115.132 | 147.0837 | 143.4 | 148.0715 | 144 | 148.6526 | -178.8 | -187.9719 | -174.6 | -186.4466 | -178.6 | -190.824 | -178.1 | -190.64 | 120.035 | 120.1103
2020-10-04 04:30 | 3 | 5 | 56.7389 | 57.0685 | 9.532 | 17.7762 | 3 | 5 | -67.4727 | 71.9026 | -67.4727 | 71.9026 | 117.9109 | 141.0272 | 143.7 | 147.9246 | 144.3 | 148.8692 | -176.6 | -185.479 | -173 | -184.2513 | -176.9 | -188.4638 | -176.7 | -188.5887 | 119.9179 | 120.1457
2020-10-04 05:00 | 5 | 7.8102 | 60.1239 | 60.2978 | 7.2707 | 17.298 | 6 | 8.4853 | -65.7853 | 70.7068 | -65.7853 | 70.7068 | 118.37 | 141.272 | 143.7 | 147.9961 | 141.9 | 146.3954 | -178.2 | -186.9123 | -174.5 | -185.5923 | -178.5 | -189.8981 | -178.2 | -189.891 | 124.4936 | 124.7726
2020-10-04 05:30 | 5 | 7.8102 | 60.2562 | 60.3888 | 8.922 | 17.9542 | 4 | 7.2111 | -70.4205 | 74.9677 | -70.4205 | 74.9677 | 118.4148 | 141.0653 | 142.8 | 146.9792 | 142.5 | 147.0508 | -178.5 | -186.9886 | -175.8 | -186.6465 | -179.7 | -190.7902 | -179.5 | -190.9064 | 131.2177 | 131.5031
2020-10-04 06:00 | 11 | 12.53 | 65.6088 | 65.8145 | 1.3656 | 15.8982 | 11 | 11.6619 | -59.7443 | 65.4852 | -59.7443 | 65.4852 | 120.1005 | 143.8461 | 143.7 | 148.1408 | 143.4 | 148.0715 | -177.4 | -186.6097 | -173.9 | -185.4763 | -177.9 | -189.8528 | -177.5 | -189.7723 | 129.4462 | 129.7496
2020-10-04 06:30 | 18 | 18.4391 | 71.435 | 71.7623 | -4.5525 | 15.1131 | 18 | 18.4391 | -53.3644 | 59.0042 | -53.3644 | 59.0042 | 111.4388 | 135.0456 | 141.9 | 146.4694 | 143.1 | 147.7064 | -175.2 | -184.3011 | -172 | -183.4863 | -175.9 | -187.6994 | -175.7 | -187.8282 | 121.6691 | 121.8599
2020-10-04 07:00 | 15 | 15.8114 | 69.5028 | 69.6651 | -3.3454 | 17.4238 | 15 | 15.8114 | -53.1507 | 60.5734 | -53.1507 | 60.5734 | 106.8927 | 132.7198 | 141.6 | 146.329 | 140.4 | 145.1681 | -175.6 | -184.4012 | -173.2 | -184.3705 | -177 | -188.4888 | -176.8 | -188.6126 | 117.6283 | 117.9606
2020-10-04 07:30 | -6 | -11.6619 | 47.1964 | 47.2087 | 21.6606 | 29.7426 | -7 | -12.2066 | -87.7872 | 94.7694 | -87.7872 | 94.7694 | 89.3411 | 113.2677 | 141.6 | 146.031 | 141 | 145.5977 | -177.1 | -185.5629 | -174.8 | -185.403 | -178.8 | -189.7077 | -178.5 | -189.6604 | 113.8442 | 114.5447
2020-10-04 08:00 | -38 | -43.909 | 17.0462 | 21.6013 | 53.1561 | 61.3547 | -38 | -43.909 | -135.2335 | 144.0267 | -135.2335 | 144.0267 | 65.2042 | 93.3827 | 140.4 | 145.3994 | 138.9 | 143.8731 | -171.9 | -180.8848 | -170.1 | -181.1499 | -173.2 | -184.4735 | -173.2 | -184.5178 | 117.9138 | 121.6144
2020-10-04 08:30 | -44 | -49.1935 | 4.7378 | 13.0864 | 57.6218 | 65.4183 | -45 | -50.0899 | -150.0945 | 157.7865 | -150.0945 | 157.7865 | 55.5948 | 87.0963 | 127.2 | 131.7956 | 125.7 | 130.5896 | -156.8 | -164.3377 | -155.2 | -165.1561 | -158.6 | -168.8726 | -158.5 | -168.9858 | 160.4885 | 161.6046
2020-10-04 09:00 | -58 | -63.9766 | -4.5404 | 18.4393 | 72.0776 | 79.6467 | -58 | -63.9766 | -162.3382 | 171.1318 | -162.3382 | 171.1318 | 38.2619 | 71.4264 | 111.9 | 117.0977 | 110.7 | 115.9515 | -139.8 | -146.6209 | -142.2 | -151.2385 | -145.6 | -155.0403 | -145.4 | -154.8958 | 177.847 | 180.2946
2020-10-04 09:30 | -49 | -54.5619 | -5.8484 | 14.778 | 56.6242 | 65.0371 | -49 | -54.1295 | -160.5115 | 168.052 | -160.5115 | 168.052 | 24.9293 | 64.8506 | 110.7 | 115.344 | 109.8 | 114.6518 | -137.1 | -143.4477 | -140.6 | -149.1924 | -143.7 | -152.4483 | -143.7 | -152.7173 | 188.4006 | 189.9961
2020-10-04 10:00 | -65 | -69.6419 | -4.041 | 18.4055 | 78.0148 | 84.1103 | -65 | -69.6419 | -191.5307 | 197.8765 | -191.5307 | 197.8765 | 37.3617 | 73.4149 | 112.8 | 117.2785 | 112.5 | 117.1561 | -141.3 | -147.2083 | -142.3 | -150.4676 | -145.6 | -154.0437 | -145.4 | -154.0188 | 196.0862 | 197.1408
2020-10-04 10:30 | -66 | -69.8928 | -3.8597 | 25.7603 | 80.2966 | 88.8734 | -66 | -69.5701 | -192.834 | 201.8662 | -192.834 | 201.8662 | 20.4493 | 58.5712 | 110.7 | 115.6001 | 111.3 | 116.1748 | -139 | -144.8531 | -141.6 | -149.4503 | -144.8 | -152.8703 | -144.7 | -152.906 | 212.5198 | 213.625
2020-10-04 11:00 | -80 | -86.539 | -15.9201 | 32.7377 | 94.83 | 102.5348 | -79 | -85.6154 | -197.2109 | 207.1679 | -197.2109 | 207.1679 | -7.3916 | 54.2353 | 106.8 | 111.6939 | 108.6 | 113.7681 | -133.6 | -139.6328 | -135.8 | -143.1247 | -139.2 | -146.7382 | -139 | -146.5165 | 205.5131 | 207.6955
2020-10-04 11:30 | -79 | -86.0058 | -20.0675 | 33.7019 | 89.1331 | 97.3848 | -79 | -86.0058 | -195.5903 | 205.363 | -195.5903 | 205.363 | -13.5812 | 53.6588 | 112.8 | 116.9558 | 109.5 | 114.0241 | -137.6 | -142.9116 | -140 | -146.7215 | -143.3 | -150.2547 | -143.3 | -150.285 | 220.4321 | 222.628
2020-10-04 12:00 | -74 | -82.2922 | -35.4044 | 45.0905 | 82.7071 | 93.1128 | -74 | -82.2922 | -191.3126 | 202.777 | -191.3126 | 202.777 | -30.5982 | 54.0064 | 110.1 | 114.5175 | 111.9 | 116.2491 | -139.1 | -145.0166 | -140 | -147.8386 | -142.9 | -150.9383 | -143.4 | -151.5406 | 203.7826 | 205.0521
2020-10-04 12:30 | -67 | -74.2496 | -9.8997 | 25.9945 | 75.8153 | 84.5263 | -67 | -73.8241 | -173.2621 | 183.6134 | -173.2621 | 183.6134 | -14.866 | 49.6774 | 109.5 | 114.1929 | 110.4 | 115.2266 | -138.4 | -144.3169 | -138.4 | -146.422 | -141.7 | -150.0357 | -141.4 | -149.8139 | 183.0045 | 184.0516
2020-10-04 13:00 | -56 | -63.5295 | -9.7971 | 23.7912 | 63.1356 | 73.0352 | -56 | -63.5295 | -158.291 | 168.5559 | -158.291 | 168.5559 | -5.2706 | 56.9083 | 111.9 | 117.0977 | 109.2 | 114.4302 | -137.8 | -144.5935 | -138.6 | -147.6508 | -141.6 | -150.9845 | -141.8 | -151.1721 | 189.8029 | 191.0561
2020-10-04 13:30 | -47 | -53.2353 | -1.96 | 18.6252 | 57.2195 | 66.3722 | -46 | -52.3546 | -154.144 | 162.8682 | -154.144 | 162.8682 | 17.4129 | 59.5907 | 111.9 | 116.6352 | 111.6 | 116.3768 | -139.9 | -146.0111 | -139.6 | -148.693 | -142.4 | -151.8389 | -142.5 | -152.0265 | 187.1463 | 188.067
2020-10-04 14:00 | -33 | -38.5876 | 22.3231 | 27.9438 | 50.906 | 58.6774 | -33 | -38.5876 | -137.1302 | 144.7231 | -137.1302 | 144.7231 | 33.2405 | 66.5055 | 111.6 | 116.4622 | 112.5 | 117.4104 | -139.2 | -145.2832 | -140.5 | -149.5383 | -143.7 | -153.0932 | -143.9 | -153.35 | 179.8148 | 181.307
2020-10-04 14:30 | -37 | -41.5933 | 23.6471 | 28.0396 | 50.4073 | 57.3192 | -37 | -41.5933 | -132.5007 | 139.2608 | -132.5007 | 139.2608 | 57.3278 | 87.4918 | 122.4 | 126.3883 | 121.8 | 125.9589 | -152.6 | -158.597 | -155.2 | -164.1624 | -159 | -168.3422 | -159.1 | -168.5024 | 230.7268 | 231.7868
2020-10-04 15:00 | -26 | -32.2025 | 31.4063 | 35.2818 | 38.7457 | 47.9748 | -25 | -31.4006 | -123.0806 | 130.0369 | -123.0806 | 130.0369 | 74.5192 | 105.5961 | 134.7 | 139.4277 | 134.1 | 139.2446 | -167.7 | -176.0271 | -171.9 | -182.3022 | -176 | -186.8014 | -175.8 | -186.7813 | 246.1257 | 248.4484
2020-10-04 15:30 | -27 | -34.8281 | 36.2068 | 40.5231 | 39.4399 | 49.4251 | -28 | -34.8281 | -127.7739 | 134.4578 | -127.7739 | 134.4578 | 86.3704 | 113.8074 | 137.7 | 142.4043 | 140.1 | 144.8018 | -171.7 | -180.0214 | -177.1 | -187.6391 | -180.9 | -191.7545 | -181.7 | -192.6419 | 292.4176 | 295.1442
2020-10-04 16:00 | -32 | -40.6079 | 38.1766 | 44.9971 | 46.1696 | 56.5424 | -32 | -41.4005 | -138.6643 | 146.3877 | -138.6643 | 146.3877 | 77.8046 | 109.7338 | 136.8 | 141.3815 | 138.6 | 143.199 | -171.2 | -179.6049 | -175.8 | -186.613 | -180.2 | -191.1943 | -179.9 | -191.1808 | 279.9365 | 282.1735
2020-10-04 16:30 | -45 | -54.0833 | 24.8995 | 38.2543 | 63.215 | 73.1028 | -46 | -54.3783 | -151.9654 | 160.1744 | -151.9654 | 160.1744 | 64.6418 | 98.5989 | 136.5 | 140.8662 | 134.1 | 138.5419 | -165.7 | -173.7277 | -170.2 | -180.5995 | -174.1 | -184.8438 | -174.2 | -185.1064 | 296.0319 | 298.3558
2020-10-04 17:00 | -59 | -63.6946 | 26.3264 | 37.0046 | 74.965 | 80.912 | -59 | -63.6946 | -185.6278 | 190.6201 | -185.6278 | 190.6201 | 61.7059 | 99.5916 | 134.7 | 139.048 | 133.8 | 138.1017 | -169.2 | -177.1282 | -174.9 | -184.8406 | -179.2 | -189.33 | -179.1 | -189.368 | 337.0988 | 339.9124
2020-10-04 17:30 | -78 | -83.9345 | 6.7836 | 33.1749 | 95.6188 | 102.112 | -79 | -84.8646 | -211.6642 | 216.5796 | -211.6642 | 216.5796 | 66.3622 | 79.8559 | 136.2 | 140.5755 | 136.5 | 140.6466 | -170.2 | -177.6481 | -175.9 | -187.0189 | -180.1 | -191.5727 | -180.4 | -192.0941 | 359.9273 | 360.712
2020-10-04 18:00 | -69 | -72.7324 | 14.4646 | 26.4638 | 86.0439 | 90.6868 | -69 | -72.4224 | -200.2003 | 202.8167 | -200.2003 | 202.8167 | 70.3113 | 85.5312 | 135.3 | 139.4823 | 133.5 | 137.7369 | -168.8 | -176.7758 | -175.3 | -186.9628 | -180 | -191.9259 | -180 | -192.205 | 375.2528 | 376.04
2020-10-04 18:30 | -59 | -61.9839 | 25.0952 | 31.1255 | 76.3045 | 80.5492 | -59 | -61.6847 | -188.3268 | 190.7036 | -188.3268 | 190.7036 | 76.7166 | 92.233 | 135 | 139.2646 | 135.9 | 140.2108 | -168.5 | -176.1361 | -174.8 | -186.1823 | -179.2 | -190.9331 | -179.2 | -191.1062 | 370.6324 | 370.8556
2020-10-04 19:00 | -59 | -61.9839 | 24.6054 | 30.9891 | 77.2231 | 81.5728 | -59 | -61.9839 | -190.8441 | 193.4793 | -190.8441 | 193.4793 | 75.6247 | 92.556 | 135.9 | 140.5874 | 135 | 139.9522 | -169.5 | -177.7127 | -174.4 | -186.5772 | -179 | -191.3747 | -179 | -191.7308 | 348.705 | 348.8641
2020-10-04 19:30 | -61 | -65.192 | 21.1302 | 30.6892 | 78.8663 | 84.0075 | -60 | -63.9062 | -188.1085 | 191.8166 | -188.1085 | 191.8166 | 73.9308 | 90.9376 | 135.3 | 140.6437 | 136.2 | 141.5097 | -169 | -178.2898 | -173.2 | -186.4753 | -177.5 | -191.1362 | -177.3 | -191.1367 | 315.9566 | 316.1144
2020-10-04 20:00 | -80 | -84.7585 | 0.20887 | 27.3583 | 97.7479 | 103.3026 | -80 | -84.7585 | -209.1483 | 213.4879 | -209.1483 | 213.4879 | 70.5585 | 86.0542 | 127.8 | 133.1882 | 129.3 | 134.712 | -159.4 | -167.7935 | -162.7 | -173.9354 | -166.9 | -178.3592 | -166.5 | -178.2336 | 315.2965 | 316.1974
2020-10-04 20:30 | -81 | -86.0349 | -1.9156 | 25.705 | 96.4873 | 102.133 | -82 | -86.6487 | -210.7933 | 215.8053 | -210.7933 | 215.8053 | 47.7445 | 79.4186 | 112.2 | 117.652 | 112.2 | 117.5621 | -139.4 | -146.6687 | -144.6 | -154.5649 | -147.9 | -158.0408 | -147.8 | -158.0179 | 315.0159 | 316.5059
2020-10-04 21:00 | -78 | -82.8734 | -1.7759 | 23.4405 | 92.718 | 98.2113 | -78 | -82.5409 | -204.6572 | 209.9557 | -204.6572 | 209.9557 | 60.4563 | 84.5727 | 116.1 | 121.5533 | 114 | 119.8232 | -143.7 | -151.1599 | -147.4 | -157.3306 | -150.9 | -161.0894 | -150.7 | -161.0136 | 290.0333 | 291.3323
2020-10-04 21:30 | -69 | -74.0945 | 5.7745 | 22.8286 | 82.1545 | 88.4369 | -68 | -72.8011 | -193.0558 | 199.2755 | -193.0558 | 199.2755 | 77.4465 | 105.611 | 123 | 128.7657 | 123.3 | 129.1412 | -151.3 | -159.4421 | -153.7 | -163.3795 | -157.6 | -167.5054 | -157.1 | -167.1893 | 262.9405 | 266.4046
2020-10-04 22:00 | -75 | -80.7775 | -2.757 | 24.4935 | 88.4101 | 95.2384 | -74 | -79.4796 | -197.3072 | 204.5958 | -197.3072 | 204.5958 | 80.5329 | 105.5996 | 116.4 | 122.1998 | 117.6 | 123.5257 | -145.4 | -153.4359 | -147 | -156.9873 | -150.6 | -160.7445 | -150.3 | -160.6746 | 263.5183 | 266.5789
2020-10-04 22:30 | -71 | -76.6942 | -2.3206 | 23.6482 | 85.0834 | 92.2176 | -71 | -76.6942 | -194.1357 | 201.1498 | -194.1357 | 201.1498 | 77.5802 | 101.7087 | 111.3 | 116.7941 | 112.2 | 118.112 | -140 | -146.8719 | -141 | -150.3177 | -144.7 | -154.3431 | -144.5 | -154.4008 | 253.2007 | 255.3718
2020-10-04 23:00 | -72 | -78 | -1.9663 | 23.7803 | 83.619 | 91.1376 | -71 | -77.0779 | -191.8401 | 198.8098 | -191.8401 | 198.8098 | 82.3443 | 106.4881 | 112.5 | 117.5835 | 112.2 | 117.652 | -138 | -145.0281 | -139.4 | -148.9937 | -142.9 | -152.7273 | -142.3 | -152.3082 | 249.3367 | 251.376
2020-10-04 23:30 | -61 | -66.3099 | 13.1382 | 23.0198 | 67.8681 | 75.4367 | -61 | -66.3099 | -174.4069 | 179.9834 | -174.4069 | 179.9834 | 81.0313 | 107.9323 | 123.3 | 127.9552 | 121.8 | 126.4296 | -152.1 | -158.9618 | -152.3 | -161.5565 | -155.7 | -165.1954 | -155.6 | -165.4043 | 239.5168 | 241.2748
2020-10-05 | -68 | -74.8465 | -1.8455 | 21.3084 | 80.4758 | 87.4796 | -68 | -73.5391 | -182.7618 | 188.5998 | -182.7618 | 188.5998 | 113.196 | 131.1888 | 138.6 | 142.6856 | 138.9 | 143.1204 | -171 | -178.5005 | -170.8 | -180.573 | -174.8 | -184.873 | -174.9 | -185.1665 | 230.1629 | 232.0826
2020-10-05 00:30 | -51 | -60.208 | 14.5618 | 28.1527 | 62.7486 | 73.5913 | -51 | -59.6825 | -159.8098 | 169.7028 | -159.8098 | 169.7028 | 114.7121 | 139.392 | 136.8 | 141.6893 | 138.9 | 143.7178 | -170.9 | -179.9974 | -170.1 | -181.6011 | -173.8 | -185.5945 | -173.6 | -185.7209 | 216.1069 | 219.3029
2020-10-05 01:00 | -52 | -60.5392 | 8.983 | 26.1371 | 66.541 | 77.4333 | -51 | -59.6825 | -161.5572 | 172.7778 | -161.5572 | 172.7778 | 107.1095 | 130.9072 | 132.3 | 137.2693 | 130.2 | 135.2464 | -164.4 | -172.8552 | -163.8 | -174.5812 | -167.7 | -178.7593 | -167.6 | -178.9443 | 224.7048 | 227.2544
2020-10-05 01:30 | -58 | -66.242 | 2.9537 | 26.3788 | 71.9471 | 82.7971 | -58 | -66.242 | -164.7374 | 176.2344 | -164.7374 | 176.2344 | 91.14 | 116.1338 | 114.3 | 120.1087 | 114.9 | 120.4977 | -143.1 | -150.8723 | -143.8 | -154.1746 | -147.2 | -157.7426 | -146.8 | -157.6959 | 237.4012 | 238.9155
2020-10-05 02:00 | -64 | -72.4707 | -1.5867 | 26.5956 | 74.9058 | 85.7289 | -64 | -72.4707 | -168.158 | 180.4775 | -168.158 | 180.4775 | 85.7491 | 108.5022 | 108.9 | 114.7907 | 108.9 | 115.2738 | -138.6 | -146.6764 | -138.4 | -148.8543 | -141.6 | -152.3819 | -141.5 | -152.5492 | 217.4341 | 219.282
2020-10-05 02:30 | -51 | -59.6825 | 11.0905 | 24.5137 | 61.6183 | 72.4411 | -51 | -59.1693 | -151.2322 | 162.8073 | -151.2322 | 162.8073 | 87.6429 | 113.0091 | 111 | 117.3568 | 113.1 | 119.5379 | -140.4 | -148.6064 | -139.8 | -150.5618 | -143.1 | -154.1829 | -143 | -154.3146 | 215.7706 | 217.8792
2020-10-05 03:00 | -66 | -75.1798 | -4.2142 | 28.4268 | 77.6431 | 88.5664 | -66 | -74.7061 | -173.5533 | 186.498 | -173.5533 | 186.498 | 81.0967 | 105.3979 | 112.5 | 118.9703 | 111.6 | 118.2183 | -140.4 | -148.3138 | -139.5 | -149.841 | -142.4 | -153.0155 | -142.1 | -152.9944 | 199.4488 | 201.8608
2020-10-05 03:30 | -62 | -71.6938 | 0.36887 | 28.3583 | 73.7863 | 85.1992 | -62 | -71.1969 | -161.5642 | 174.6532 | -161.5642 | 174.6532 | 87.0266 | 109.744 | 116.7 | 123.0443 | 115.8 | 122.0008 | -145.3 | -153.7929 | -143.6 | -154.61 | -147.1 | -158.3796 | -146.9 | -158.4175 | 193.5181 | 196.0382
2020-10-05 04:00 | -63 | -72.5603 | 0.44637 | 29.8122 | 76.655 | 87.4925 | -63 | -72.0694 | -167.3169 | 179.3587 | -167.3169 | 179.3587 | 85.7793 | 107.6326 | 112.5 | 118.3039 | 113.7 | 119.7244 | -144.8 | -152.6435 | -143.3 | -153.6722 | -146.4 | -157.0896 | -146.3 | -157.1574 | 203.2883 | 205.4912
2020-10-05 04:30 | -64 | -72.0069 | 2.6319 | 29.9477 | 78.701 | 88.4844 | -64 | -72.4707 | -170.7201 | 181.4787 | -170.7201 | 181.4787 | 84.0949 | 104.3906 | 114.6 | 119.5943 | 113.7 | 118.8189 | -142.9 | -149.8179 | -142.8 | -152.1795 | -146.2 | -155.8193 | -146 | -155.8405 | 225.3138 | 226.919
2020-10-05 05:00 | -65 | -72.8972 | 7.9106 | 33.33 | 78.9583 | 88.3838 | -65 | -72.8972 | -179.3805 | 188.9898 | -179.3805 | 188.9898 | 78.1232 | 100.0635 | 125.4 | 130.4652 | 123.9 | 128.9407 | -155 | -162.3809 | -154.5 | -164.1661 | -158.3 | -168.2573 | -157.8 | -167.9497 | 223.8471 | 226.7895
2020-10-05 05:30 | -63 | -69.7782 | 19.1087 | 38.1902 | 79.051 | 86.5858 | -63 | -69.7782 | -174.1467 | 180.8575 | -174.1467 | 180.8575 | 78.0565 | 101.6621 | 139.8 | 143.7304 | 140.1 | 143.9341 | -175.8 | -183.0482 | -174.7 | -183.9194 | -178.7 | -188.1879 | -178.1 | -187.8714 | 226.1247 | 230.552
2020-10-05 06:00 | -60 | -63.9062 | 27.8571 | 39.93 | 76.9456 | 81.5501 | -60 | -63.9062 | -182.3308 | 185.3526 | -182.3308 | 185.3526 | 60.925 | 93.8269 | 140.4 | 145.0921 | 139.5 | 144.3748 | -174 | -182.9742 | -173.5 | -183.065 | -177.7 | -187.4603 | -177.5 | -187.3987 | 253.1142 | 260.7561
2020-10-05 06:30 | -52 | -55.3624 | 38.1888 | 45.2674 | 70.7171 | 74.3002 | -52 | -55.0273 | -195.6189 | 197.2137 | -195.6189 | 197.2137 | 27.2083 | 78.2198 | 138.6 | 142.9754 | 139.5 | 143.7028 | -173.2 | -181.157 | -175.5 | -184.0666 | -179.6 | -188.3075 | -179.2 | -187.926 | 263.4841 | 271.1773
2020-10-05 07:00 | -56 | -61.327 | 34.7151 | 48.5409 | 80.3532 | 85.2616 | -56 | -60.9262 | -215.5946 | 217.8854 | -215.5946 | 217.8854 | -2.9358 | 59.9644 | 139.5 | 142.3815 | 139.2 | 142.1481 | -174.2 | -180.377 | -176.2 | -183.1296 | -180.1 | -187.2236 | -180.1 | -187.209 | 280.1037 | 285.8387
2020-10-05 07:30 | -62 | -66.4831 | 35.1246 | 49.0219 | 84.2537 | 88.3359 | -61 | -65.5515 | -222.4044 | 223.9828 | -222.4044 | 223.9828 | -20.4561 | 65.1526 | 138.3 | 141.3283 | 137.4 | 140.3859 | -172.1 | -177.9367 | -176.6 | -183.0596 | -180.9 | -187.4188 | -180.8 | -187.401 | 314.0305 | 322.4322
2020-10-05 08:00 | -65 | -68.6222 | 39.9863 | 53.4057 | 85.647 | 88.674 | -65 | -68.9493 | -230.6331 | 231.5092 | -230.6331 | 231.5092 | -22.7595 | 69.2523 | 137.4 | 140.1446 | 137.4 | 140.264 | -172.1 | -177.5862 | -177.8 | -183.9072 | -181.8 | -188.0811 | -181.6 | -187.7347 | 347.0508 | 355.8467
2020-10-05 08:30 | -67 | -70.214 | 35.2425 | 48.9984 | 85.914 | 89.0061 | -66 | -69.2604 | -233.7032 | 234.6802 | -233.7032 | 234.6802 | -35.4121 | 73.9924 | 137.1 | 139.91 | 138.3 | 141.1458 | -170.2 | -175.257 | -176.5 | -182.4464 | -180.9 | -186.9563 | -180.7 | -186.7123 | 348.1831 | 357.0714
2020-10-05 09:00 | -67 | -69.9214 | 31.4041 | 45.5077 | 88.1435 | 90.9345 | -67 | -69.9214 | -229.7079 | 230.7671 | -229.7079 | 230.7671 | -30.1821 | 74.1421 | 136.2 | 139.274 | 137.7 | 140.6795 | -169.9 | -175.6057 | -175.7 | -182.2088 | -180 | -186.4978 | -179.9 | -186.3936 | 342.8694 | 353.2654
2020-10-05 09:30 | -69 | -72.1249 | 28.7764 | 45.3318 | 86.0821 | 89.4383 | -69 | -72.1249 | -224.5829 | 225.8876 | -224.5829 | 225.8876 | -26.1897 | 74.88 | 138.9 | 141.9774 | 137.4 | 140.8317 | -171.1 | -177.1886 | -176.3 | -183.2258 | -180.8 | -187.8282 | -180.5 | -187.6295 | 347.1048 | 360.2788
2020-10-05 10:00 | -64 | -67.0522 | 34.4908 | 48.6738 | 82.7138 | 85.7136 | -64 | -66.7608 | -216.9694 | 218.2817 | -216.9694 | 218.2817 | -24.3931 | 76.6348 | 137.1 | 140.7397 | 137.7 | 141.3242 | -171.1 | -177.5978 | -177.3 | -184.4066 | -181.8 | -189.0631 | -181.6 | -188.8708 | 343.037 | 356.9246
2020-10-05 10:30 | -67 | -69.6419 | 28.551 | 43.6264 | 86.0882 | 88.8275 | -67 | -69.3758 | -212.5232 | 214.0807 | -212.5232 | 214.0807 | -16.7257 | 71.8384 | 140.1 | 143.4671 | 139.2 | 142.9209 | -173.8 | -180.2799 | -180.2 | -187.3325 | -184.8 | -192.0854 | -184.3 | -191.5771 | 345.3213 | 359.8991
2020-10-05 11:00 | -68 | -71.1688 | 18.5766 | 38.0861 | 88.5533 | 92.0986 | -69 | -72.1249 | -209.468 | 211.8235 | -209.468 | 211.8235 | -9.8415 | 73.7177 | 141.3 | 144.7686 | 141 | 144.6078 | -175.3 | -181.8323 | -180.7 | -187.8682 | -185.9 | -193.2802 | -185 | -192.291 | 347.3489 | 359.8204
2020-10-05 11:30 | -65 | -68.3081 | 18.9531 | 36.4336 | 81.7527 | 85.7009 | -65 | -68.3081 | -197.6232 | 200.0428 | -197.6232 | 200.0428 | -15.9991 | 76.4824 | 140.7 | 143.9256 | 140.7 | 144.0531 | -174.5 | -180.6927 | -182.2 | -189.4752 | -186.7 | -194.1592 | -186.3 | -193.7471 | 356.712 | 369.8552
2020-10-05 12:00 | -65 | -68.6222 | 14.3796 | 33.6739 | 81.9545 | 86.0352 | -65 | -68.3081 | -193.9373 | 196.6977 | -193.9373 | 196.6977 | -1.9234 | 75.9802 | 139.2 | 142.5237 | 139.2 | 142.3961 | -173.1 | -179.0627 | -180.3 | -187.4561 | -184.8 | -192.0854 | -185.3 | -192.8133 | 353.2883 | 363.2715
2020-10-05 12:30 | -68 | -71.1688 | 21.366 | 38.1138 | 84.286 | 87.7938 | -67 | -70.214 | -186.8611 | 189.5277 | -186.8611 | 189.5277 | 2.5318 | 77.6675 | 139.2 | 142.5237 | 138.3 | 141.7099 | -173.3 | -179.1989 | -180.3 | -187.5659 | -184.8 | -192.2224 | -184.6 | -192.0853 | 353.6978 | 365.3979
2020-10-05 13:00 | -72 | -75 | 14.4997 | 36.1253 | 90.7123 | 94.1551 | -73 | -75.9605 | -185.1813 | 188.3674 | -185.1813 | 188.3674 | -1.2866 | 77.4543 | 136.8 | 140.1806 | 138.3 | 141.7099 | -171.7 | -178.1226 | -178.2 | -186.0004 | -182.7 | -190.627 | -182.2 | -190.1478 | 358.8537 | 370.1155
2020-10-05 13:30 | -74 | -76.922 | 10.4759 | 39.7043 | 91.4951 | 96.9981 | -74 | -76.922 | -190.9135 | 196.6855 | -190.9135 | 196.6855 | -2.334 | 78.5643 | 138.3 | 141.9764 | 136.8 | 140.5845 | -170.7 | -177.4017 | -179.1 | -187.1505 | -183.9 | -192.0923 | -183.7 | -191.8631 | 369.6661 | 380.793
2020-10-05 14:00 | -81 | -86.7295 | 2.5685 | 41.0172 | 98.7892 | 104.2037 | -82 | -87.3155 | -189.9238 | 195.9825 | -189.9238 | 195.9825 | 21.5729 | 76.9111 | 136.5 | 139.8225 | 137.1 | 140.6722 | -171.7 | -177.6777 | -181.7 | -189.0495 | -186.4 | -193.8707 | -186.1 | -193.6375 | 383.1763 | 393.1904
2020-10-05 14:30 | -77 | -82.6378 | 5.9557 | 38.9101 | 90.4142 | 96.2246 | -77 | -82.28 | -183.931 | 190.2862 | -183.931 | 190.2862 | 21.8312 | 79.2505 | 136.8 | 140.3798 | 138.6 | 142.2013 | -172.5 | -179.0002 | -181.7 | -189.583 | -186.4 | -194.3342 | -186.2 | -194.3239 | 364.5181 | 374.5051
2020-10-05 15:00 | -75 | -79.3788 | 8.3252 | 33.3116 | 89.8738 | 94.4696 | -75 | -79.0569 | -184.9642 | 189.8746 | -184.9642 | 189.8746 | 21.6237 | 77.5787 | 138.6 | 143.199 | 137.7 | 142.2525 | -171.4 | -179.4072 | -179.3 | -188.6953 | -184.2 | -193.7877 | -183.6 | -193.2175 | 350.5672 | 361.2999
2020-10-05 15:30 | -66 | -69.8928 | 16.9158 | 34.7199 | 83.0169 | 87.3285 | -65 | -68.6222 | -182.7321 | 186.9237 | -182.7321 | 186.9237 | 11.9399 | 75.0062 | 137.1 | 141.6718 | 138.9 | 143.4894 | -171.1 | -179.0321 | -179.5 | -188.5711 | -184.3 | -193.6666 | -184 | -193.4119 | 358.5899 | 367.5694
2020-10-05 16:00 | -69 | -72.4224 | 13.6716 | 30.8367 | 82.5835 | 86.9585 | -68 | -71.4703 | -186.6854 | 189.7627 | -186.6854 | 189.7627 | 20.8533 | 76.0037 | 138.3 | 141.9764 | 137.4 | 141.2375 | -169.8 | -176.5907 | -180.1 | -188.3694 | -184.8 | -193.1857 | -184.7 | -193.1485 | 406.11 | 413.239
2020-10-05 16:30 | -67 | -70.214 | 17.6196 | 31.3085 | 78.9917 | 83.4158 | -66 | -69.2604 | -194.2054 | 196.6892 | -194.2054 | 196.6892 | -10.2122 | 75.2011 | 137.7 | 141.4604 | 138.3 | 141.9089 | -170.5 | -177.2639 | -181 | -189.201 | -185.7 | -194.0179 | -185.5 | -193.8845 | 406.7201 | 415.4325
2020-10-05 17:00 | -55 | -57.28 | 31.6728 | 39.1423 | 72.3406 | 75.9416 | -55 | -56.3205 | -191.5154 | 193.2157 | -191.5154 | 193.2157 | 10.9397 | 77.32 | 136.2 | 139.5297 | 134.7 | 138.132 | -170.1 | -176.4472 | -182.1 | -189.9095 | -186.9 | -194.712 | -186.7 | -194.6327 | 449.7763 | 457.4739
2020-10-05 17:30 | -53 | -55.0818 | 43.465 | 49.5345 | 75.7016 | 78.236 | -55 | -56.7539 | -196.436 | 197.2735 | -196.436 | 197.2735 | 18.6366 | 77.1027 | 137.4 | 140.7662 | 137.1 | 140.4083 | -170.8 | -177.1221 | -182.7 | -190.6555 | -187.8 | -195.8292 | -187.1 | -195.2436 | 456.8995 | 463.2343
2020-10-05 18:00 | -62 | -63.7887 | 42.1448 | 49.3756 | 82.002 | 84.3619 | -61 | -62.5859 | -211.9443 | 212.9109 | -211.9443 | 212.9109 | 26.9932 | 78.854 | 136.2 | 139.5297 | 135.6 | 139.2107 | -169.6 | -175.5787 | -181 | -188.8265 | -185.5 | -193.4535 | -185.3 | -193.433 | 454.1741 | 459.2741
2020-10-05 18:30 | -62 | -63.7887 | 42.1888 | 50.0029 | 86.0125 | 88.3876 | -63 | -64.7611 | -222.1982 | 223.0576 | -222.1982 | 223.0576 | 26.097 | 78.5611 | 135.6 | 139.0098 | 136.8 | 140.3128 | -170.4 | -176.3186 | -181.7 | -189.6219 | -186.3 | -194.2208 | -186.2 | -194.2099 | 462.8464 | 468.0215
2020-10-05 19:00 | -59 | -60.6383 | 51.9375 | 59.6447 | 81.5163 | 83.5572 | -59 | -60.6383 | -222.5941 | 223.2114 | -222.5941 | 223.2114 | 18.7237 | 77.5727 | 137.7 | 140.9942 | 135.9 | 139.1075 | -172.1 | -177.8103 | -181.9 | -189.3525 | -186.6 | -194.1733 | -186.2 | -193.8722 | 452.0992 | 457.5079
2020-10-05 19:30 | -57 | -59.203 | 50.5974 | 58.4995 | 81.0787 | 83.5768 | -58 | -59.9083 | -219.3813 | 220.4035 | -219.3813 | 220.4035 | 24.1291 | 81.1173 | 139.2 | 142.7196 | 137.4 | 140.7662 | -172.7 | -179.0867 | -181.8 | -189.9664 | -186.5 | -194.7261 | -185.9 | -194.2963 | 421.6682 | 426.921
2020-10-05 20:00 | -61 | -63.6003 | 46.9974 | 55.266 | 82.2963 | 85.0829 | -61 | -63.3246 | -219.3765 | 220.6278 | -219.3765 | 220.6278 | 26.9166 | 82.3245 | 136.8 | 140.3128 | 135.3 | 139.1253 | -169.3 | -176.0276 | -178.1 | -186.6666 | -182.8 | -191.4509 | -182.4 | -191.1885 | 411.7473 | 416.8164
2020-10-05 20:30 | -66 | -68.9638 | 42.0447 | 51.3283 | 83.116 | 86.5752 | -66 | -68.9638 | -212.9926 | 214.9727 | -212.9926 | 214.9727 | 30.2154 | 86.5321 | 136.5 | 140.8662 | 137.1 | 141.5218 | -171.4 | -179.2309 | -177.9 | -187.4915 | -183 | -192.7728 | -182.6 | -192.5518 | 383.3612 | 388.9616
2020-10-05 21:00 | -65 | -68.9493 | 31.862 | 43.7804 | 87.9128 | 91.3355 | -64 | -67.6757 | -214.1674 | 216.5908 | -214.1674 | 216.5908 | 45.8034 | 87.4925 | 136.8 | 141.8242 | 137.1 | 142.1361 | -171 | -179.4446 | -177.3 | -187.4676 | -181.8 | -192.1136 | -181.5 | -191.9922 | 355.821 | 358.6817
2020-10-05 21:30 | -56 | -59.808 | 34.5993 | 43.7081 | 80.4551 | 84.1264 | -55 | -58.8727 | -198.0435 | 200.8131 | -198.0435 | 200.8131 | 58.7887 | 88.8602 | 139.2 | 143.5571 | 137.4 | 141.9621 | -173.3 | -181.3702 | -178.8 | -188.9838 | -183.3 | -193.6302 | -182.8 | -193.3842 | 315.8638 | 318.7201
2020-10-05 22:00 | -53 | -56.648 | 37.3833 | 44.7195 | 71.7215 | 76.1383 | -52 | -55.3624 | -177.3753 | 180.8543 | -177.3753 | 180.8543 | 75.6199 | 99.96 | 139.2 | 143.4116 | 140.1 | 144.1431 | -174.9 | -182.3812 | -178.8 | -188.4402 | -183.7 | -193.5316 | -183.1 | -193.2472 | 290.4811 | 292.6106
2020-10-05 22:30 | -48 | -52.3927 | 38.2617 | 44.8821 | 67.1094 | 72.2743 | -48 | -52 | -176.131 | 180.1285 | -176.131 | 180.1285 | 91.5262 | 124.0873 | 139.8 | 143.9225 | 141.6 | 145.6716 | -174.5 | -182.3511 | -177.4 | -187.4614 | -181.9 | -192.0473 | -181.7 | -192.2139 | 280.9567 | 283.0928
2020-10-05 23:00 | -56 | -59.808 | 26.7705 | 35.9644 | 75.7706 | 80.8434 | -56 | -59.808 | -188.1669 | 192.1586 | -188.1669 | 192.1586 | 106.4219 | 132.1975 | 142.2 | 146.047 | 141.3 | 145.3097 | -176.4 | -183.6245 | -177 | -185.8294 | -182.1 | -191.1744 | -181.6 | -190.7593 | 283.953 | 286.2738
2020-10-05 23:30 | -49 | -54.1295 | 33.2007 | 40.8481 | 66.6854 | 72.6242 | -49 | -54.1295 | -186.306 | 190.2775 | -186.306 | 190.2775 | 93.6275 | 119.818 | 141.9 | 145.5519 | 142.8 | 146.233 | -178.3 | -185.205 | -179.2 | -187.657 | -183.7 | -192.3697 | -183.3 | -192.1671 | 281.2119 | 283.1425
2020-10-06 | -52 | -56.0803 | 27.7145 | 34.3438 | 68.3285 | 73.5342 | -51 | -55.1543 | -182.3501 | 186.4906 | -182.3501 | 186.4906 | 88.2842 | 117.7015 | 141.6 | 145.0614 | 143.7 | 147.1765 | -177.5 | -184.4622 | -177.5 | -185.9089 | -181.5 | -190.0908 | -181 | -189.8835 | 252.6868 | 252.9829
2020-10-06 00:30 | -48 | -52.3927 | 29.9473 | 35.7282 | 63.0497 | 68.9653 | -48 | -52.3927 | -165.1015 | 170.0193 | -165.1015 | 170.0193 | 96.2584 | 123.0528 | 141 | 144.3461 | 144 | 147.278 | -178.4 | -185.14 | -178.1 | -186.4286 | -182.7 | -191.2074 | -182.5 | -191.2839 | 251.3802 | 251.8847
2020-10-06 01:00 | -50 | -54.231 | 24.3122 | 30.5722 | 65.4288 | 71.3948 | -50 | -54.231 | -163.4036 | 168.7857 | -163.4036 | 168.7857 | 96.0919 | 123.2523 | 142.2 | 145.6471 | 140.7 | 144.3153 | -175.6 | -182.3353 | -175.3 | -183.6957 | -179.5 | -188.0624 | -179.1 | -187.8609 | 248.5907 | 248.8715
2020-10-06 01:30 | -57 | -61.0983 | 16.9147 | 26.4574 | 70.3109 | 76.0606 | -56 | -60.1664 | -169.4044 | 174.8182 | -169.4044 | 174.8182 | 95.6422 | 122.377 | 133.5 | 137.5905 | 135 | 138.9748 | -167.9 | -174.5579 | -168 | -176.4347 | -172.3 | -180.9263 | -171.8 | -180.6656 | 246.4241 | 246.7265
2020-10-06 02:00 | -49 | -54.1295 | 21.749 | 30.4243 | 64.6937 | 71.5537 | -50 | -54.626 | -160.6387 | 167.3244 | -160.6387 | 167.3244 | 95.5822 | 123.4917 | 137.7 | 141.9561 | 136.8 | 141.0102 | -171.8 | -179.1532 | -171.7 | -180.5396 | -175.6 | -184.6504 | -175 | -184.2669 | 222.8962 | 223.3809
2020-10-06 02:30 | -52 | -57.6975 | 17.8727 | 28.0114 | 67.3417 | 74.3021 | -52 | -57.6975 | -164.9174 | 171.909 | -164.9174 | 171.909 | 97.8556 | 125.1574 | 142.8 | 146.7687 | 144 | 147.6661 | -178.4 | -185.7403 | -176.3 | -185.8787 | -180.4 | -190.2428 | -180.1 | -190.1179 | 198.7226 | 199.3745
2020-10-06 03:00 | -60 | -64.2573 | 9.8241 | 24.0307 | 75.5725 | 81.5126 | -61 | -65.192 | -175.9279 | 182.3332 | -175.9279 | 182.3332 | 101.8077 | 126.5764 | 144 | 147.278 | 143.4 | 146.6914 | -179.1 | -185.682 | -176.9 | -185.8564 | -181 | -190.0963 | -180.7 | -189.9952 | 195.2387 | 195.2762
2020-10-06 03:30 | -63 | -67.0671 | 7.5444 | 22.9821 | 78.5599 | 84.0655 | -63 | -67.0671 | -179.4871 | 185.7524 | -179.4871 | 185.7524 | 101.1528 | 124.8379 | 141.9 | 145.0989 | 144.9 | 148.0958 | -180.4 | -186.7024 | -178.6 | -187.2336 | -182.6 | -191.4041 | -182.1 | -191.2089 | 200.6692 | 200.8159
2020-10-06 04:00 | -63 | -67.0671 | 8.5446 | 23.2673 | 78.0193 | 83.2593 | -62 | -66.1287 | -179.7932 | 185.5947 | -179.7932 | 185.5947 | 100.4402 | 124.1211 | 143.7 | 146.7981 | 144.6 | 147.8023 | -178.6 | -184.8489 | -177 | -185.6777 | -180.8 | -189.5122 | -180.7 | -189.6582 | 203.987 | 204.2304
2020-10-06 04:30 | -61 | -66.8506 | 16.884 | 29.1719 | 75.8195 | 81.8165 | -61 | -65.9242 | -178.464 | 184.6639 | -178.464 | 184.6639 | 98.5268 | 122.0746 | 143.1 | 146.0288 | 144 | 147.1533 | -178.2 | -184.0703 | -177.3 | -185.5097 | -181.4 | -189.8767 | -180.9 | -189.4882 | 229.7761 | 230.2819
2020-10-06 05:00 | -62 | -66.1287 | 14.3105 | 30.098 | 83.4091 | 88.1076 | -61 | -65.192 | -193.5713 | 197.9488 | -193.5713 | 197.9488 | 91.331 | 116.6038 | 142.5 | 145.6237 | 142.8 | 145.9172 | -178.4 | -184.7446 | -177.9 | -185.7704 | -182 | -190.0807 | -181.8 | -190.0829 | 253.8297 | 254.6508
2020-10-06 05:30 | -70 | -75.0267 | 19.0697 | 33.7621 | 92.2946 | 95.3424 | -70 | -75.0267 | -213.9895 | 216.0408 | -213.9895 | 216.0408 | 76.2536 | 112.5905 | 142.5 | 145.3812 | 142.2 | 144.8537 | -177.8 | -183.8307 | -179.3 | -186.2489 | -183.7 | -190.7824 | -183.5 | -190.7802 | 315.4222 | 319.616
2020-10-06 06:00 | -61 | -61.6847 | 32.1248 | 41.806 | 83.6274 | 86.1302 | -60 | -62.6418 | -209.0946 | 210.3826 | -209.0946 | 210.3826 | 60.464 | 88.4578 | 140.4 | 143.2634 | 141.6 | 144.6199 | -177.5 | -183.0419 | -181.2 | -187.6563 | -185.8 | -192.3323 | -185.4 | -192.1022 | 343.0873 | 345.8882
2020-10-06 06:30 | -63 | -65 | 33.3569 | 43.5881 | 87.2259 | 89.151 | -65 | -66.9403 | -224.4644 | 225.2139 | -224.4644 | 225.2139 | 33.8168 | 67.607 | 141.3 | 143.2738 | 141.6 | 143.7726 | -175.3 | -179.3291 | -181.3 | -186.8253 | -185.7 | -191.1929 | -185.8 | -191.3616 | 375.1664 | 376.5384
2020-10-06 07:00 | -71 | -72.3671 | 35.157 | 45.1891 | 89.7088 | 91.342 | -66 | -67.2681 | -231.0922 | 231.598 | -231.0922 | 231.598 | 17.8535 | 64.4279 | 139.2 | 141.0067 | 139.8 | 141.6956 | -173.2 | -176.6026 | -182.8 | -187.4737 | -187.5 | -192.2122 | -187.4 | -192.181 | 407.6348 | 412.2494
2020-10-06 07:30 | -80 | -80.0562 | 23.8589 | 31.2941 | 102.0428 | 102.1978 | -80 | -80.025 | -241.6283 | 241.6293 | -241.6283 | 241.6293 | 6.6783 | 69.3545 | 137.4 | 139.3283 | 138.9 | 140.7588 | -172.7 | -176.6959 | -182.3 | -187.4646 | -186.1 | -191.3464 | -186.3 | -191.6109 | 409.5516 | 415.172
2020-10-06 08:00 | -77 | -77 | 27.7189 | 32.6985 | 99.6105 | 99.6255 | -76 | -76 | -233.7525 | 233.8226 | -233.7525 | 233.8226 | 12.9704 | 72.3397 | 137.7 | 139.4306 | 138.3 | 140.1668 | -172.1 | -175.4264 | -183.8 | -188.5823 | -189.1 | -193.9273 | -189 | -193.9189 | 444.3528 | 453.4761
2020-10-06 08:30 | -77 | -77 | 23.529 | 29.6186 | 100.8227 | 100.8703 | -78 | -78 | -231.4551 | 231.4611 | -231.4551 | 231.4611 | 16.2587 | 70.3797 | 135.3 | 137.3086 | 136.5 | 138.4912 | -170.1 | -173.8885 | -181.8 | -187.0058 | -186.6 | -191.7634 | -186.5 | -191.7355 | 442.8625 | 450.6668
2020-10-06 09:00 | -97 | -97.0206 | 10.1214 | 24.1191 | 116.7849 | 116.8812 | -96 | -96.0208 | -250.5169 | 250.5178 | -250.5169 | 250.5178 | 16.0739 | 68.881 | 136.8 | 138.4025 | 136.5 | 138.2457 | -170.9 | -174.2891 | -182.4 | -187.1283 | -187.4 | -192.1902 | -187.4 | -192.27 | 454.6909 | 460.6664
2020-10-06 09:30 | -105 | -105.5746 | 4.1665 | 29.7212 | 125.0437 | 125.4679 | -104 | -104.4797 | -257.0132 | 257.0908 | -257.0132 | 257.0908 | 27.1784 | 73.1474 | 138.3 | 139.9306 | 138 | 139.7269 | -174.1 | -177.1813 | -184.5 | -189.0442 | -188.8 | -193.4264 | -188.9 | -193.5128 | 455.6002 | 461.4542
2020-10-06 10:00 | -106 | -106.5692 | 3.0585 | 29.7834 | 126.0858 | 126.4555 | -105 | -105.5746 | -260.2274 | 260.2802 | -260.2274 | 260.2802 | 26.0125 | 68.7899 | 136.8 | 138.3573 | 135.3 | 136.8293 | -170 | -172.8756 | -182.5 | -186.7681 | -187.2 | -191.5309 | -187.1 | -191.4969 | 476.0921 | 481.5771
2020-10-06 10:30 | -109 | -108.342 | 0.003575 | 34.4672 | 127.6653 | 128.5351 | -107 | -108.1897 | -257.3159 | 257.5351 | -257.3159 | 257.5351 | 22.8756 | 81.0752 | 135.3 | 137.7379 | 136.2 | 138.4574 | -169.3 | -173.6446 | -181.4 | -186.8502 | -186 | -191.5558 | -185.8 | -191.4096 | 453.6953 | 460.4496
2020-10-06 11:00 | -97 | -97.6217 | 7.9239 | 29.0548 | 115.8752 | 116.3627 | -97 | -97.5141 | -242.2576 | 242.2898 | -242.2576 | 242.2898 | 24.5101 | 99.4068 | 132.9 | 136.2439 | 131.4 | 134.6489 | -165 | -170.2863 | -177.4 | -183.3424 | -181.9 | -187.899 | -182.1 | -188.1679 | 448.0917 | 456.187
2020-10-06 11:30 | -96 | -97.4936 | 9.9829 | 34.5804 | 114.6015 | 115.8275 | -96 | -97.3242 | -236.5554 | 237.1375 | -236.5554 | 237.1375 | 8.1942 | 91.3031 | 137.4 | 139.7462 | 136.2 | 138.6221 | -169.1 | -173.4052 | -180.4 | -185.8074 | -185.2 | -190.6835 | -185.7 | -191.2168 | 443.7671 | 450.0008
2020-10-06 12:00 | -87 | -93.5575 | 21.2446 | 38.3996 | 104.4053 | 105.6405 | -86 | -87.4757 | -232.9306 | 233.3349 | -232.9306 | 233.3349 | 6.1942 | 72.6666 | 137.4 | 139.3283 | 135.9 | 138.1623 | -170.2 | -174.1753 | -180.7 | -186.3893 | -185.2 | -190.8998 | -185.2 | -191.0217 | 463.3054 | 467.2419
2020-10-06 12:30 | -92 | -93.7443 | 18.4258 | 39.0951 | 110.5334 | 111.8688 | -92 | -93.5575 | -244.7959 | 245.35 | -244.7959 | 245.35 | 11.0824 | 72.7566 | 135.3 | 137.4648 | 136.8 | 139.0477 | -169.5 | -173.5444 | -180.1 | -186.0311 | -185 | -190.9758 | -184.7 | -190.735 | 469.6077 | 473.895
2020-10-06 13:00 | -80 | -81.5843 | 21.2393 | 39.3862 | 102.4094 | 104.1136 | -79 | -80.604 | -233.1864 | 233.8678 | -233.1864 | 233.8678 | -1.9108 | 74.5806 | 136.5 | 138.9729 | 137.4 | 139.7462 | -169.7 | -174.2138 | -180.2 | -186.432 | -184.6 | -190.9414 | -184.3 | -190.7541 | 462.8124 | 468.624
2020-10-06 13:30 | -87 | -90.4268 | 14.4738 | 36.4959 | 111.0746 | 112.76 | -88 | -89.4427 | -243.659 | 244.3845 | -243.659 | 244.3845 | 11.2085 | 73.2453 | 139.8 | 142.1066 | 139.5 | 141.9206 | -172 | -176.5899 | -183 | -189.4207 | -187.7 | -194.194 | -186.5 | -193.0344 | 467.1119 | 472.0967
2020-10-06 14:00 | -98 | -99.0404 | 10.5094 | 37.6877 | 117.6616 | 119.3626 | -97 | -98.8433 | -252.7158 | 253.4106 | -252.7158 | 253.4106 | 11.5383 | 72.889 | 136.2 | 138.6221 | 135.9 | 138.4405 | -172 | -176.7498 | -182.5 | -189.0156 | -187.2 | -193.7623 | -186.7 | -193.3571 | 464.7996 | 469.8759
2020-10-06 14:30 | -88 | -90.0278 | 15.3156 | 37.512 | 112.1649 | 113.8805 | -87 | -88.8426 | -242.8072 | 243.4369 | -242.8072 | 243.4369 | 10.3433 | 75.2591 | 135.6 | 138.3208 | 138.6 | 141.263 | -171.8 | -176.7413 | -182.9 | -189.5585 | -187.7 | -194.4007 | -187.1 | -193.8738 | 466.4597 | 471.3933
2020-10-06 15:00 | -81 | -82.7647 | 25.511 | 40.0574 | 99.9434 | 101.7938 | -80 | -81.5843 | -224.271 | 224.8702 | -224.271 | 224.8702 | 14.9848 | 77.3334 | 137.4 | 139.9702 | 138 | 140.6744 | -170.6 | -175.4156 | -181.7 | -188.2433 | -186.6 | -193.2086 | -186.1 | -192.8744 | 478.6528 | 483.0638
2020-10-06 15:30 | -82 | -83.3607 | 34.0148 | 46.087 | 98.5733 | 100.0288 | -83 | -84.3445 | -231.4448 | 231.77 | -231.4448 | 231.77 | 12.6526 | 74.9708 | 137.1 | 139.5623 | 138.3 | 140.6312 | -170.5 | -174.8591 | -181.4 | -187.6176 | -186.3 | -192.6107 | -186.3 | -192.7127 | 492.0533 | 494.9457
2020-10-06 16:00 | -80 | -80.895 | 38.1441 | 49.3746 | 93.2245 | 94.9955 | -79 | -79.9062 | -232.1145 | 232.476 | -232.1145 | 232.476 | 20.5689 | 74.6422 | 137.4 | 139.429 | 138 | 139.9698 | -171.5 | -175.1357 | -183.7 | -189.2751 | -188.5 | -194.1029 | -189 | -194.7321 | 511.4991 | 514.5559
2020-10-06 16:30 | -71 | -72.0069 | 43.9759 | 52.8975 | 95.1597 | 96.19 | -71 | -72.0069 | -242.5494 | 242.5893 | -242.5494 | 242.5893 | 5.1195 | 71.688 | 137.4 | 139.3783 | 135.9 | 138.0554 | -171.4 | -174.8179 | -184.8 | -190.2237 | -189.8 | -195.2477 | -189.6 | -195.2685 | 520.6557 | 525.2418
2020-10-06 17:00 | -65 | -65.7647 | 49.3763 | 55.5243 | 87.4618 | 88.3459 | -65 | -65.6201 | -240.4342 | 240.4348 | -240.4342 | 240.4348 | -9.914 | 78.5721 | 135.9 | 138.3836 | 135.9 | 138.3836 | -171.8 | -176.1711 | -184.6 | -190.514 | -189.8 | -195.751 | -189.6 | -195.6554 | 503.1161 | 507.8849
2020-10-06 17:30 | -58 | -58.6941 | 63.7514 | 68.7551 | 76.3246 | 77.33 | -57 | -57.7062 | -227.3984 | 227.3986 | -227.3984 | 227.3986 | -11.9598 | 78.5183 | 138.3 | 140.7413 | 136.8 | 139.2675 | -170.5 | -175.3137 | -183.5 | -189.8012 | -188.6 | -194.937 | -188.6 | -194.9624 | 496.4521 | 501.214
2020-10-06 18:00 | -47 | -48.0521 | 67.1571 | 72.2671 | 71.9023 | 73.0921 | -48 | -47.8539 | -219.6378 | 219.6448 | -219.6378 | 219.6448 | -10.5699 | 78.5581 | 138 | 140.282 | 140.1 | 142.2433 | -173.4 | -177.3245 | -185.2 | -190.6835 | -189.9 | -195.4422 | -189.7 | -195.2212 | 475.1715 | 479.2051
2020-10-06 18:30 | -52 | -52 | 69.3492 | 71.4633 | 72.3107 | 72.4354 | -52 | -52 | -219.4732 | 219.7448 | -219.4732 | 219.7448 | 5.2904 | 70.5591 | 136.8 | 138.9942 | 136.8 | 138.9415 | -172 | -175.9557 | -183.2 | -188.7176 | -188.1 | -193.6193 | -187.5 | -193.0602 | 467.5627 | 470.6067
2020-10-06 19:00 | -52 | -52 | 68.5807 | 70.7331 | 71.5005 | 71.5854 | -52 | -52 | -220.7396 | 221.0637 | -220.7396 | 221.0637 | 5.5625 | 64.8231 | 136.5 | 138.3911 | 136.5 | 138.4408 | -171.1 | -174.7035 | -181.5 | -186.7102 | -186.1 | -191.3464 | -186.2 | -191.5371 | 458.0648 | 460.8522
2020-10-06 19:30 | -46 | -47.0106 | 66.343 | 68.9354 | 73.3011 | 73.4633 | -46 | -46.0109 | -218.4959 | 218.6693 | -218.4959 | 218.6693 | 16.1679 | 66.7237 | 137.7 | 139.5261 | 137.4 | 139.2301 | -173.2 | -176.6812 | -182.9 | -188.4504 | -187.5 | -193.1319 | -187.4 | -193.107 | 428.1409 | 430.3855
2020-10-06 20:00 | -47 | -47.0425 | 65.9857 | 68.2963 | 70.6616 | 70.9137 | -48 | -48.0416 | -210.1796 | 210.2409 | -210.1796 | 210.2409 | 24.5801 | 69.6426 | 138.9 | 140.7106 | 138.9 | 140.7106 | -172.3 | -175.7809 | -180.9 | -186.8808 | -185.9 | -191.947 | -185.4 | -191.5379 | 409.3044 | 411.2806
2020-10-06 20:30 | -44 | -44.1022 | 64.698 | 66.3318 | 65.2503 | 65.7606 | -42 | -42.0476 | -197.6716 | 197.6821 | -197.6716 | 197.6821 | 29.1467 | 91.7702 | 138.6 | 141.5606 | 138 | 141.1598 | -172.6 | -178.5989 | -180.2 | -188.1746 | -184.4 | -192.5135 | -184.3 | -192.562 | 369.4384 | 373.7917
2020-10-06 21:00 | -44 | -45.1221 | 60.7019 | 64.0248 | 63.5459 | 65.4232 | -42 | -42.9535 | -187.6459 | 188.4429 | -187.6459 | 188.4429 | 47.1196 | 92.19 | 139.2 | 142.5237 | 139.5 | 142.5028 | -173.2 | -179.1277 | -179.3 | -187.1116 | -183.3 | -191.2021 | -183.7 | -191.8143 | 350.8948 | 354.5776
2020-10-06 21:30 | -30 | -34.7851 | 66.8177 | 69.3458 | 51.8529 | 54.5379 | -32 | -33.8378 | -166.8498 | 167.9993 | -166.8498 | 167.9993 | 48.1594 | 96.0084 | 139.5 | 142.2626 | 139.2 | 142.0277 | -171.4 | -177.0825 | -175.7 | -183.3188 | -180.2 | -188.0027 | -179.9 | -187.7723 | 302.2157 | 308.1502
2020-10-06 22:00 | -33 | -34.7851 | 58.8771 | 61.2694 | 52.7979 | 55.6432 | -32 | -33.8378 | -161.5547 | 163.1559 | -161.5547 | 163.1559 | 82.1394 | 118.039 | 138 | 141.5495 | 138.6 | 142.0683 | -172 | -178.4384 | -176.2 | -184.8244 | -180.5 | -189.2512 | -180 | -188.9573 | 302.9481 | 308.1353
2020-10-06 22:30 | -31 | -33.2415 | 61.8521 | 63.8652 | 44.8757 | 48.6841 | -30 | -32.311 | -152.9191 | 154.7742 | -152.9191 | 154.7742 | 103.7046 | 132.9534 | 139.5 | 142.9465 | 141.6 | 144.8686 | -173.8 | -179.9389 | -177.6 | -186.0104 | -182 | -190.5682 | -181.3 | -190.1394 | 308.6382 | 313.2856
2020-10-06 23:00 | -25 | -27.313 | 58.6934 | 60.3449 | 44.9367 | 48.5169 | -25 | -27.313 | -153.2668 | 154.974 | -153.2668 | 154.974 | 117.9202 | 142.465 | 143.4 | 146.5045 | 144 | 147.0309 | -178.7 | -184.6006 | -180.2 | -188.2902 | -185.2 | -193.4236 | -184.3 | -192.9132 | 297.4762 | 300.0616
2020-10-06 23:30 | -20 | -22.8254 | 65.4244 | 66.4297 | 37.3584 | 41.3251 | -18 | -20.5913 | -153.5162 | 154.8543 | -153.5162 | 154.8543 | 103.5414 | 130.6279 | 142.8 | 145.2198 | 143.7 | 146.3265 | -178.8 | -184.0629 | -180.4 | -187.884 | -184.7 | -192.404 | -184.1 | -191.9409 | 297.9142 | 298.6101
2020-10-07 | -21 | -23.2594 | 57.5596 | 58.5381 | 40.4211 | 44.5547 | -21 | -23.7065 | -148.9371 | 150.8479 | -148.9371 | 150.8479 | 109.7601 | 134.2897 | 142.5 | 144.7969 | 142.5 | 145.0915 | -176.9 | -181.7714 | -178.8 | -185.9039 | -183 | -190.2446 | -182.8 | -190.316 | 289.1823 | 289.3329
2020-10-07 00:30 | -15 | -18.6011 | 51.6639 | 52.6294 | 41.9473 | 46.4776 | -16 | -19.4165 | -143.4564 | 146.212 | -143.4564 | 146.212 | 113.9542 | 138.5661 | 142.2 | 144.6299 | 141.6 | 144.1512 | -176.3 | -181.6353 | -177.4 | -184.9488 | -181.9 | -189.661 | -181.2 | -189.2186 | 281.1158 | 281.4436
2020-10-07 01:00 | -26 | -28.2312 | 49.4208 | 50.2695 | 42.7969 | 47.0511 | -25 | -27.313 | -139.9804 | 142.8589 | -139.9804 | 142.8589 | 116.3417 | 140.575 | 141.9 | 144.5592 | 142.5 | 145.0915 | -177.7 | -183.0184 | -179.7 | -187.3528 | -183.7 | -191.4724 | -182.8 | -190.8373 | 271.1389 | 271.3905
2020-10-07 01:30 | -25 | -27.7308 | 54.5282 | 55.4024 | 34.312 | 39.9569 | -25 | -27.7308 | -125.6452 | 129.2721 | -125.6452 | 129.2721 | 107.167 | 136.0696 | 141.3 | 144.3262 | 141.3 | 144.2654 | -177.2 | -183.0775 | -177.1 | -185.3551 | -181 | -189.406 | -181 | -189.733 | 237.422 | 237.7176
2020-10-07 02:00 | -9 | -13.4536 | 62.05 | 62.46 | 26.49 | 32.2535 | -9 | -13.4536 | -110.8667 | 114.1896 | -110.8667 | 114.1896 | 113.4484 | 141.9652 | 142.8 | 145.8559 | 142.2 | 145.6471 | -177.8 | -184.2175 | -177.7 | -186.3451 | -181.8 | -190.6463 | -181.3 | -190.5383 | 222.7892 | 223.1574
2020-10-07 02:30 | -16 | -18.3576 | 52.3436 | 52.6706 | 34.0366 | 38.3406 | -17 | -19.7231 | -121.5096 | 124.4441 | -121.5096 | 124.4441 | 122.8767 | 149.5307 | 143.7 | 147.5079 | 141 | 144.8789 | -176.8 | -184.3167 | -176.7 | -186.3532 | -180.6 | -190.3691 | -179.9 | -189.9605 | 226.6188 | 226.8051
2020-10-07 03:00 | -22 | -24.1661 | 47.9467 | 48.6214 | 38.5287 | 42.9852 | -22 | -24.1661 | -127.2146 | 131.0169 | -127.2146 | 131.0169 | 122.3829 | 148.6248 | 141.6 | 145.1268 | 142.5 | 146.0707 | -177.2 | -184.2281 | -176.8 | -186.1017 | -181.9 | -191.5714 | -180.9 | -190.7804 | 230.9261 | 231.2816
2020-10-07 03:30 | -18 | -19.6977 | 52.7574 | 53.1604 | 34.9018 | 38.7545 | -18 | -19.6977 | -119.3694 | 122.8679 | -119.3694 | 122.8679 | 125.5003 | 149.3737 | 140.4 | 143.9562 | 141 | 144.6747 | -177 | -183.7913 | -176.5 | -185.7251 | -180.6 | -190.1814 | -180.5 | -190.2426 | 235.3337 | 235.6206
2020-10-07 04:00 | -22 | -23.4094 | 45.9447 | 46.3782 | 42.3346 | 45.1005 | -23 | -24.0416 | -131.8464 | 134.0742 | -131.8464 | 134.0742 | 124.0326 | 146.7601 | 142.8 | 146.1049 | 141.9 | 145.2254 | -177.7 | -184.1734 | -177.9 | -186.8085 | -182.3 | -191.4258 | -182 | -191.4791 | 243.6211 | 243.8835
2020-10-07 04:30 | -21 | -22.1359 | 53.6307 | 54.0472 | 38.3745 | 41.2914 | -22 | -23.0868 | -127.6846 | 129.8091 | -127.6846 | 129.8091 | 114.6336 | 139.688 | 141.9 | 145.0989 | 141.6 | 144.9966 | -175.3 | -181.8058 | -175.9 | -184.7513 | -180.1 | -189.1783 | -179.8 | -189.1395 | 257.1889 | 257.8717
2020-10-07 05:00 | -26 | -27.2029 | 52.844 | 53.8769 | 44.4655 | 46.9483 | -26 | -26.9258 | -142.2687 | 143.8789 | -142.2687 | 143.8789 | 107.2554 | 134.2932 | 141 | 144.1562 | 144 | 147.2153 | -176.9 | -183.2703 | -177.9 | -186.2672 | -181.8 | -190.318 | -181.6 | -190.3354 | 287.9455 | 288.7283
2020-10-07 05:30 | -29 | -29 | 58.0018 | 58.2968 | 49.492 | 49.9228 | -29 | -29 | -156.7284 | 156.8803 | -156.7284 | 156.8803 | 91.3476 | 130.473 | 139.8 | 143.2392 | 142.8 | 146.1687 | -174.9 | -181.3671 | -177.2 | -185.2162 | -181 | -189.056 | -181.4 | -189.7883 | 314.9497 | 316.6045
2020-10-07 06:00 | -25 | -25 | 67.8813 | 68.3115 | 47.2527 | 47.6462 | -25 | -25 | -160.8576 | 160.8931 | -160.8576 | 160.8931 | 71.7513 | 108.4526 | 138 | 140.282 | 138 | 140.5025 | -175.3 | -179.369 | -180 | -185.564 | -184.4 | -189.9297 | -184.4 | -190.1492 | 363.9319 | 364.4535
2020-10-07 06:30 | -35 | -35 | 62.2546 | 62.878 | 57.7778 | 57.8788 | -36 | -36.0139 | -187.447 | 187.5588 | -187.447 | 187.5588 | 59.9229 | 81.6973 | 137.4 | 138.4233 | 137.4 | 138.6133 | -172.8 | -175.0219 | -179.4 | -183.2535 | -183.9 | -187.8627 | -183.3 | -187.3408 | 401.9544 | 402.0313
2020-10-07 07:00 | -32 | -32.0624 | 69.9895 | 71.7334 | 56.3605 | 56.805 | -31 | -31.0644 | -183.5158 | 183.5158 | -183.5158 | 183.5158 | 42.3878 | 77.7824 | 136.8 | 137.9403 | 135.9 | 137.1669 | -169.4 | -171.7489 | -179.5 | -183.4369 | -184.2 | -188.2215 | -184.1 | -188.2063 | 444.127 | 446.1767
2020-10-07 07:30 | -43 | -44.1475 | 61.5577 | 61.8373 | 66.8606 | 67.5429 | -43 | -44.1475 | -196.5976 | 197.5747 | -196.5976 | 197.5747 | 23.1798 | 81.7517 | 136.2 | 137.3843 | 133.8 | 135.1706 | -168.2 | -170.6647 | -179.3 | -182.7225 | -183.5 | -186.8834 | -183.6 | -187.1154 | 456.6966 | 458.1919
2020-10-07 08:00 | -35 | -36.6879 | 70.0229 | 70.1251 | 59.1795 | 60.6062 | -33 | -34.7851 | -184.8595 | 186.3734 | -184.8595 | 186.3734 | 9.8711 | 78.5766 | 134.7 | 136.1914 | 136.2 | 137.6317 | -170.9 | -173.7788 | -182.1 | -185.801 | -187 | -190.7427 | -186.7 | -190.4881 | 442.9641 | 445.2011
2020-10-07 08:30 | -40 | -40 | 61.4711 | 63.621 | 65.4334 | 65.5943 | -40 | -40 | -194.8022 | 194.8177 | -194.8022 | 194.8177 | -28.9715 | 73.6558 | 87.9 | 90.515 | 88.2 | 90.8782 | -114.2 | -116.0431 | -129.4 | -132.1868 | -133.2 | -136.0092 | -132.8 | -135.577 | 524.3386 | 529.5206
2020-10-07 09:00 | -40 | -40 | 65.4967 | 67.4824 | 60.6363 | 60.7257 | -39 | -39 | -182.0414 | 182.1279 | -182.0414 | 182.1279 | -24.9103 | 67.9531 | 88.8 | 91.3188 | 89.1 | 91.6106 | -113.3 | -114.9999 | -129.2 | -131.8496 | -133.1 | -135.7911 | -132.7 | -135.4189 | 522.4417 | 525.601
2020-10-07 09:30 | -35 | -35.0571 | 70.4112 | 71.0514 | 58.3786 | 59.2025 | -36 | -36.1248 | -173.1341 | 173.9782 | -173.1341 | 173.9782 | -13.3822 | 76.8008 | 86.1 | 88.5534 | 85.8 | 88.3326 | -110.2 | -111.6124 | -127 | -129.2478 | -130.3 | -132.5282 | -129.9 | -131.982 | 520.9893 | 525.0384
2020-10-07 10:00 | -38 | -39.0512 | 72.7727 | 73.1424 | 54.1644 | 55.1123 | -38 | -39.0512 | -164.6304 | 165.5819 | -164.6304 | 165.5819 | 8.0885 | 75.2037 | 86.7 | 88.9322 | 88.2 | 90.3951 | -110.6 | -111.8093 | -128.2 | -130.3002 | -131.5 | -133.6364 | -130.7 | -132.7959 | 515.9561 | 519.3507
2020-10-07 10:30 | -41 | -41.9762 | 69.2692 | 69.5702 | 53.7401 | 54.509 | -41 | -41.9762 | -159.0874 | 159.8319 | -159.0874 | 159.8319 | 17.1473 | 76.5832 | 88.5 | 90.6228 | 87.9 | 89.9725 | -111.7 | -112.798 | -128.6 | -130.81 | -132.4 | -134.5045 | -132.3 | -134.343 | 506.4219 | 509.5923
2020-10-07 11:00 | -33 | -35.4683 | 73.0396 | 73.3955 | 58.3255 | 59.3474 | -35 | -36.4006 | -163.863 | 164.8181 | -163.863 | 164.8181 | 20.0949 | 69.711 | 87.3 | 89.3864 | 87.3 | 89.3864 | -110.9 | -112.1615 | -129.8 | -131.822 | -133.2 | -135.2398 | -133.6 | -135.6684 | 505.5465 | 509.0946
2020-10-07 11:30 | -35 | -36.4006 | 72.1234 | 72.4396 | 57.9335 | 58.8452 | -35 | -36.4006 | -166.1942 | 167.1375 | -166.1942 | 167.1375 | 16.4867 | 66.3913 | 87.3 | 89.3864 | 86.7 | 88.7361 | -111.3 | -112.5018 | -128.4 | -130.4614 | -131.4 | -133.4673 | -132 | -134.058 | 506.5645 | 509.7445
2020-10-07 12:00 | -31 | -32.0156 | 76.1863 | 76.5897 | 53.3243 | 54.1493 | -31 | -32.28 | -156.4293 | 157.1835 | -156.4293 | 157.1835 | 10.8077 | 69.3337 | 88.8 | 91.1808 | 89.1 | 91.4055 | -112.1 | -113.4424 | -127.9 | -130.0773 | -131.4 | -133.5918 | -131.4 | -133.628 | 498.0628 | 501.5765
2020-10-07 12:30 | -35 | -36.1386 | 60.2365 | 60.2986 | 54.3775 | 54.9644 | -35 | -36.1386 | -157.0796 | 157.6177 | -157.0796 | 157.6177 | 5.6202 | 65.3017 | 88.5 | 90.0785 | 87.9 | 89.5479 | -112.6 | -113.4064 | -127.1 | -129.4398 | -130.5 | -132.8543 | -130.6 | -132.9713 | 486.8269 | 490.391
2020-10-07 13:00 | -25 | -26.5707 | 72.9514 | 72.9979 | 47.1414 | 48.3059 | -26 | -27.8568 | -146.8643 | 147.7381 | -146.8643 | 147.7381 | 9.2768 | 74.6338 | 91.2 | 93.0179 | 90.9 | 92.7238 | -115.3 | -116.246 | -130 | -132.0539 | -133.4 | -135.4715 | -133.2 | -135.3449 | 466.8287 | 472.2938
2020-10-07 13:30 | -17 | -18.7883 | 77.0925 | 77.1299 | 38.3706 | 39.3907 | -17 | -19.2354 | -134.8791 | 135.4511 | -134.8791 | 135.4511 | 0.96535 | 70.4856 | 91.2 | 93.0179 | 91.8 | 93.6062 | -116 | -117.1817 | -128.1 | -130.2739 | -132.1 | -134.371 | -130.7 | -132.8493 | 432.2027 | 437.3655
2020-10-07 14:00 | -10 | -12.2066 | 85.3018 | 85.3519 | 29.3068 | 30.3376 | -10 | -11.6619 | -120.8226 | 121.1592 | -120.8226 | 121.1592 | 12.2252 | 71.6088 | 91.8 | 93.911 | 93 | 95.0844 | -116.6 | -117.9812 | -128 | -130.4958 | -131.4 | -133.9476 | -131.2 | -133.7514 | 418.0253 | 422.716
2020-10-07 14:30 | -19 | -19.2354 | 77.0449 | 78.6649 | 42.6394 | 43.5734 | -20 | -20.2237 | -141.8594 | 142.0127 | -141.8594 | 142.0127 | 15.8443 | 67.4972 | 97.5 | 99.1476 | 98.4 | 100.2557 | -123.7 | -124.8356 | -135.4 | -137.5809 | -138.8 | -141.0335 | -138.3 | -140.5414 | 423.8 | 427.5728
2020-10-07 15:00 | -20 | -20.2237 | 77.0003 | 78.1896 | 45.3388 | 46.2186 | -23 | -23.0868 | -151.9806 | 152.0705 | -151.9806 | 152.0705 | 13.6889 | 66.3111 | 98.7 | 99.8788 | 99 | 100.1753 | -126.6 | -127.2967 | -137.3 | -138.9732 | -141.1 | -142.8426 | -141.4 | -143.1166 | 436.0862 | 439.3535
2020-10-07 15:30 | -33 | -33.1361 | 77.9017 | 79.5142 | 49.6413 | 50.4986 | -33 | -33.1361 | -156.3162 | 156.3993 | -156.3162 | 156.3993 | 4.7761 | 63.0488 | 103.2 | 104.4177 | 103.2 | 104.1998 | -130.3 | -131.0078 | -142.1 | -143.7024 | -145.9 | -147.5197 | -145.6 | -147.2378 | 447.1139 | 450.7373
2020-10-07 16:00 | -35 | -35.1283 | 72.4637 | 74.4022 | 58.2333 | 58.8085 | -33 | -33.1361 | -166.4992 | 166.5018 | -166.4992 | 166.5018 | 5.484 | 55.9837 | 106.2 | 106.9806 | 108 | 108.7677 | -135.1 | -135.677 | -145.5 | -146.9792 | -148.8 | -150.2886 | -149 | -150.4726 | 430.3727 | 433.5273
2020-10-07 16:30 | -32 | -32.7567 | 75.7503 | 78.5014 | 58.3277 | 59.3546 | -33 | -33.7343 | -176.8828 | 176.9198 | -176.8828 | 176.9198 | 7.9039 | 65.2526 | 124.2 | 125.6298 | 124.2 | 125.5409 | -156.9 | -159.0396 | -169.1 | -172.3864 | -173.6 | -176.9561 | -173.4 | -176.7599 | 422.0899 | 427.653
2020-10-07 17:00 | -24 | -26 | 88.9063 | 91.5413 | 48.0926 | 50.0182 | -24 | -25.632 | -162.4928 | 162.5702 | -162.4928 | 162.5702 | -17.3194 | 64.8572 | 124.8 | 126.6046 | 123.9 | 125.8206 | -155.3 | -157.8575 | -165.8 | -168.822 | -169.9 | -172.9058 | -169.8 | -172.8448 | 406.545 | 412.5909
2020-10-07 17:30 | -28 | -29.7321 | 78.6089 | 80.596 | 58.0945 | 58.7531 | -28 | -29.4109 | -180.7019 | 180.7705 | -180.7019 | 180.7705 | -20.1589 | 56.5074 | 125.7 | 127.1579 | 124.8 | 126.223 | -156.6 | -158.7766 | -167.3 | -170.3141 | -171.7 | -174.7674 | -171.6 | -174.7066 | 403.1319 | 407.4568
2020-10-07 18:00 | -31 | -32.0156 | 76.3464 | 79.1782 | 58.7003 | 60.0549 | -31 | -31.7805 | -176.1316 | 176.143 | -176.1316 | 176.143 | -3.133 | 65.0976 | 124.8 | 127.1437 | 126.6 | 128.911 | -158.1 | -161.5483 | -168.3 | -172.8961 | -172.8 | -177.4371 | -172.5 | -177.2135 | 416.998 | 421.3016
2020-10-07 18:30 | -46 | -47.2969 | 62.4513 | 64.9077 | 73.5469 | 73.8427 | -47 | -48.0521 | -196.868 | 196.9966 | -196.868 | 196.9966 | 5.3111 | 61.6205 | 125.1 | 127.7327 | 124.5 | 127.2064 | -158.5 | -162.1477 | -168.2 | -173.0072 | -172.5 | -177.3751 | -172.5 | -177.4922 | 428.8458 | 431.3561
2020-10-07 19:00 | -55 | -55.0364 | 58.7874 | 61.84 | 78.4685 | 78.6581 | -52 | -52.0096 | -202.1838 | 202.3397 | -202.1838 | 202.3397 | 20.0452 | 69.8029 | 125.1 | 127.2697 | 124.8 | 127.2014 | -156.3 | -159.6432 | -165.5 | -170.1485 | -169.8 | -174.54 | -169.7 | -174.5358 | 438.6761 | 441.4454
2020-10-07 19:30 | -52 | -52.1536 | 60.1363 | 62.7499 | 73.5398 | 74.0045 | -53 | -53.1507 | -191.7471 | 191.7821 | -191.7471 | 191.7821 | 16.1282 | 69.4571 | 125.1 | 127.7937 | 126 | 128.736 | -156.5 | -160.3442 | -164.7 | -169.9956 | -169.1 | -174.5309 | -168.5 | -173.9745 | 412.89 | 416.3658
2020-10-07 20:00 | -49 | -49.366 | 57.4252 | 61.0641 | 74.4195 | 75.128 | -50 | -50.2494 | -187.8332 | 187.8403 | -187.8332 | 187.8403 | 19.4874 | 85.4078 | 125.7 | 128.7591 | 127.2 | 130.1599 | -157.2 | -161.6808 | -164.8 | -170.1421 | -168.9 | -174.3372 | -168.8 | -174.3399 | 390.0333 | 395.6838
2020-10-07 20:30 | -37 | -38.6005 | 54.4208 | 59.0513 | 69.4423 | 71.6591 | -37 | -38.6005 | -173.8905 | 174.7155 | -173.8905 | 174.7155 | 34.3562 | 86.1868 | 125.7 | 128.1425 | 126.9 | 129.3198 | -159.8 | -163.4397 | -166.6 | -171.691 | -170 | -175.1114 | -169.7 | -174.8925 | 370.0517 | 373.4059
2020-10-07 21:00 | -60 | -61.3922 | 39.5304 | 45.7271 | 81.201 | 83.2304 | -60 | -61.1882 | -187.3699 | 188.3549 | -187.3699 | 188.3549 | 58.9358 | 96.6258 | 124.8 | 126.9748 | 124.2 | 126.6714 | -156.3 | -159.5421 | -162.6 | -167.282 | -166.8 | -171.5525 | -166.8 | -171.67 | 372.183 | 374.3997
2020-10-07 21:30 | -56 | -57.7235 | 36.754 | 42.5838 | 77.7124 | 80.1462 | -55 | -56.7539 | -180.0493 | 181.5322 | -180.0493 | 181.5322 | 73.255 | 110.7156 | 127.5 | 131.2619 | 127.8 | 131.7697 | -161.1 | -166.6885 | -165.6 | -172.7257 | -169.5 | -176.6926 | -169.1 | -176.451 | 344.7382 | 348.1213
2020-10-07 22:00 | -55 | -57.0088 | 34.1173 | 40.9138 | 76.2937 | 79.4658 | -55 | -57.0088 | -172.3166 | 174.8161 | -172.3166 | 174.8161 | 90.4116 | 120.5676 | 128.4 | 132.3517 | 128.7 | 132.4988 | -161.2 | -167.0971 | -165.3 | -172.5811 | -169.1 | -176.5657 | -169 | -176.6727 | 329.9178 | 332.9189
2020-10-07 22:30 | -63 | -65.8027 | 22.619 | 33.179 | 81.288 | 85.1731 | -63 | -66.0984 | -184.6178 | 187.5468 | -184.6178 | 187.5468 | 96.488 | 124.4015 | 129.6 | 133.5162 | 128.7 | 132.5705 | -162.2 | -168.2201 | -165.1 | -172.5923 | -168.9 | -176.6648 | -168.6 | -176.6146 | 312.4397 | 315.1108
2020-10-07 23:00 | -57 | -60.7454 | 24.7217 | 34.5008 | 75.3341 | 80.0733 | -56 | -59.4643 | -178.4411 | 181.8506 | -178.4411 | 181.8506 | 97.7633 | 131.6378 | 131.4 | 135.4077 | 130.5 | 134.6078 | -164.5 | -170.8375 | -165.7 | -172.5123 | -169.7 | -176.6326 | -169.3 | -176.4161 | 281.8415 | 281.9847
2020-10-07 23:30 | -56 | -59.808 | 27.1642 | 36.0575 | 72.0456 | 77.0924 | -56 | -59.808 | -182.5946 | 185.6124 | -182.5946 | 185.6124 | 95.4187 | 129.6449 | 135.3 | 138.9185 | 134.7 | 138.1988 | -167.4 | -173.6583 | -169.1 | -175.8353 | -173 | -179.7782 | -172.6 | -179.6131 | 287.1699 | 287.4252
2020-10-08 | -48 | -51.6236 | 30.4636 | 36.6485 | 66.1401 | 70.8831 | -49 | -52.5547 | -165.935 | 169.1902 | -165.935 | 169.1902 | 100.6069 | 135.1257 | 134.4 | 138.0421 | 135 | 138.9185 | -169.9 | -176.122 | -171.6 | -178.16 | -175.8 | -182.5011 | -175.4 | -182.3054 | 283.3081 | 283.8706
2020-10-08 00:30 | -60 | -63.9062 | 20.5619 | 28.8287 | 70.7435 | 76.075 | -60 | -63.5689 | -166.7188 | 170.988 | -166.7188 | 170.988 | 98.0512 | 133.1929 | 135.3 | 139.3377 | 135 | 139.0464 | -167.4 | -173.9541 | -168.2 | -175.1362 | -171.9 | -178.885 | -171.9 | -179.2603 | 271.2142 | 271.8992
2020-10-08 01:00 | -53 | -57.0088 | 20.1671 | 29.055 | 68.8675 | 74.6753 | -54 | -57.5847 | -157.8433 | 162.8915 | -157.8433 | 162.8915 | 91.5694 | 131.0475 | 128.4 | 132.6478 | 127.2 | 131.411 | -159.4 | -166.072 | -160.5 | -167.5813 | -164.4 | -171.5755 | -164 | -171.3944 | 259.4635 | 260.1383
2020-10-08 01:30 | -52 | -56.0803 | 13.1865 | 24.0495 | 72.6653 | 78.4481 | -52 | -56.0803 | -163.515 | 168.7131 | -163.515 | 168.7131 | 88.1269 | 128.8559 | 119.7 | 128.2688 | 120.9 | 127.5988 | -150.2 | -159.2102 | -150.7 | -160.1503 | -154.7 | -164.3206 | -154.1 | -164.0282 | 261.679 | 262.2854
2020-10-08 02:00 | -61 | -65.5515 | 9.1613 | 24.2484 | 75.9171 | 81.9791 | -61 | -65.5515 | -163.5994 | 169.3678 | -163.5994 | 169.3678 | 78.8165 | 118.9593 | 110.1 | 117.005 | 110.1 | 117.005 | -139.3 | -147.7 | -140.8 | -149.6162 | -144.2 | -153.1879 | -143.6 | -152.8275 | 261.6684 | 262.5047
2020-10-08 02:30 | -79 | -83.8153 | -7.9389 | 28.5762 | 92.8969 | 99.2287 | -79 | -84.1546 | -186.5065 | 192.993 | -186.5065 | 192.993 | 75.1558 | 115.9288 | 110.1 | 116.5059 | 108.6 | 114.6977 | -136.3 | -144.505 | -136.7 | -145.3182 | -140.2 | -149.1317 | -139.9 | -149.009 | 249.1783 | 250.4993
2020-10-08 03:00 | -65 | -69.2892 | 5.6084 | 23.1173 | 78.6214 | 84.4869 | -65 | -69.2892 | -165.9853 | 171.5111 | -165.9853 | 171.5111 | 77.0745 | 116.9075 | 110.4 | 116.7894 | 111.3 | 118.1349 | -136.3 | -144.1759 | -136.7 | -144.9155 | -139.9 | -148.3324 | -139.6 | -148.1832 | 245.7548 | 246.7732
2020-10-08 03:30 | -50 | -53.4883 | 17.0536 | 25.1381 | 67.8753 | 73.1487 | -51 | -54.4243 | -165.8212 | 171.8506 | -165.8212 | 171.8506 | 76.0405 | 117.2602 | 109.5 | 116.038 | 108.6 | 115.6978 | -138.3 | -146.5576 | -138.7 | -147.3019 | -142 | -150.8133 | -141.8 | -150.7943 | 245.9828 | 247.7543
2020-10-08 04:00 | -65 | -68.3081 | 10.2013 | 22.776 | 75.6992 | 80.801 | -65 | -68.3081 | -178.6013 | 184.3161 | -178.6013 | 184.3161 | 75.8892 | 115.3504 | 108.3 | 114.4137 | 108.6 | 115.0894 | -136.2 | -143.9514 | -137 | -145.4319 | -140.2 | -148.8155 | -140.1 | -148.856 | 256.2563 | 257.9304
2020-10-08 04:30 | -70 | -73.3757 | 4.4715 | 24.2009 | 86.0664 | 90.6067 | -70 | -73.3757 | -194.4454 | 199.7575 | -194.4454 | 199.7575 | 67.1413 | 107.5295 | 107.7 | 113.8459 | 108.9 | 114.7907 | -138.3 | -145.283 | -139 | -146.6352 | -142.3 | -150.1137 | -142 | -150.0219 | 271.3142 | 272.6515
2020-10-08 05:00 | -79 | -82.28 | -0.55105 | 25.4533 | 96.6535 | 100.6421 | -79 | -82.28 | -196.4906 | 200.1117 | -196.4906 | 200.1117 | 59.8493 | 96.8822 | 107.7 | 112.9092 | 108.6 | 114.0395 | -136.3 | -142.5949 | -137.8 | -144.5894 | -141.1 | -148.1935 | -141 | -148.1903 | 288.0937 | 289.2866
2020-10-08 05:30 | -81 | -86.3771 | 6.9793 | 37.1897 | 98.2479 | 103.6772 | -81 | -86.3771 | -215.3727 | 220.3574 | -215.3727 | 220.3574 | 63.1109 | 101.8568 | 118.2 | 122.2484 | 118.5 | 122.5385 | -147.6 | -153.2962 | -150.6 | -156.84 | -154.2 | -160.5761 | -153.9 | -160.4285 | 318.6607 | 318.8145
2020-10-08 06:00 | -71 | -75.6108 | 16.4846 | 36.6682 | 91.2843 | 95.7294 | -71 | -75.6108 | -208.6529 | 211.735 | -208.6529 | 211.735 | 65.7909 | 94.4548 | 126.6 | 130.106 | 128.7 | 132.4278 | -161.8 | -167.2127 | -165.9 | -171.5336 | -169.9 | -175.5805 | -169.8 | -175.6617 | 335.5571 | 335.6719
2020-10-08 06:30 | -72 | -77.6209 | 19.3613 | 43.5568 | 90.0153 | 95.9999 | -72 | -77.2528 | -207.768 | 211.201 | -207.768 | 211.201 | 51.2117 | 80.7733 | 133.5 | 137.0294 | 133.5 | 137.2352 | -167.6 | -173.3814 | -171.7 | -177.9376 | -176.1 | -182.5246 | -176.1 | -182.6567 | 343.6433 | 343.6588
2020-10-08 07:00 | -81 | -86.0349 | 12.9025 | 42.6137 | 99.2879 | 104.477 | -80 | -85.0941 | -218.298 | 221.585 | -218.298 | 221.585 | 39.3227 | 70.1563 | 133.8 | 135.9354 | 133.8 | 136.1524 | -167.1 | -170.7672 | -172.9 | -177.0051 | -177.3 | -181.5387 | -176.9 | -181.2128 | 363.5244 | 363.5309
2020-10-08 07:30 | -80 | -84.7585 | 8.3735 | 41.3504 | 97.7393 | 103.0983 | -80 | -84.7585 | -219.7737 | 222.8233 | -219.7737 | 222.8233 | 35.8584 | 67.5665 | 131.7 | 134.0893 | 130.2 | 132.5596 | -165.4 | -169.0419 | -172.5 | -176.7007 | -176.6 | -180.8551 | -176.4 | -180.7031 | 363.3741 | 363.4323
2020-10-08 08:00 | -78 | -83.2166 | 3.5891 | 39.0961 | 95.5211 | 101.1555 | -78 | -82.8734 | -215.5168 | 218.4752 | -215.5168 | 218.4752 | 55.7956 | 80.1507 | 132.3 | 134.6786 | 131.1 | 133.5 | -166.8 | -170.5359 | -172 | -176.2126 | -175.8 | -180.0957 | -175.7 | -180.1073 | 366.2403 | 366.3518
2020-10-08 08:30 | -87 | -91.0934 | -3.9369 | 38.3762 | 106.3098 | 110.8011 | -86 | -89.8443 | -230.2887 | 232.5147 | -230.2887 | 232.5147 | 60.6323 | 80.8405 | 132 | 134.4977 | 133.2 | 135.733 | -166.4 | -170.0052 | -174.2 | -178.4905 | -178.8 | -183.3208 | -178.5 | -183.059 | 370.0918 | 370.2076
2020-10-08 09:00 | -96 | -99.2018 | -8.3999 | 37.6928 | 113.7372 | 117.3501 | -97 | -100.1699 | -241.1181 | 242.8419 | -241.1181 | 242.8419 | 53.0347 | 75.0654 | 130.8 | 132.7723 | 130.2 | 132.3394 | -163.7 | -166.9733 | -171.8 | -175.7602 | -176.3 | -180.4123 | -176.1 | -180.2381 | 380.5075 | 380.5211
2020-10-08 09:30 | -100 | -104.6948 | -20.5919 | 38.1061 | 112.4575 | 115.8077 | -99 | -103.4456 | -225.3619 | 226.9598 | -225.3619 | 226.9598 | 43.4549 | 72.9173 | 129 | 131.9826 | 130.2 | 133.0932 | -161.1 | -165.6365 | -167 | -172.0792 | -171.1 | -176.2513 | -170.8 | -175.9841 | 304.4748 | 305.9717
2020-10-08 10:00 | -99 | -102.8834 | -28.4 | 44.7947 | 114.5713 | 118.9059 | -97 | -100.6876 | -229.3259 | 232.222 | -229.3259 | 232.222 | 50.8643 | 80.4468 | 134.4 | 136.526 | 135.3 | 137.5182 | -168.3 | -171.84 | -173.4 | -177.2619 | -179 | -183.0516 | -178.6 | -182.7236 | 352.4664 | 353.6626
2020-10-08 10:30 | -101 | -105.9481 | -31.024 | 48.8886 | 115.7882 | 121.0481 | -103 | -107.8564 | -232.2822 | 236.0623 | -232.2822 | 236.0623 | 51.6037 | 81.0879 | 131.1 | 134.0987 | 129.6 | 132.9897 | -164.2 | -168.6076 | -170.9 | -175.227 | -175.4 | -179.8147 | -175.2 | -179.686 | 355.4368 | 356.3317
2020-10-08 11:00 | -105 | -110.3676 | -20.1264 | 47.9377 | 123.3769 | 128.429 | -105 | -110.3676 | -249.5964 | 252.94 | -249.5964 | 252.94 | 61.1464 | 92.2568 | 134.4 | 137.7732 | 135.6 | 139.2107 | -169.3 | -174.7247 | -178 | -182.8367 | -182.8 | -187.7437 | -182.8 | -187.8813 | 365.4616 | 366.4166
2020-10-08 11:30 | -116 | -120.0708 | -18.3297 | 45.8923 | 132.2318 | 135.7112 | -116 | -120.0708 | -264.8836 | 266.75 | -264.8836 | 266.75 | 21.4942 | 80.1169 | 134.7 | 138.0659 | 133.5 | 136.699 | -167.1 | -172.4694 | -177.6 | -182.4987 | -181.5 | -186.4095 | -181.5 | -186.4552 | 387.0414 | 388.7597
2020-10-08 12:00 | -107 | -110.6029 | -8.5654 | 37.8641 | 114.9188 | 118.307 | -106 | -109.6358 | -240.3043 | 241.8744 | -240.3043 | 241.8744 | 13.5505 | 81.7526 | 136.5 | 139.6937 | 136.2 | 139.2116 | -169.7 | -175.1866 | -177 | -181.8918 | -181.4 | -186.335 | -181.3 | -186.4499 | 368.1009 | 370.0684
2020-10-08 12:30 | -103 | -106.738 | -6.3925 | 38.5891 | 119.7672 | 122.9046 | -102 | -105.513 | -245.448 | 247.0731 | -245.448 | 247.0731 | 32.2553 | 82.7081 | 138.6 | 142.0027 | 137.4 | 140.9646 | -171.5 | -177.5298 | -176.6 | -181.9265 | -180.7 | -186.0748 | -180.9 | -186.3648 | 348.5952 | 350.1682
2020-10-08 13:00 | -106 | -109.3846 | -24.5583 | 43.0701 | 127.2208 | 129.9714 | -106 | -109.1421 | -262.983 | 264.5884 | -262.983 | 264.5884 | 37.9982 | 78.6563 | 135 | 137.9139 | 136.5 | 139.5052 | -170.3 | -174.9117 | -181.2 | -185.7586 | -185.5 | -190.1512 | -185.3 | -190.0002 | 383.8427 | 385.6304
2020-10-08 13:30 | -96 | -100 | -14.1881 | 39.0651 | 110.5923 | 115.1178 | -96 | -100 | -255.7505 | 257.858 | -255.7505 | 257.858 | 20.237 | 67.2202 | 136.5 | 140.4324 | 136.8 | 140.8659 | -170.2 | -176.704 | -177.7 | -184.4655 | -182.2 | -189.1225 | -181.9 | -188.9143 | 373.8279 | 375.4572
2020-10-08 14:00 | -117 | -122.4132 | -38.6416 | 56.5727 | 132.0792 | 136.559 | -117 | -122.4132 | -278.5798 | 280.7789 | -278.5798 | 280.7789 | 44.719 | 61.7673 | 137.4 | 139.5848 | 136.8 | 139.2116 | -171.1 | -175.1613 | -178.6 | -183.4949 | -182.4 | -187.3314 | -183.1 | -188.1502 | 367.0052 | 367.6431
2020-10-08 14:30 | -117 | -120.5405 | -17.5457 | 42.8677 | 133.0176 | 135.911 | -116 | -119.5701 | -276.5972 | 277.7167 | -276.5972 | 277.7167 | 32.4753 | 61.3989 | 137.1 | 140.1543 | 139.2 | 142.1481 | -173.1 | -178.3368 | -179 | -184.866 | -183.8 | -189.8136 | -183.5 | -189.6236 | 349.3375 | 349.859
2020-10-08 15:00 | -109 | -112.2943 | -11.4928 | 37.748 | 126.4342 | 129.2117 | -109 | -112.058 | -268.3611 | 269.2968 | -268.3611 | 269.2968 | 11.0475 | 64.888 | 135.6 | 139.0098 | 137.4 | 140.637 | -168.2 | -174.2455 | -175.2 | -181.7359 | -179.9 | -186.3836 | -179.5 | -186.2002 | 365.693 | 366.1748
2020-10-08 15:30 | -125 | -129.031 | -29.2962 | 49.6679 | 144.7268 | 147.7247 | -127 | -130.7287 | -295.4561 | 296.8601 | -295.4561 | 296.8601 | 5.7679 | 82.6875 | 135 | 137.4432 | 134.7 | 137.2627 | -170 | -174.3716 | -176.5 | -180.8442 | -181.2 | -185.5195 | -180.6 | -185.1611 | 379.8576 | 381.6421
2020-10-08 16:00 | -116 | -117.8855 | -26.3163 | 39.0984 | 134.1134 | 135.8323 | -115 | -116.9017 | -288.4517 | 288.6886 | -288.4517 | 288.6886 | -3.4285 | 87.7387 | 137.4 | 140.0859 | 138 | 140.7921 | -170 | -175.0635 | -177 | -181.8918 | -181.6 | -186.4988 | -181 | -185.9456 | 384.4795 | 388.2661
2020-10-08 16:30 | -119 | -122.4827 | -24.0785 | 44.7181 | 138.6965 | 141.5804 | -118 | -121.2765 | -300.9119 | 301.593 | -300.9119 | 301.593 | -16.7421 | 68.1898 | 135.3 | 138.0864 | 133.5 | 139.7334 | -167.3 | -172.1323 | -174.4 | -179.1492 | -179.4 | -184.2736 | -178.6 | -183.5179 | 400.1246 | 403.5027
2020-10-08 17:00 | -122 | -124.3382 | -20.0408 | 39.5154 | 140.5555 | 142.458 | -121 | -123.1666 | -306.4424 | 306.6411 | -306.4424 | 306.6411 | -23.2027 | 80.7383 | 136.2 | 138.7924 | 138.3 | 140.9687 | -170.4 | -175.3571 | -178.3 | -183.3884 | -182.8 | -187.9045 | -182.6 | -187.8264 | 433.1874 | 436.04
2020-10-08 17:30 | -126 | -127.738 | -18.3759 | 36.4847 | 143.7433 | 145.0046 | -127 | -128.5652 | -310.6274 | 310.6901 | -310.6274 | 310.6901 | 0.19249 | 66.9203 | 134.4 | 136.0774 | 137.4 | 138.7768 | -171.7 | -174.7488 | -181.2 | -184.8594 | -185.9 | -189.5855 | -186.2 | -189.9584 | 474.7493 | 475.4322
2020-10-08 18:00 | -123 | -124.6154 | -7.923 | 33.1823 | 136.1327 | 137.719 | -122 | -123.6285 | -298.1208 | 298.2761 | -298.1208 | 298.2761 | 1.0138 | 68.0859 | 136.2 | 138.046 | 135.9 | 137.8493 | -168.9 | -172.5256 | -179 | -183.2634 | -183.4 | -187.6265 | -183.2 | -187.5587 | 461.7843 | 462.367
2020-10-08 18:30 | -120 | -121.6553 | -10.243 | 37.3249 | 143.2492 | 144.4205 | -119 | -120.669 | -307.9475 | 307.9951 | -307.9475 | 307.9951 | 6.8465 | 69.5867 | 135.3 | 137.4648 | 135.9 | 138.0554 | -169.3 | -172.9003 | -179.3 | -183.6425 | -183.8 | -188.1235 | -183.6 | -187.9923 | 465.7741 | 466.7061
2020-10-08 19:00 | -113 | -114.5862 | -1.0415 | 36.5239 | 136.7617 | 137.8476 | -112 | -113.4372 | -296.2592 | 296.2874 | -296.2592 | 296.2874 | 4.4983 | 73.9541 | 135.3 | 137.7944 | 136.8 | 139.3241 | -171.5 | -175.7464 | -179.2 | -184.1018 | -183.2 | -188.0425 | -184.2 | -189.2667 | 434.6897 | 435.4097
2020-10-08 19:30 | -96 | -98.7168 | 15.7985 | 40.6077 | 117.8411 | 120.2838 | -96 | -98.4886 | -262.7919 | 263.4253 | -262.7919 | 263.4253 | 8.8755 | 69.4585 | 135.6 | 138.2619 | 136.5 | 139.1447 | -171.2 | -175.8336 | -178.6 | -183.8686 | -183.2 | -188.5272 | -183.1 | -188.5249 | 404.9391 | 405.2765
2020-10-08 20:00 | -93 | -95.3415 | 13.21 | 37.7947 | 118.0399 | 120.3042 | -92 | -94.3663 | -257.1453 | 257.8518 | -257.1453 | 257.8518 | 20.2039 | 72.5089 | 136.2 | 138.735 | 136.2 | 138.6782 | -170 | -174.461 | -178 | -183.3816 | -182.4 | -187.8212 | -182.2 | -187.6988 | 392.5244 | 393.0792
2020-10-08 20:30 | -87 | -90.802 | 18.5294 | 38.8457 | 106.1969 | 109.5604 | -88 | -91.4822 | -233.834 | 235.4501 | -233.834 | 235.4501 | 34.3533 | 71.0349 | 136.5 | 140.2236 | 137.1 | 140.6053 | -171.6 | -177.7887 | -178.6 | -185.4939 | -183.1 | -190.1238 | -182.6 | -189.7235 | 370.6537 | 371.1697
2020-10-08 21:00 | -95 | -99.3277 | 5.8556 | 37.5194 | 113.5834 | 117.5628 | -95 | -99.0404 | -237.7995 | 240.3461 | -237.7995 | 240.3461 | 48.4425 | 79.1964 | 135.6 | 139.3477 | 138.3 | 141.9089 | -169.8 | -176.3457 | -175.5 | -182.7601 | -180.1 | -187.429 | -179.8 | -187.2521 | 356.6167 | 356.9474
2020-10-08 21:30 | -86 | -91.7606 | 10.8101 | 40.2583 | 103.548 | 109.3597 | -86 | -91.4166 | -219.8988 | 224.3386 | -219.8988 | 224.3386 | 53.3913 | 97.3646 | 135.9 | 138.7343 | 137.7 | 140.498 | -171.4 | -176.8338 | -175.5 | -181.9194 | -179.9 | -186.349 | -179.6 | -186.2435 | 320.7416 | 320.7428
2020-10-08 22:00 | -78 | -81.9085 | 15.6052 | 33.2298 | 93.1252 | 97.413 | -76 | -79.6994 | -199.5383 | 202.7283 | -199.5383 | 202.7283 | 79.2711 | 118.5386 | 139.5 | 140.9646 | 139.2 | 142.6537 | -173 | -178.9343 | -175.9 | -181.7145 | -181.5 | -187.5118 | -181.2 | -187.4242 | 305.013 | 305.0156
2020-10-08 22:30 | -68 | -71.7844 | 18.5058 | 32.9807 | 85.1882 | 90.4403 | -68 | -72.111 | -189.4658 | 193.4047 | -189.4658 | 193.4047 | 87.2085 | 120.6648 | 137.7 | 141.6693 | 137.1 | 141.229 | -170.8 | -177.884 | -173 | -180.3325 | -176.9 | -184.3562 | -176.7 | -184.267 | 286.6875 | 286.6885
2020-10-08 23:00 | -73 | -77.1622 | 12.9971 | 29.7503 | 88.8113 | 93.8223 | -72 | -75.8947 | -200.5469 | 204.0442 | -200.5469 | 204.0442 | 84.1428 | 119.3989 | 136.5 | 140.2926 | 138.6 | 142.4052 | -173.1 | -180.0798 | -174.1 | -181.2484 | -177.8 | -184.9698 | -178 | -185.4681 | 290.7467 | 290.747
2020-10-08 23:30 | -54 | -58.3095 | 34.8878 | 42.521 | 67.0832 | 73.3802 | -53 | -57.0088 | -173.551 | 177.0921 | -173.551 | 177.0921 | 73.9243 | 115.0497 | 139.2 | 143.2684 | 138.9 | 142.8359 | -174 | -181.1802 | -173.8 | -181.3266 | -178 | -185.6768 | -177.7 | -185.3682 | 274.6608 | 274.6771
2020-10-09 | -59 | -62.2415 | 22.5331 | 34.2175 | 75.5623 | 81.4037 | -59 | -63.6946 | -179.6771 | 183.8119 | -179.6771 | 183.8119 | 84.8906 | 106.4486 | 136.8 | 141.6893 | 138 | 142.771 | -172.9 | -181.2861 | -172.8 | -183.7215 | -176.1 | -187.3351 | -175.8 | -187.2589 | 275.6493 | 291.8107
2020-10-09 00:30 | -54 | -59.808 | 21.1598 | 30.0132 | 71.032 | 76.512 | -56 | -59.4643 | -165.6343 | 169.9242 | -165.6343 | 169.9242 | 97.6244 | 122.887 | 138.6 | 143.138 | 138.6 | 143.199 | -173.4 | -181.9439 | -172.5 | -183.5758 | -177.3 | -188.8393 | -177.1 | -188.8939 | 264.0218 | 271.3949
2020-10-09 01:00 | -63 | -68.1542 | 13.0709 | 28.7255 | 76.8763 | 83.6836 | -62 | -67.2309 | -168.6671 | 174.9394 | -168.6671 | 174.9394 | 87.7897 | 115.248 | 136.8 | 141.6115 | 138 | 142.8482 | -171.1 | -179.7226 | -170.7 | -182.1284 | -174.8 | -186.4941 | -174.5 | -186.529 | 260.5677 | 270.6635
2020-10-09 01:30 | -70 | -75.9605 | 4.187 | 26.5536 | 84.077 | 90.4929 | -70 | -75.0267 | -178.227 | 184.4111 | -178.227 | 184.4111 | 92.2998 | 117.0467 | 137.1 | 142.1361 | 138.9 | 144.0306 | -172.6 | -181.8312 | -171.6 | -183.5336 | -175.4 | -187.6896 | -175.5 | -188.0839 | 228.8534 | 239.6214
2020-10-09 02:00 | -69 | -74.8465 | 2.8087 | 28.8011 | 85.6198 | 92.7359 | -70 | -75.7694 | -176.3218 | 183.539 | -176.3218 | 183.539 | 93.1685 | 120.1444 | 140.7 | 146.0051 | 141 | 146.5367 | -174.5 | -184.7231 | -173 | -186.1416 | -177.1 | -190.6165 | -176.6 | -190.5251 | 206.2609 | 219.3274
2020-10-09 02:30 | -68 | -74.7329 | 4.0751 | 29.0349 | 82.1957 | 90.0143 | -68 | -74.3236 | -170.0793 | 178.1447 | -170.0793 | 178.1447 | 97.0785 | 134.4682 | 140.7 | 146.3302 | 141.9 | 147.4029 | -175.1 | -185.29 | -172.6 | -182.9956 | -177 | -187.6109 | -176.5 | -187.3395 | 198.7959 | 199.7649
2020-10-09 03:00 | -64 | -75.7694 | 7.5746 | 27.9952 | 79.362 | 87.0169 | -64 | -75.3923 | -164.9695 | 172.6094 | -164.9695 | 172.6094 | 89.4903 | 131.8329 | 141.6 | 147.1958 | 141 | 146.7843 | -175.8 | -186.0824 | -173 | -183.4394 | -177.4 | -188.0546 | -176.8 | -187.7564 | 189.7615 | 190.6334
2020-10-09 03:30 | -68 | -73.5391 | 1.2421 | 28.6472 | 85.6181 | 92.647 | -68 | -73.5391 | -175.0614 | 182.174 | -175.0614 | 182.174 | 94.6916 | 133.9298 | 140.7 | 146.3302 | 143.1 | 148.7207 | -176 | -186.4603 | -173.4 | -183.9832 | -177.5 | -188.3822 | -177.1 | -188.14 | 185.7719 | 186.6437
2020-10-09 04:00 | -74 | -78.7718 | 0.2266 | 27.0533 | 87.7131 | 93.9967 | -74 | -78.7718 | -179.3479 | 185.4757 | -179.3479 | 185.4757 | 99.3998 | 136.5938 | 140.1 | 145.6709 | 141.9 | 147.322 | -175.6 | -185.6974 | -173.6 | -184.0385 | -178.1 | -188.7813 | -177.5 | -188.4157 | 208.4891 | 209.1595
2020-10-09 04:30 | -72 | -76.2168 | 6.7731 | 26.26 | 84.1605 | 90.1037 | -71 | -75.6108 | -176.4216 | 182.043 | -176.4216 | 182.043 | 86.1325 | 125.3336 | 141 | 145.9015 | 141.9 | 146.6951 | -177.5 | -186.4582 | -176.9 | -186.3229 | -181 | -190.4977 | -180.7 | -190.4956 | 218.5067 | 219.7668
2020-10-09 05:00 | -62 | -66.1287 | 14.1063 | 28.1911 | 84.5312 | 88.8957 | -62 | -65.7875 | -182.7802 | 186.1777 | -182.7802 | 186.1777 | 84.2625 | 122.8912 | 138.9 | 143.34 | 138.9 | 143.4894 | -174.4 | -182.8671 | -174 | -182.9433 | -178.1 | -187.1213 | -177.6 | -186.798 | 264.5034 | 264.8262
2020-10-09 05:30 | -68 | -72.111 | 22.3672 | 38.6087 | 86.8406 | 91.6374 | -68 | -72.111 | -193.4444 | 196.6598 | -193.4444 | 196.6598 | 80.4465 | 130.2727 | 139.2 | 143.5571 | 139.5 | 143.7751 | -173.3 | -181.1358 | -175.4 | -182.664 | -179.7 | -186.9616 | -179 | -186.4001 | 311.669 | 311.6752
2020-10-09 06:00 | -58 | -68.6222 | 34.3291 | 46.1357 | 76.7302 | 81.9177 | -58 | -67.6757 | -186.2359 | 189.0085 | -186.2359 | 189.0085 | 60.5432 | 120.4281 | 141 | 144.6078 | 140.4 | 143.8249 | -174.5 | -180.6151 | -178.7 | -183.754 | -183.6 | -188.6828 | -182.8 | -187.9509 | 344.3112 | 344.3406
2020-10-09 06:30 | -60 | -64.622 | 29.4462 | 45.0366 | 86.0787 | 90.5386 | -60 | -64.622 | -211.1797 | 212.7807 | -211.1797 | 212.7807 | 43.1287 | 82.865 | 138.6 | 140.9263 | 140.1 | 142.2955 | -172.5 | -176.7442 | -177.7 | -182.1683 | -182.2 | -186.7123 | -182.1 | -186.6805 | 373.2787 | 373.6182
2020-10-09 07:00 | -71 | -74.9466 | 23.6588 | 45.7953 | 96.0454 | 100.5577 | -70 | -77.7946 | -225.9405 | 227.5245 | -225.9405 | 227.5245 | 11.5279 | 69.3341 | 136.8 | 138.9942 | 137.1 | 139.3428 | -171.8 | -176.061 | -177.6 | -181.7463 | -182.2 | -186.4325 | -181.2 | -185.5195 | 381.2408 | 381.2503
2020-10-09 07:30 | -80 | -82.4621 | 16.4398 | 37.94 | 100.8665 | 103.7449 | -80 | -82.2253 | -236.882 | 237.388 | -236.882 | 237.388 | -5.8843 | 70.9765 | 137.1 | 139.1334 | 137.4 | 139.5322 | -171.5 | -175.3904 | -178.4 | -182.3814 | -182.6 | -186.6767 | -182.3 | -186.4041 | 407.5973 | 407.9564
2020-10-09 08:00 | -85 | -87.5557 | 12.5043 | 38.2964 | 105.9543 | 108.7199 | -84 | -86.5852 | -243.4901 | 243.9187 | -243.4901 | 243.9187 | -2.0234 | 78.8393 | 137.4 | 139.8013 | 138 | 140.2284 | -172.2 | -176.3862 | -180 | -184.2831 | -184.5 | -188.8075 | -184.2 | -188.5143 | 423.0489 | 424.6204
2020-10-09 08:30 | -99 | -101.6366 | -3.3197 | 37.1258 | 118.9704 | 121.7426 | -98 | -100.6628 | -262.2552 | 262.8022 | -262.2552 | 262.8022 | -5.1597 | 74.6941 | 137.7 | 139.9869 | 137.4 | 140.0277 | -171.9 | -176.2344 | -180.3 | -184.5429 | -184.9 | -189.1432 | -184.4 | -188.7737 | 429.8599 | 431.4618
2020-10-09 09:00 | -97 | -99.925 | -3.3173 | 35.6022 | 112.6555 | 115.7263 | -97 | -99.925 | -248.1234 | 248.8548 | -248.1234 | 248.8548 | -19.7378 | 80.0658 | 136.2 | 138.7924 | 136.8 | 139.2675 | -171.7 | -176.3432 | -178.9 | -183.4712 | -183.8 | -188.4269 | -183.6 | -188.2318 | 403.4668 | 404.8312
2020-10-09 09:30 | -96 | -98.4886 | -14.0422 | 36.1199 | 112.4491 | 115.3606 | -97 | -99.4636 | -242.9383 | 243.7405 | -242.9383 | 243.7405 | -1.9653 | 76.455 | 135 | 137.223 | 134.4 | 136.6328 | -169.7 | -173.4765 | -178.2 | -182.8075 | -182.8 | -187.2761 | -182.5 | -186.9833 | 421.3679 | 422.3554
2020-10-09 10:00 | -105 | -106.8878 | -27.7113 | 40.0343 | 120.6167 | 122.8157 | -105 | -106.8878 | -254.9037 | 255.4562 | -254.9037 | 255.4562 | -6.0511 | 75.089 | 137.7 | 140.5579 | 136.8 | 139.6763 | -170.4 | -175.6686 | -177.4 | -183.142 | -181.8 | -187.5539 | -181.7 | -187.5309 | 406.6383 | 407.9108
2020-10-09 10:30 | -105 | -107.0794 | -30.1966 | 43.4897 | 126.1382 | 128.3592 | -105 | -107.0794 | -255.4248 | 256.2786 | -255.4248 | 256.2786 | 2.8672 | 70.5218 | 136.8 | 139.6763 | 137.4 | 140.1446 | -170.5 | -175.4044 | -176.2 | -181.8062 | -181 | -186.6313 | -180.7 | -186.3893 | 394.0391 | 394.8827
2020-10-09 11:00 | -112 | -115.447 | -36.5179 | 50.129 | 130.324 | 133.3181 | -113 | -114.2366 | -258.343 | 259.9472 | -258.343 | 259.9472 | 6.3154 | 78.049 | 136.5 | 139.5674 | 135.9 | 138.9806 | -168.8 | -174.1908 | -177.8 | -184.0356 | -182.3 | -188.5644 | -182.1 | -188.4738 | 404.7614 | 406.271
2020-10-09 11:30 | -109 | -113.6002 | -26.5938 | 47.6582 | 119.5389 | 124.3044 | -108 | -112.361 | -240.6433 | 243.7625 | -240.6433 | 243.7625 | -5.754 | 73.8954 | 134.4 | 137.2047 | 132 | 134.7331 | -167.5 | -172.0945 | -176 | -181.9374 | -180.6 | -186.5904 | -180.3 | -186.3252 | 391.412 | 392.8563
2020-10-09 12:00 | -110 | -114.8434 | -26.3674 | 46.8947 | 116.9824 | 122.1203 | -109 | -113.8859 | -235.0373 | 238.5437 | -235.0373 | 238.5437 | -7.604 | 77.9641 | 135.6 | 138.5013 | 135 | 137.9755 | -169.8 | -175.1111 | -177.9 | -184.5155 | -182.4 | -189.0762 | -182.2 | -188.9096 | 388.8507 | 390.376
2020-10-09 12:30 | -106 | -111.3194 | -30.1053 | 49.5815 | 119.1165 | 124.317 | -106 | -111.018 | -236.0381 | 239.8668 | -236.0381 | 239.8668 | 9.1132 | 91.841 | 138.6 | 141.6219 | 138 | 141.2669 | -170.2 | -175.8456 | -175.8 | -182.3144 | -179.3 | -185.9013 | -179.6 | -186.2966 | 360.8222 | 362.8198
2020-10-09 13:00 | -103 | -108.1573 | -34.5636 | 51.8053 | 116.6028 | 122.3829 | -103 | -108.1573 | -228.6235 | 233.0884 | -228.6235 | 233.0884 | 19.1325 | 90.2872 | 141.3 | 144.1456 | 139.2 | 142.1481 | -174.4 | -179.816 | -177.3 | -183.6304 | -181.4 | -187.7975 | -181.3 | -187.8572 | 337.8636 | 338.9747
2020-10-09 13:30 | -107 | -112.5789 | -42.1394 | 57.4557 | 122.4653 | 127.9782 | -107 | -113.5297 | -233.1282 | 237.7332 | -233.1282 | 237.7332 | 31.7831 | 91.3625 | 139.2 | 142.1481 | 142.5 | 145.5621 | -172.6 | -178.2943 | -174.4 | -181.2342 | -178.1 | -184.9315 | -178.3 | -185.2592 | 327.4498 | 328.1131
2020-10-09 14:00 | -107 | -110.8603 | -41.9503 | 53.5594 | 120.3177 | 124.7517 | -105 | -108.9312 | -230.9665 | 234.5624 | -230.9665 | 234.5624 | 23.761 | 90.6778 | 137.4 | 140.5733 | 138.9 | 142.0398 | -172.9 | -178.4108 | -172.7 | -178.4665 | -176.1 | -181.9081 | -175.7 | -181.6472 | 302.2108 | 303.3698
2020-10-09 14:30 | -102 | -106.0424 | -29.138 | 44.2033 | 116.0671 | 120.5179 | -102 | -105.7733 | -220.4482 | 224.2914 | -220.4482 | 224.2914 | 39.1255 | 91.5012 | 138.6 | 141.6219 | 136.8 | 140.1154 | -170.9 | -176.4235 | -171.5 | -177.2342 | -175.6 | -181.3525 | -175.3 | -181.3368 | 281.6805 | 282.5154
2020-10-09 15:00 | -105 | -108.9312 | -29.4727 | 43.7067 | 117.5769 | 122.0093 | -104 | -107.7033 | -223.4454 | 227.3807 | -223.4454 | 227.3807 | 48.1 | 97.5978 | 137.7 | 140.6795 | 139.2 | 142.5237 | -172.2 | -177.7078 | -175 | -180.6434 | -179.5 | -185.3004 | -178.2 | -184.0664 | 292.6588 | 293.5586
2020-10-09 15:30 | -100 | -104.1201 | -19.5237 | 36.6431 | 108.505 | 113.0929 | -99 | -102.8834 | -214.7852 | 218.5899 | -214.7852 | 218.5899 | 39.8438 | 99.5375 | 136.8 | 140.0508 | 138.9 | 142.1028 | -172.8 | -178.8953 | -174.1 | -180.3847 | -178.4 | -184.7706 | -178.1 | -184.6647 | 296.2148 | 297.109
2020-10-09 16:00 | -92 | -96.1665 | -14.2918 | 33.4902 | 104.9478 | 109.536 | -91 | -94.921 | -217.3288 | 220.625 | -217.3288 | 220.625 | -15.9905 | 82.6206 | 82.2 | 86.0644 | 83.4 | 87.124 | -105.4 | -108.1649 | -111.5 | -114.8412 | -114.4 | -117.8006 | -114.2 | -117.6063 | 378.7145 | 378.7145
2020-10-09 16:30 | -87 | -90.802 | -6.6956 | 30.3276 | 100.8471 | 105.4151 | -85 | -90.5207 | -216.4902 | 219.5064 | -216.4902 | 219.5064 | -27.782 | 88.9446 | 85.5 | 90.8109 | 87 | 92.2245 | -108.4 | -112.8562 | -116 | -121.0217 | -118.9 | -124.001 | -118.8 | -123.9051 | 382.4558 | 382.5335
2020-10-09 17:00 | -81 | -83.678 | 7.8274 | 27.2285 | 93.9171 | 97.4635 | -80 | -82.4621 | -212.5448 | 214.4458 | -212.5448 | 214.4458 | -20.4866 | 85.6954 | 84 | 88.6072 | 84 | 88.6072 | -107.3 | -110.8932 | -117.9 | -122.2709 | -120.9 | -125.2703 | -120.6 | -125.0071 | 447.1114 | 447.219
2020-10-09 17:30 | -63 | -65 | 24.4281 | 33.2492 | 84.289 | 86.9534 | -63 | -65 | -206.875 | 207.726 | -206.875 | 207.726 | -30.5217 | 91.5814 | 86.4 | 90.9792 | 85.5 | 90.3164 | -108.5 | -112.1807 | -119 | -123.4376 | -122 | -126.3843 | -121.8 | -126.2437 | 447.8734 | 447.9414
2020-10-09 18:00 | -57 | -58.4637 | 40.7376 | 45.2844 | 74.9404 | 77.159 | -57 | -58.4637 | -196.6796 | 197.0518 | -196.6796 | 197.0518 | -37.6395 | 84.7599 | 85.2 | 89.3758 | 87 | 91.0049 | -107.7 | -110.8647 | -117.6 | -121.7812 | -120.7 | -124.8699 | -120.7 | -124.8443 | 456.0154 | 456.0244
2020-10-09 18:30 | -44 | -44.5533 | 49.9281 | 52.3215 | 71.3907 | 72.4856 | -44 | -44.5533 | -192.4805 | 192.5004 | -192.4805 | 192.5004 | -35.0636 | 82.4108 | 84.9 | 88.9099 | 86.1 | 89.969 | -106.9 | -109.8072 | -118 | -121.853 | -121 | -124.8585 | -121.1 | -124.9554 | 474.3436 | 474.3658
2020-10-09 19:00 | -51 | -51.0882 | 56.4516 | 58.503 | 71.824 | 72.3335 | -50 | -52.0384 | -193.395 | 193.4241 | -193.395 | 193.4241 | -34.7564 | 78.8773 | 84 | 87.4442 | 85.2 | 88.5158 | -106.8 | -109.1444 | -118.5 | -121.7173 | -122.2 | -125.4116 | -121.9 | -125.1873 | 485.5225 | 485.525
2020-10-09 19:30 | -40 | -40.05 | 65.3462 | 66.5179 | 60.0149 | 60.5622 | -39 | -39.0128 | -175.0201 | 175.0479 | -175.0201 | 175.0479 | -34.1671 | 74.0324 | 84.6 | 87.3139 | 84.9 | 87.9865 | -107.9 | -109.8115 | -118.3 | -121.4997 | -121.9 | -125.1873 | -121.7 | -124.9471 | 461.3347 | 461.3701
2020-10-09 20:00 | -35 | -35.0143 | 69.2181 | 70.1591 | 56.079 | 56.6999 | -34 | -34.0147 | -168.6909 | 168.7013 | -168.6909 | 168.7013 | -28.946 | 72.0328 | 84.6 | 87.697 | 86.1 | 88.916 | -106.6 | -108.6682 | -117.9 | -121.2256 | -121 | -124.3341 | -120.9 | -124.2598 | 443.2182 | 443.2548
2020-10-09 20:30 | -25 | -25.0799 | 72.5016 | 73.1275 | 48.3678 | 49.0139 | -25 | -25.0799 | -152.0657 | 152.0799 | -152.0657 | 152.0799 | -14.1792 | 77.3534 | 85.5 | 89.052 | 85.2 | 88.9342 | -107.4 | -109.9839 | -118 | -121.882 | -121.2 | -125.1017 | -121 | -125.0078 | 438.2824 | 438.3278
2020-10-09 21:00 | -13 | -13.3417 | 77.2133 | 77.6741 | 38.5576 | 39.8255 | -13 | -13.1529 | -133.6093 | 133.6702 | -133.6093 | 133.6702 | 1.564 | 78.3346 | 84.3 | 88.2479 | 86.4 | 90.5205 | -109.3 | -112.3037 | -119 | -123.3319 | -122.3 | -126.674 | -122.2 | -126.6035 | 424.6154 | 424.9075
2020-10-09 21:30 | -17 | -17.1172 | 73.9574 | 74.5221 | 37.5758 | 39.0051 | -17 | -17.2627 | -131.7072 | 131.8357 | -131.7072 | 131.8357 | 16.1337 | 82.6201 | 85.5 | 90.1249 | 85.8 | 90.1299 | -109.5 | -112.8036 | -118.7 | -123.5564 | -122.3 | -127.1548 | -122.1 | -127.0174 | 418.4637 | 418.8555
2020-10-09 22:00 | -13 | -13.6015 | 75.4519 | 76.0652 | 32.5085 | 35.059 | -13 | -13.9284 | -116.4133 | 117.0512 | -116.4133 | 117.0512 | 34.2258 | 95.182 | 85.8 | 90.5076 | 87.3 | 91.7416 | -110.9 | -114.4292 | -119.5 | -123.8144 | -122.5 | -126.8931 | -122.3 | -126.7087 | 403.9516 | 404.322
2020-10-09 22:30 | -11 | -11.7047 | 73.251 | 73.4577 | 30.0539 | 32.7444 | -11 | -12.083 | -119.2858 | 119.9567 | -119.2858 | 119.9567 | 50.9049 | 103.6909 | 87 | 92.7679 | 86.1 | 92.2074 | -109.5 | -114.8364 | -117.7 | -123.8679 | -120.6 | -126.8418 | -120.3 | -126.7442 | 388.9113 | 389.342
2020-10-09 23:00 | -5 | -5.099 | 73.1636 | 73.3654 | 25.8605 | 29.7029 | -5 | -7.8102 | -116.383 | 117.3034 | -116.383 | 117.3034 | 57.5205 | 106.9052 | 87 | 93.7019 | 86.1 | 92.9797 | -111.7 | -117.392 | -118.6 | -125.2278 | -121.5 | -128.1674 | -121 | -127.7255 | 377.5873 | 378.0286
2020-10-09 23:30 | -3 | -6.7082 | 76.805 | 76.9507 | 20.1324 | 25.2312 | -3 | -6.7082 | -118.2529 | 119.0625 | -118.2529 | 119.0625 | 46.361 | 100.4528 | 86.4 | 92.7034 | 87 | 93.1552 | -109.7 | -115.2131 | -115.6 | -121.8742 | -118.6 | -125.069 | -118.1 | -124.5623 | 376.7245 | 377.1313
2020-10-10 | 1 | 6.0828 | 77.0882 | 77.1862 | 15.8126 | 22.7981 | 1 | 6.0828 | -100.9512 | 102.3992 | -100.9512 | 102.3992 | 41.1762 | 103.6745 | 85.5 | 93.0043 | 86.4 | 94.0681 | -108.6 | -115.4582 | -114.1 | -121.7931 | -117.2 | -124.9776 | -116.7 | -124.6137 | 351.9444 | 352.3355
2020-10-10 00:30 | -12 | -13.8924 | 58.6203 | 58.7022 | 29.1047 | 33.6817 | -11 | -12.53 | -106.5531 | 108.2002 | -106.5531 | 108.2002 | 52.6038 | 106.8383 | 86.4 | 93.485 | 87.3 | 94.2043 | -110 | -116.5429 | -114.8 | -122.2417 | -117.7 | -125.1122 | -117.2 | -124.8392 | 345.4347 | 346.6831
2020-10-10 01:00 | -16 | -18.7883 | 60.2504 | 60.4522 | 26.1461 | 32.2291 | -17 | -18.7883 | -97.231 | 99.814 | -97.231 | 99.814 | 52.9543 | 109.1172 | 86.1 | 93.5562 | 87.6 | 94.8232 | -109.1 | -115.8275 | -113.9 | -121.4315 | -117.1 | -124.7799 | -116.3 | -124.134 | 336.3736 | 337.8037
2020-10-10 01:30 | -9 | -15.6525 | 59.2271 | 59.2709 | 23.7165 | 30.0457 | -9 | -15.6525 | -93.1951 | 95.8175 | -93.1951 | 95.8175 | 56.3969 | 111.5342 | 87.9 | 95.0389 | 87.6 | 94.8232 | -110.1 | -117.0389 | -114 | -121.8754 | -116.8 | -124.7776 | -116.6 | -124.7675 | 319.1087 | 321.2756
2020-10-10 02:00 | -20 | -21.9317 | 47.7287 | 47.8609 | 34.0708 | 38.6639 | -18 | -19.3132 | -105.0782 | 107.5144 | -105.0782 | 107.5144 | 67.7064 | 116.3995 | 87.9 | 95.1005 | 88.8 | 96.2771 | -111 | -117.6852 | -114.9 | -122.5429 | -117.8 | -125.7973 | -117.4 | -125.5154 | 316.5206 | 318.9741
2020-10-10 02:30 | -16 | -18.868 | 50.3262 | 50.5314 | 30.1637 | 36.4072 | -16 | -18.868 | -97.701 | 100.9912 | -97.701 | 100.9912 | 62.1354 | 121.3937 | 84.3 | 93.7854 | 84.3 | 94.0499 | -107.7 | -116.5313 | -111.9 | -120.8345 | -114.6 | -123.5996 | -114.4 | -123.6405 | 310.8398 | 314.5978
2020-10-10 03:00 | -21 | -22.8473 | 45.4808 | 45.6608 | 34.5344 | 39.687 | -21 | -22.8473 | -102.2811 | 105.3509 | -102.2811 | 105.3509 | 77.1444 | 127.7727 | 82.2 | 90.4747 | 83.4 | 91.5664 | -105.1 | -112.5258 | -109.8 | -117.5944 | -112.7 | -120.5534 | -111.9 | -120.0215 | 317.3588 | 324.9471
2020-10-10 03:30 | -18 | -20.1246 | 47.1106 | 47.213 | 32.1978 | 37.3935 | -18 | -19.6977 | -98.4792 | 101.4323 | -98.4792 | 101.4323 | 85.9615 | 133.1391 | 87.9 | 95.9217 | 87.6 | 95.7677 | -111.1 | -118.8446 | -115.5 | -123.5616 | -118.5 | -126.7212 | -118 | -126.3608 | 308.832 | 316.513
2020-10-10 04:00 | -11 | -14.2127 | 53.1747 | 53.2546 | 25.6492 | 31.9247 | -12 | -15 | -88.9643 | 92.1953 | -88.9643 | 92.1953 | 86.7768 | 132.0838 | 88.8 | 96.5105 | 87.3 | 95.2518 | -110.3 | -117.9548 | -115 | -122.9169 | -117.8 | -125.8544 | -117.3 | -125.6714 | 315.6657 | 323.2155
2020-10-10 04:30 | -16 | -17.8885 | 48.6741 | 48.7782 | 30.7272 | 35.9583 | -16 | -17 | -97.1948 | 99.9933 | -97.1948 | 99.9933 | 83.5194 | 130.3246 | 87.9 | 95.6078 | 88.8 | 96.3934 | -111.7 | -118.9869 | -115.7 | -123.3626 | -119 | -126.6075 | -118.5 | -126.3462 | 318.2071 | 326.1125
2020-10-10 05:00 | -19 | -20.6155 | 47.9553 | 48.1944 | 33.977 | 38.2878 | -19 | -20.6155 | -104.4648 | 106.7282 | -104.4648 | 106.7282 | 84.3109 | 130.0194 | 87 | 95.0976 | 87 | 94.9769 | -112 | -119.2343 | -117.3 | -124.8988 | -119.7 | -127.325 | -119.3 | -127.0863 | 331.6005 | 337.7303
2020-10-10 05:30 | -13 | -14.3178 | 57.8654 | 58.1114 | 28.8443 | 33.1936 | -14 | -15.2315 | -99.3499 | 101.355 | -99.3499 | 101.355 | 72.0878 | 122.8731 | 88.5 | 95.4292 | 88.5 | 95.6553 | -111.1 | -117.8523 | -116.2 | -123.422 | -119.1 | -126.3887 | -118.7 | -126.2145 | 337.7008 | 343.7933
2020-10-10 06:00 | -19 | -20.2485 | 52.8797 | 53.3138 | 34.2743 | 38.4362 | -19 | -21.1896 | -111.6411 | 113.5196 | -111.6411 | 113.5196 | 80.909 | 122.8506 | 87.6 | 91.7554 | 88.8 | 92.7272 | -109.9 | -113.3616 | -116.7 | -120.7216 | -119.9 | -123.9688 | -119.5 | -123.7104 | 358.4598 | 365.5211
2020-10-10 06:30 | -18 | -25.632 | 51.2805 | 51.9081 | 34.9334 | 39.4742 | -18 | -19.6977 | -115.3274 | 117.2553 | -115.3274 | 117.2553 | 62.9857 | 114.1313 | 86.7 | 91.1709 | 85.8 | 90.3155 | -108.9 | -112.2941 | -116 | -119.6677 | -119.3 | -123.0396 | -119 | -122.8465 | 364.6715 | 371.3208
2020-10-10 07:00 | -26 | -27.8568 | 35.5213 | 36.8154 | 45.7167 | 49.9105 | -28 | -29.4109 | -127.9012 | 130.033 | -127.9012 | 130.033 | 54.0189 | 107.3305 | 86.1 | 89.6282 | 88.2 | 91.5664 | -109.8 | -112.1626 | -116.9 | -119.7348 | -120.4 | -123.401 | -119.8 | -122.7611 | 357.0516 | 361.9453
2020-10-10 07:30 | -41 | -42.72 | 20.0082 | 22.9909 | 54.5699 | 59.011 | -41 | -42.72 | -138.2309 | 140.9133 | -138.2309 | 140.9133 | 42.0919 | 99.1851 | 85.2 | 88.764 | 87 | 90.3299 | -109.9 | -112.3015 | -116.7 | -119.4749 | -119.6 | -122.3935 | -119.4 | -122.3054 | 335.6127 | 340.4115
2020-10-10 08:00 | -40 | -42.0595 | 17.9501 | 21.243 | 53.6786 | 58.2534 | -41 | -43.0116 | -133.0626 | 135.9462 | -133.0626 | 135.9462 | 43.6778 | 101.7724 | 86.1 | 89.969 | 86.1 | 89.969 | -108.2 | -111.0732 | -114.5 | -117.5946 | -117.6 | -120.7498 | -117.6 | -120.8643 | 320.5973 | 324.8206
2020-10-10 08:30 | -36 | -37.6431 | 17.4763 | 19.9155 | 47.4342 | 52.3773 | -35 | -36.6879 | -120.9633 | 123.8485 | -120.9633 | 123.8485 | 39.798 | 100.4574 | 84.9 | 89.2736 | 86.4 | 90.4315 | -108 | -111.2996 | -114.5 | -119.413 | -117.3 | -122.2966 | -117 | -122.0943 | 300.0794 | 302.011
2020-10-10 09:00 | -34 | -36.7696 | 12.2788 | 16.4356 | 45.9421 | 51.8561 | -34 | -36.7696 | -114.3903 | 118.1181 | -114.3903 | 118.1181 | 47.2718 | 102.438 | 84.6 | 89.0818 | 84.6 | 89.1762 | -107.3 | -110.8897 | -114 | -119.0483 | -117 | -122.1516 | -116.8 | -122.0467 | 315.8988 | 317.0861
2020-10-10 09:30 | -47 | -49.98 | -0.54145 | 13.4474 | 56.5385 | 62.549 | -47 | -49.6488 | -127.2101 | 131.4789 | -127.2101 | 131.4789 | 44.7827 | 114.6546 | 84.6 | 89.6619 | 84.3 | 89.1813 | -108.5 | -112.3424 | -114 | -118.5422 | -117.2 | -121.8117 | -116.2 | -120.8773 | 288.3867 | 296.059
2020-10-10 10:00 | -56 | -59.808 | -14.7047 | 21.8854 | 62.1128 | 69.3815 | -56 | -59.4643 | -134.7788 | 140.4533 | -134.7788 | 140.4533 | 41.2572 | 109.0353 | 87.3 | 92.3108 | 87.9 | 93.1731 | -110.5 | -114.6587 | -115.4 | -119.9982 | -118.6 | -123.501 | -117.4 | -122.1964 | 262.7725 | 270.0423
2020-10-10 10:30 | -60 | -62.3939 | -23.133 | 29.1913 | 65.0272 | 72.7921 | -59 | -62.0322 | -140.4655 | 146.6017 | -140.4655 | 146.6017 | 39.3455 | 111.0486 | 88.2 | 94.8171 | 87.3 | 93.8698 | -110.3 | -116.4036 | -115.5 | -121.8429 | -118.9 | -125.3844 | -118.1 | -124.658 | 246.328 | 252.4467
2020-10-10 11:00 | -66 | -70.5762 | -33.1818 | 38.2209 | 74.6457 | 81.8006 | -66 | -70.5762 | -157.1304 | 163.1186 | -157.1304 | 163.1186 | 47.1633 | 108.2953 | 87.9 | 94.2105 | 87 | 93.8137 | -108.3 | -114.2534 | -113.2 | -119.5358 | -116.3 | -122.7282 | -115.8 | -122.3487 | 232.0453 | 238.8545
2020-10-10 11:30 | -71 | -74.9466 | -32.938 | 38.4014 | 77.8274 | 84.7625 | -66 | -74 | -157.4877 | 163.6546 | -157.4877 | 163.6546 | 32.2701 | 107.4649 | 86.1 | 93.4393 | 85.5 | 92.8867 | -109.1 | -116.0645 | -113.5 | -120.6783 | -116.9 | -124.2498 | -117 | -124.4799 | 250.9971 | 257.1056
2020-10-10 12:00 | -79 | -82.28 | -32.573 | 40.4923 | 80.6886 | 88.8768 | -78 | -82.28 | -168.9831 | 177.1976 | -168.9831 | 177.1976 | 21.8398 | 101.699 | 88.5 | 95.6553 | 87 | 94.2692 | -110 | -116.6424 | -115.9 | -122.7724 | -118.8 | -125.7741 | -118.5 | -125.6562 | 258.718 | 264.1542
2020-10-10 12:30 | -81 | -85.703 | -34.8318 | 42.1037 | 87.1378 | 94.4302 | -81 | -85.3815 | -168.1901 | 175.3692 | -168.1901 | 175.3692 | 20.1353 | 105.6731 | 87.6 | 94.5952 | 86.7 | 93.7624 | -109.8 | -116.2881 | -115.6 | -122.5506 | -118.8 | -125.7741 | -118.2 | -125.2737 | 261.1753 | 266.0031
2020-10-10 13:00 | -78 | -83.9345 | -26.0821 | 33.0101 | 75.0376 | 82.5522 | -78 | -83.9345 | -158.5372 | 165.4983 | -158.5372 | 165.4983 | 19.2395 | 107.8105 | 87.3 | 94.1541 | 88.2 | 95.2641 | -111.1 | -117.6435 | -117.5 | -124.0897 | -120.4 | -127.2198 | -120.2 | -127.0325 | 257.3658 | 261.9587
2020-10-10 13:30 | -74 | -78.4347 | -29.7073 | 35.7851 | 80.1975 | 87.4911 | -74 | -78.7718 | -158.51 | 164.9543 | -158.51 | 164.9543 | 49.8615 | 116.2342 | 87.3 | 94.6618 | 88.5 | 95.7696 | -110 | -116.9788 | -114.9 | -122.1989 | -117.9 | -125.3602 | -117.6 | -125.1805 | 247.6293 | 253.7171
2020-10-10 14:00 | -69 | -73.0548 | -18.4567 | 26.1367 | 78.3549 | 84.6581 | -68 | -72.111 | -151.844 | 157.6715 | -151.844 | 157.6715 | 40.3795 | 114.4963 | 87.6 | 95.4075 | 88.5 | 96.1171 | -110.7 | -117.9794 | -116.2 | -123.8222 | -119.1 | -126.7953 | -119.2 | -127.0616 | 246.7555 | 252.5776
2020-10-10 14:30 | -59 | -64.0781 | -20.8317 | 28.9581 | 80.1775 | 87.3821 | -59 | -65 | -160.5684 | 167.4658 | -160.5684 | 167.4658 | 58.9495 | 115.309 | 86.1 | 93.674 | 87 | 94.6194 | -109 | -115.9705 | -114.4 | -121.9007 | -117.4 | -125.0615 | -117.1 | -124.9186 | 260.5707 | 267.9549
2020-10-10 15:00 | -70 | -74.6726 | -9.1694 | 22.285 | 73.6166 | 81.1191 | -70 | -74.3303 | -150.3104 | 157.2117 | -150.3104 | 157.2117 | 56.7346 | 120.3703 | 86.1 | 93.4393 | 85.2 | 92.6106 | -109.4 | -116.0335 | -115.1 | -122.1843 | -117.7 | -124.9356 | -117.3 | -124.7279 | 270.0351 | 277.3279
2020-10-10 15:30 | -66 | -69.2892 | -12.8152 | 20.2646 | 71.2554 | 77.6881 | -64 | -68.0074 | -150.7828 | 156.1735 | -150.7828 | 156.1735 | 33.8522 | 112.3146 | 84.9 | 92.1005 | 84.3 | 91.5477 | -108.5 | -115.0615 | -116.3 | -123.2822 | -119.4 | -126.4723 | -118.8 | -126.2002 | 295.0963 | 301.3202
2020-10-10 16:00 | -64 | -67.3573 | 6.6014 | 18.0194 | 63.1715 | 70.4802 | -64 | -67.3573 | -141.451 | 147.5377 | -141.451 | 147.5377 | 41.6199 | 114.4542 | 86.7 | 93.4234 | 87.6 | 94.3704 | -109.7 | -115.8358 | -116.3 | -122.9541 | -119.2 | -125.9569 | -118.8 | -125.7086 | 309.5836 | 316.2355
2020-10-10 16:30 | -63 | -65.521 | -1.6894 | 14.6364 | 77.5661 | 82.2943 | -62 | -66.4831 | -163.9006 | 168.1592 | -163.9006 | 168.1592 | 20.7295 | 102.8375 | 85.2 | 91.0464 | 87 | 92.6296 | -108.7 | -114.1042 | -116.3 | -122.3197 | -119.7 | -125.8932 | -118.8 | -125.0066 | 358.0523 | 364.2183
2020-10-10 17:00 | -50 | -52.4976 | 19.2663 | 23.1403 | 66.3977 | 70.6745 | -45 | -52.4976 | -156.6202 | 159.6972 | -156.6202 | 159.6972 | 1.9196 | 101.0288 | 84 | 90.2497 | 85.2 | 91.4764 | -108.4 | -113.8796 | -116.1 | -122.1295 | -119.1 | -125.1989 | -118.8 | -124.9445 | 365.3638 | 370.6457
2020-10-10 17:30 | -62 | -64.0312 | 22.5974 | 27.0696 | 71.7639 | 75.5871 | -62 | -64.0312 | -176.3087 | 178.928 | -176.3087 | 178.928 | -6.526 | 102.8589 | 85.5 | 91.1181 | 85.2 | 90.733 | -107.8 | -112.6215 | -116.3 | -121.8037 | -119.6 | -125.1335 | -119.2 | -124.8104 | 385.4651 | 390.79
2020-10-10 18:00 | -52 | -53.6004 | 27.6807 | 30.6163 | 69.5055 | 72.7133 | -51 | -52.3927 | -176.7401 | 178.7231 | -176.7401 | 178.7231 | 10.4517 | 102.3066 | 84.9 | 89.945 | 83.7 | 89.2216 | -107.4 | -111.5923 | -117.9 | -122.9004 | -120.3 | -125.344 | -120.4 | -125.5529 | 419.3166 | 424.6883
2020-10-10 18:30 | -50 | -51.1957 | 35.9865 | 37.5583 | 64.8164 | 67.5039 | -50 | -51.1957 | -172.31 | 173.716 | -172.31 | 173.716 | 10.4891 | 100.6584 | 83.1 | 87.4694 | 85.2 | 89.4669 | -106 | -109.4342 | -117.1 | -121.2972 | -120.7 | -125.1036 | -120.6 | -125.0599 | 443.1726 | 448.0953
2020-10-10 19:00 | -49 | -50.01 | 43.1986 | 44.9219 | 62.0872 | 64.7167 | -48 | -50.01 | -173.7058 | 174.8882 | -173.7058 | 174.8882 | 17.5204 | 105.2462 | 82.2 | 87.5676 | 82.8 | 88.1699 | -106.6 | -110.85 | -117.8 | -122.0428 | -120.9 | -125.1662 | -120.8 | -125.1476 | 458.0761 | 463.3227
2020-10-10 19:30 | -47 | -48.2701 | 38.5069 | 40.6027 | 64.7147 | 67.6293 | -47 | -48.5077 | -177.4649 | 179.0195 | -177.4649 | 179.0195 | 22.7413 | 106.4578 | 82.2 | 87.5034 | 80.7 | 86.5213 | -103.2 | -107.472 | -115.4 | -119.7546 | -118.6 | -122.946 | -118.4 | -122.8593 | 442.7112 | 448.89
2020-10-10 20:00 | -39 | -41.4367 | 45.8561 | 47.9907 | 56.9746 | 61.0073 | -39 | -41.4367 | -168.4734 | 170.6802 | -168.4734 | 170.6802 | 10.4643 | 105.9746 | 83.4 | 89.6915 | 83.4 | 89.6915 | -107 | -112.3327 | -116.7 | -121.5969 | -119.8 | -124.7683 | -119.7 | -124.7965 | 404.4855 | 411.0157
2020-10-10 20:30 | -44 | -48.3839 | 36.7841 | 40.0696 | 62.9842 | 66.9625 | -46 | -48.3839 | -174.9318 | 177.5722 | -174.9318 | 177.5722 | 17.0777 | 107.2097 | 84.3 | 90.6387 | 84.9 | 91.5295 | -107.4 | -113.115 | -116.5 | -121.8179 | -119.5 | -124.8627 | -119.7 | -125.1413 | 375.9059 | 383.6951
2020-10-10 21:00 | -44 | -46.8188 | 41.9214 | 44.7006 | 55.7781 | 60.7122 | -44 | -46.8188 | -161.1976 | 164.4833 | -161.1976 | 164.4833 | 29.6269 | 113.2081 | 84.6 | 91.5924 | 85.2 | 92.1469 | -106.8 | -112.9949 | -115.5 | -121.3811 | -118.6 | -124.3873 | -118.2 | -124.1276 | 380.8571 | 387.2956
2020-10-10 21:30 | -30 | -33.541 | 50.2361 | 52.1242 | 44.5643 | 50.7301 | -30 | -33.541 | -147.5196 | 151.3244 | -147.5196 | 151.3244 | 37.2613 | 116.9654 | 82.8 | 90.5285 | 82.5 | 90.4991 | -104.9 | -111.5707 | -114.1 | -120.1665 | -117 | -123.2029 | -116.5 | -122.8546 | 372.6768 | 380.0443
2020-10-10 22:00 | -33 | -36.6742 | 40.498 | 42.579 | 49.8137 | 55.5376 | -33 | -36.6742 | -145.1613 | 149.1586 | -145.1613 | 149.1586 | 48.7065 | 118.4905 | 82.5 | 90.4991 | 83.7 | 91.5944 | -106.1 | -113.1598 | -113.8 | -120.2326 | -117 | -123.5199 | -116.7 | -123.4252 | 350.0248 | 358.8933
2020-10-10 22:30 | -26 | -30.0167 | 44.1324 | 45.4294 | 42.0856 | 48.6364 | -26 | -29.5296 | -139.571 | 143.4404 | -139.571 | 143.4404 | 59.8324 | 123.7524 | 84.3 | 91.9024 | 85.5 | 93.1228 | -106.6 | -113.5446 | -113.1 | -119.668 | -116.4 | -123.0811 | -115.4 | -122.0705 | 338.2534 | 348.4073
2020-10-10 23:00 | -13 | -21.4009 | 50.0799 | 50.4938 | 31.9554 | 39.2087 | -15 | -19.8494 | -129.2929 | 132.9155 | -129.2929 | 132.9155 | 66.7919 | 126.39 | 84.6 | 92.0589 | 84.3 | 92.0223 | -106.9 | -113.7577 | -112.5 | -119.4667 | -115.5 | -122.4612 | -115.1 | -122.2516 | 325.7849 | 336.3176
2020-10-10 23:30 | -4 | -13.6015 | 64.245 | 64.4951 | 18.8221 | 28.943 | -4 | -13.6015 | -120.7191 | 123.8408 | -120.7191 | 123.8408 | 47.7081 | 110.517 | 85.2 | 92.0863 | 85.8 | 92.4764 | -108.6 | -114.7299 | -113.6 | -120.3703 | -116.8 | -123.688 | -116.6 | -123.6316 | 312.7732 | 322.6404
2020-10-11 | -7 | -13.8924 | 57.6853 | 57.8867 | 21.3189 | 31.182 | -7 | -13.8924 | -117.2752 | 121.4077 | -117.2752 | 121.4077 | 46.1625 | 108.1187 | 85.2 | 91.92 | 84.9 | 91.642 | -106.6 | -112.6433 | -111.6 | -118.1524 | -114.2 | -120.8056 | -113.8 | -120.5921 | 293.7948 | 305.7805
2020-10-11 00:30 | -8 | -15.2643 | 59.022 | 59.2066 | 17.0973 | 29.1747 | -7 | -14.7648 | -101.8943 | 107.3203 | -101.8943 | 107.3203 | 51.8749 | 113.1176 | 84.9 | 91.642 | 86.4 | 93.2576 | -108.8 | -114.9867 | -113 | -119.8042 | -116.8 | -123.754 | -116.2 | -123.3548 | 288.5287 | 299.552
2020-10-11 01:00 | -2 | -13.1529 | 56.8879 | 57.0429 | 17.145 | 28.9083 | -3 | -13.1529 | -96.0985 | 102.0776 | -96.0985 | 102.0776 | 62.6985 | 120.7887 | 86.7 | 93.6485 | 85.5 | 92.8867 | -109.6 | -115.968 | -114.2 | -121.1688 | -117 | -124.0421 | -116.5 | -123.7719 | 293.9465 | 305.5718
2020-10-11 01:30 | -6 | -12.53 | 50.5417 | 50.601 | 21.3552 | 30.5876 | -6 | -12.53 | -102.8812 | 108.2834 | -102.8812 | 108.2834 | 74.7766 | 123.4557 | 86.4 | 92.9226 | 86.7 | 93.3121 | -109.1 | -115.2969 | -113.8 | -120.725 | -116.8 | -123.6316 | -116.3 | -123.5162 | 285.276 | 303
2020-10-11 02:00 | -4 | -10.7703 | 52.8945 | 52.9004 | 18.2808 | 27.89 | -4 | -10.7703 | -91.2162 | 96.9062 | -91.2162 | 96.9062 | 84.352 | 129.2871 | 87 | 93.2629 | 87 | 93.4807 | -110.7 | -116.3449 | -114.3 | -120.7405 | -117.3 | -123.8682 | -116.5 | -123.339 | 286.9992 | 306.8727
2020-10-11 02:30 | -5 | -12.083 | 57.2561 | 57.2699 | 13.6761 | 25.8741 | -5 | -11.1803 | -83.0376 | 89.8358 | -83.0376 | 89.8358 | 86.4616 | 132.2596 | 86.7 | 93.877 | 85.8 | 92.9308 | -110.2 | -117.0316 | -114.6 | -122.0539 | -117.4 | -124.9242 | -117 | -124.8249 | 282.6585 | 301.805
2020-10-11 03:00 | -6 | -12.53 | 51.6212 | 51.6654 | 18.4135 | 28.8549 | -8 | -13.6015 | -85.0895 | 91.3892 | -85.0895 | 91.3892 | 90.3728 | 135.9087 | 87 | 94.3852 | 86.7 | 94.1087 | -110.2 | -117.133 | -114 | -121.8401 | -117.1 | -125.1288 | -116.5 | -124.7454 | 278.1197 | 296.8204
2020-10-11 03:30 | 0 | 11 | 62.2984 | 62.3018 | 6.0782 | 23.2137 | -2 | -10.198 | -66.9306 | 75.1472 | -66.9306 | 75.1472 | 86.338 | 143.0986 | 86.1 | 94.0322 | 87.9 | 95.802 | -110.4 | -117.9424 | -113.6 | -121.7514 | -116.6 | -124.8745 | -115.8 | -124.3452 | 264.3684 | 300.77
2020-10-11 04:00 | 8 | 12.0416 | 65.1386 | 65.1508 | 4.3943 | 20.2623 | 9 | 12.7279 | -67.0441 | 74.3059 | -67.0441 | 74.3059 | 84.9858 | 141.2258 | 87.9 | 95.9217 | 87 | 94.7378 | -112.1 | -119.3625 | -115.9 | -122.9716 | -118.5 | -125.5898 | -118.1 | -125.4468 | 263.3561 | 300.8602
2020-10-11 04:30 | 1 | 8.0623 | 57.632 | 57.6412 | 12.2378 | 23.3272 | 1 | 8.0623 | -78.6351 | 84.9836 | -78.6351 | 84.9836 | 85.8621 | 141.6793 | 88.2 | 95.841 | 87.6 | 95.2891 | -111.6 | -118.7992 | -115.4 | -122.4335 | -118.7 | -125.7173 | -118.4 | -125.6621 | 258.0236 | 295.7649
2020-10-11 05:00 | -3 | -9.4868 | 53.2023 | 53.2023 | 17.8096 | 26.989 | -3 | -9.4868 | -90.7055 | 96.3867 | -90.7055 | 96.3867 | 82.5865 | 139.1523 | 88.8 | 96.6284 | 88.5 | 95.7696 | -111.6 | -118.9276 | -115.7 | -122.6498 | -118.8 | -125.873 | -118.3 | -125.6015 | 266.0218 | 301.1517
2020-10-11 05:30 | 5 | 10.2956 | 64.3894 | 64.3927 | 7.9692 | 21.8183 | 5 | 11.1803 | -78.1887 | 84.6188 | -78.1887 | 84.6188 | 74.6485 | 136.1065 | 87.9 | 95.5649 | 89.1 | 96.5539 | -111.6 | -119.0664 | -115.2 | -122.2116 | -118.6 | -125.6181 | -117.8 | -125.1644 | 262.1525 | 297.8735
2020-10-11 06:00 | 7 | 11.4018 | 65.0799 | 65.08 | 6.3098 | 21.6591 | 6 | 11.6619 | -78.1069 | 84.7686 | -78.1069 | 84.7686 | 70.5304 | 132.829 | 87.6 | 95.4075 | 88.8 | 96.3528 | -111.8 | -119.2539 | -116 | -122.8717 | -119 | -125.9673 | -118.4 | -125.8234 | 262.2247 | 297.8471
2020-10-11 06:30 | 4 | 8.6023 | 62.3849 | 62.428 | 8.5722 | 20.4312 | 4 | 8.9443 | -87.1824 | 91.7841 | -87.1824 | 91.7841 | 44.7829 | 115.1993 | 88.8 | 96.5105 | 88.2 | 95.724 | -112 | -119.1403 | -114.8 | -121.5034 | -117.6 | -124.3135 | -117.4 | -124.1931 | 249.7849 | 282.5347
2020-10-11 07:00 | 0 | 8.0623 | 51.9036 | 52.4529 | 12.8251 | 24.5972 | 0 | 8 | -95.1533 | 100.0138 | -95.1533 | 100.0138 | 40.0746 | 115.715 | 87 | 94.3852 | 87.6 | 94.8954 | -110.6 | -117.6792 | -114 | -120.4203 | -117.1 | -123.487 | -116.7 | -123.2679 | 259.1826 | 289.4647
2020-10-11 07:30 | -10 | -13.4536 | 44.7874 | 44.7939 | 23.5846 | 31.0047 | -10 | -13.4536 | -111.3104 | 115.6721 | -111.3104 | 115.6721 | 29.084 | 111.0069 | 86.1 | 94.0322 | 86.7 | 94.4624 | -108.1 | -115.4377 | -113.3 | -119.9224 | -116.4 | -122.7974 | -115.9 | -122.6084 | 271.4515 | 297.5047
2020-10-11 08:00 | -18 | -20.1246 | 34.7493 | 34.7544 | 29.3613 | 35.9428 | -17 | -19.2354 | -118.7423 | 123.0659 | -118.7423 | 123.0659 | 15.5623 | 109.6983 | 85.5 | 93.1228 | 85.2 | 93.2088 | -107 | -114.2322 | -112.4 | -118.7785 | -115.4 | -121.812 | -114.8 | -121.4055 | 279.7584 | 303.4556
2020-10-11 08:30 | -22 | -24.1661 | 24.2761 | 24.3013 | 34.4483 | 40.2815 | -22 | -23.7697 | -121.5449 | 125.437 | -121.5449 | 125.437 | 0.34035 | 108.3659 | 86.4 | 94.0681 | 87.3 | 95.2518 | -109.8 | -117.0658 | -115.4 | -121.6212 | -118.5 | -124.784 | -118.1 | -124.4673 | 269.299 | 292.9277
2020-10-11 09:00 | -34 | -35.171 | 23.7784 | 23.8877 | 43.3987 | 47.5411 | -34 | -35.171 | -130.8936 | 134.2841 | -130.8936 | 134.2841 | -1.6319 | 106.6042 | 87.9 | 95.1005 | 88.2 | 95.2641 | -107.9 | -114.8342 | -114 | -119.8209 | -118.2 | -124.3742 | -117.5 | -123.6467 | 275.6667 | 298.0838
2020-10-11 09:30 | -33 | -33.9559 | 21.4839 | 21.5076 | 43.0435 | 46.7743 | -32 | -32.7567 | -127.0925 | 130.2725 | -127.0925 | 130.2725 | 3.2696 | 105.2908 | 86.7 | 93.6485 | 87 | 93.9264 | -109.3 | -115.9105 | -116.4 | -121.9886 | -119.5 | -125.186 | -118.9 | -124.7337 | 282.715 | 305.3214
2020-10-11 10:00 | -36 | -36.8782 | 13.2466 | 13.2928 | 47.0537 | 51.0089 | -36 | -37.108 | -134.195 | 137.8313 | -134.195 | 137.8313 | 4.9708 | 109.537 | 86.1 | 93.7158 | 86.7 | 94.3437 | -108.5 | -115.5694 | -116.5 | -122.5408 | -119.7 | -125.8622 | -119.1 | -125.2607 | 285.3463 | 305.4185
2020-10-11 10:30 | -35 | -36.4006 | 10.7608 | 10.8696 | 45.9182 | 50.5366 | -35 | -36.4006 | -129.1003 | 133.7289 | -129.1003 | 133.7289 | 3.9204 | 109.6725 | 85.8 | 93.5173 | 86.4 | 93.9498 | -109.7 | -116.9027 | -116 | -122.1907 | -119.1 | -125.4165 | -118.8 | -125.1946 | 269.97 | 291.0486
2020-10-11 11:00 | -41 | -41.9762 | 1.1196 | 1.819 | 50.5139 | 54.2758 | -41 | -41.9762 | -130.9155 | 135.1485 | -130.9155 | 135.1485 | 24.3401 | 113.3854 | 87 | 94.8569 | 86.7 | 94.7022 | -110 | -117.3925 | -116.8 | -123.0759 | -120.4 | -126.9338 | -119.9 | -126.3014 | 269.5506 | 291.5983
2020-10-11 11:30 | -41 | -42.2019 | -0.75668 | 1.5249 | 49.3814 | 53.4637 | -41 | -41.9762 | -126.5174 | 131.1331 | -126.5174 | 131.1331 | 35.7175 | 117.4814 | 87 | 95.5885 | 88.5 | 96.7122 | -110.2 | -118.5116 | -115.8 | -122.8106 | -119 | -126.1943 | -118.3 | -125.6562 | 262.7623 | 281.4674
2020-10-11 12:00 | -38 | -39.2938 | 4.4869 | 4.7352 | 40.9013 | 46.4763 | -38 | -39.2938 | -114.7701 | 120.0898 | -114.7701 | 120.0898 | 44.9077 | 122.7249 | 87.9 | 96.7815 | 87.9 | 96.7815 | -111.2 | -119.6255 | -115.8 | -123.2155 | -118.7 | -126.2145 | -118.4 | -126.1036 | 247.6064 | 269.0988
2020-10-11 12:30 | -27 | -29.9666 | 4.4881 | 5.9882 | 34.7398 | 42.5038 | -27 | -28.7924 | -102.5316 | 109.9494 | -102.5316 | 109.9494 | 70.1845 | 132.5313 | 87.3 | 95.7381 | 89.7 | 97.9315 | -111.1 | -118.9515 | -114.6 | -121.5459 | -117.6 | -124.7077 | -117.1 | -124.1755 | 242.1814 | 266.2429
2020-10-11 13:00 | -28 | -31.305 | 0.66747 | 5.077 | 31.7027 | 41.3348 | -28 | -31.305 | -99.1477 | 107.898 | -99.1477 | 107.898 | 69.6581 | 132.6972 | 88.2 | 96.3168 | 87.9 | 96.2855 | -110.3 | -118.1687 | -113.8 | -120.9004 | -116.5 | -123.7382 | -116.1 | -123.4975 | 224.9794 | 252.6728
2020-10-11 13:30 | -21 | -25.2389 | 3.4763 | 5.7054 | 26.7653 | 37.8177 | -21 | -25.2389 | -91.6914 | 101.0316 | -91.6914 | 101.0316 | 69.1406 | 130.7017 | 84.9 | 93.3043 | 84.3 | 92.51 | -108.3 | -116.0508 | -111.3 | -118.3714 | -114.2 | -121.3707 | -113.9 | -121.2248 | 221.4688 | 252.8171
2020-10-11 14:00 | -17 | -21.4009 | 4.005 | 5.901 | 29.5131 | 39.1925 | -18 | -22.2036 | -95.2791 | 103.2996 | -95.2791 | 103.2996 | 76.4395 | 136.2525 | 87.3 | 95.4934 | 90 | 97.7323 | -111.5 | -119.0316 | -114 | -121.1825 | -116.8 | -124.0881 | -116.5 | -124.0698 | 220.7915 | 254.757
2020-10-11 14:30 | -26 | -30.0167 | 1.7965 | 6.0038 | 32.4234 | 42.1907 | -26 | -30.0167 | -105.5623 | 112.8953 | -105.5623 | 112.8953 | 74.9632 | 133.72 | 88.5 | 96.1171 | 88.5 | 96.4718 | -111.3 | -118.7155 | -114.6 | -121.5459 | -117.4 | -124.4526 | -116.8 | -124.1485 | 228.2982 | 262.9106
2020-10-11 15:00 | -24 | -27.7849 | 11.1737 | 11.3365 | 25.98 | 38.6284 | -24 | -27.7849 | -100.886 | 108.864 | -100.886 | 108.864 | 66.1661 | 135.7244 | 87.9 | 95.1005 | 87.6 | 94.9385 | -113.2 | -119.9928 | -116.6 | -122.9812 | -119.8 | -126.2698 | -119.4 | -126.0177 | 240.4387 | 267.1992
2020-10-11 15:30 | -26 | -29.5296 | 11.5406 | 12.5404 | 33.9674 | 42.8872 | -23 | -29.5296 | -119.0874 | 125.0762 | -119.0874 | 125.0762 | 63.8671 | 131.5744 | 87.3 | 95.0134 | 88.2 | 95.4924 | -109 | -116.3507 | -113.8 | -120.6584 | -116.6 | -123.5322 | -116.3 | -123.4155 | 262.7543 | 285.3168
2020-10-11 16:00 | -28 | -31.305 | 19.7778 | 20.3745 | 37.2167 | 44.1632 | -27 | -29.9666 | -126.0591 | 130.467 | -126.0591 | 130.467 | 53.5682 | 127.8796 | 88.8 | 96.5105 | 88.8 | 96.3934 | -112.2 | -119.4564 | -117.2 | -123.9027 | -120.3 | -126.9663 | -119.8 | -126.6865 | 285.0351 | 304.7079
2020-10-11 16:30 | -15 | -18.6011 | 35.3655 | 35.4815 | 28.9999 | 36.3335 | -15 | -18.6011 | -122.8954 | 126.4739 | -122.8954 | 126.4739 | 47.7926 | 123.4193 | 87 | 94.0398 | 87 | 94.0398 | -111.4 | -117.7028 | -118.8 | -124.548 | -122.1 | -127.9361 | -121.4 | -127.4496 | 335.6727 | 350.05
2020-10-11 17:00 | -21 | -22.8473 | 39.7043 | 39.8491 | 39.2144 | 43.6202 | -23 | -24.6982 | -138.8373 | 141.1945 | -138.8373 | 141.1945 | 20.54 | 115.6312 | 85.8 | 92.3649 | 86.7 | 93.4234 | -108.7 | -115.2738 | -117.8 | -123.6856 | -120.9 | -126.8867 | -120.9 | -126.9429 | 357.5189 | 371.0805
2020-10-11 17:30 | -14 | -15.2315 | 57.2449 | 57.2518 | 31.4857 | 35.378 | -14 | -15.2315 | -132.7225 | 134.1042 | -132.7225 | 134.1042 | 23.1397 | 92.7868 | 85.8 | 91.5034 | 86.7 | 92.3479 | -108.8 | -113.8406 | -118.8 | -125.4493 | -122.1 | -128.8028 | -121.9 | -128.7435 | 388.1266 | 388.9302
2020-10-11 18:00 | -6 | -7.2111 | 70.6406 | 70.6406 | 23.1356 | 26.9676 | -6 | -7.2111 | -122.7384 | 123.6307 | -122.7384 | 123.6307 | 29.8116 | 93.0481 | 85.5 | 88.1132 | 86.1 | 88.6955 | -108.8 | -110.4465 | -120.5 | -123.733 | -123.6 | -126.8883 | -123.4 | -126.739 | 447.8001 | 449.2569
2020-10-11 18:30 | -14 | -14.5602 | 64.8315 | 64.8331 | 32.9143 | 35.3905 | -14 | -14.3178 | -138.8212 | 139.412 | -138.8212 | 139.412 | 25.6303 | 90.0125 | 84.6 | 87.3139 | 85.5 | 88.3351 | -108.4 | -110.0353 | -120.3 | -123.4704 | -123.4 | -126.6035 | -123 | -126.2361 | 447.995 | 449.3516
2020-10-11 19:00 | -12 | -12 | 70.1237 | 70.1441 | 33.0779 | 34.7095 | -14 | -11.0454 | -137.8645 | 138.1212 | -137.8645 | 138.1212 | 12.4422 | 75.5473 | 85.5 | 87.9 | 85.5 | 87.9 | -109 | -110.4118 | -119.8 | -122.5047 | -123.1 | -125.8781 | -122.8 | -125.6057 | 443.2514 | 445.3755
2020-10-11 19:30 | -10 | -10.4403 | 73.9879 | 74.0846 | 30.6116 | 32.8092 | -10 | -10.4403 | -131.7691 | 132.1843 | -131.7691 | 132.1843 | 18.3339 | 79.4467 | 84.3 | 86.8183 | 85.5 | 88.1862 | -108.4 | -109.868 | -119.6 | -123.113 | -122.6 | -126.1461 | -122.7 | -126.3142 | 440.7368 | 442.9556
2020-10-11 20:00 | -12 | -13 | 63.1208 | 63.361 | 39.4072 | 41.8243 | -13 | -13 | -140.3714 | 141.0606 | -140.3714 | 141.0606 | 23.6633 | 80.9498 | 85.2 | 87.8954 | 85.5 | 88.1862 | -108.2 | -109.9254 | -119.1 | -122.8939 | -122.2 | -126.0708 | -122.2 | -126.1697 | 414.5981 | 417.0271
2020-10-11 20:30 | -10 | -11.1803 | 71.8774 | 71.9746 | 28.7765 | 32.1849 | -10 | -11.1803 | -124.1832 | 125.2387 | -124.1832 | 125.2387 | 32.5774 | 88.9268 | 84.6 | 87.5409 | 85.5 | 88.411 | -108.3 | -110.219 | -118.8 | -122.9052 | -122 | -126.1523 | -121.9 | -126.1839 | 422.0991 | 424.831
2020-10-11 21:00 | -14 | -15.2315 | 69.4096 | 69.7282 | 26.9279 | 32.4289 | -13 | -14.3178 | -116.1616 | 118.206 | -116.1616 | 118.206 | 46.9617 | 95.483 | 86.7 | 89.9605 | 86.1 | 89.3824 | -108.4 | -110.6499 | -118.1 | -122.5702 | -121.6 | -126.1834 | -121 | -125.7132 | 406.6255 | 410.0526
2020-10-11 21:30 | -3 | -8.0623 | 71.6586 | 71.7343 | 21.5617 | 27.5926 | -3 | -7.6158 | -108.0432 | 110.2396 | -108.0432 | 110.2396 | 53.232 | 99.8518 | 85.2 | 88.8486 | 85.8 | 89.4242 | -108.3 | -110.8515 | -117.8 | -122.7762 | -121.1 | -126.1961 | -121.1 | -126.3377 | 384.5561 | 388.4678
2020-10-11 22:00 | -6 | -9.2195 | 68.5097 | 68.5431 | 21.2522 | 26.9781 | -5 | -7.8102 | -101.1875 | 103.6117 | -101.1875 | 103.6117 | 71.1018 | 111.8478 | 86.4 | 90 | 86.1 | 89.4634 | -109.3 | -111.947 | -117.6 | -121.8498 | -120.6 | -124.8058 | -120.2 | -124.6742 | 373.4925 | 376.4801
2020-10-11 22:30 | -5 | -8.6023 | 67.5342 | 67.562 | 20.231 | 26.6082 | -5 | -8.6023 | -105.9759 | 108.4477 | -105.9759 | 108.4477 | 68.5113 | 110.8433 | 87.6 | 91.236 | 87.3 | 91.1181 | -110.3 | -113.2093 | -117.1 | -121.7154 | -120.1 | -124.8745 | -119.9 | -124.6964 | 336.2661 | 339.4835
2020-10-11 23:00 | 0 | 8 | 69.2218 | 69.2553 | 16.1052 | 24.6139 | 0 | 8.0623 | -102.23 | 105.0484 | -102.23 | 105.0484 | 71.9988 | 113.7564 | 86.7 | 90.8069 | 88.5 | 92.7039 | -109.4 | -112.6348 | -115.1 | -120.2748 | -118.4 | -123.6075 | -117.9 | -123.3323 | 318.06 | 321.9387
2020-10-11 23:30 | 3 | 7.6158 | 75.1016 | 75.1337 | 10.2283 | 20.6841 | 2 | 7.2801 | -105.4014 | 107.6402 | -105.4014 | 107.6402 | 55.5521 | 101.539 | 86.7 | 91.6459 | 87.9 | 92.5917 | -110.2 | -114.2105 | -115.3 | -121.2759 | -118.1 | -124.1551 | -118 | -124.1841 | 322.3465 | 326.9468
2020-10-12 | 7 | 9.8995 | 75.1959 | 75.1961 | 7.9597 | 18.6564 | 6 | 9.2195 | -96.3328 | 98.9505 | -96.3328 | 98.9505 | 51.6554 | 100.1767 | 87 | 92.2245 | 87.6 | 92.6922 | -111.5 | -115.837 | -116.5 | -122.6342 | -119.6 | -125.8914 | -118.9 | -125.2266 | 304.1939 | 309.143
2020-10-12 00:30 | 7 | 9.2195 | 73.0916 | 73.0923 | 7.5408 | 18.3908 | 7 | 9.2195 | -90.7265 | 94.1996 | -90.7265 | 94.1996 | 60.6255 | 107.5023 | 87.9 | 93.1731 | 88.2 | 93.2595 | -110.7 | -114.9586 | -115.9 | -122.1272 | -119 | -125.5424 | -118.3 | -125.0052 | 304.0625 | 309.4895
2020-10-12 01:00 | 10 | 12.8062 | 74.3357 | 74.3357 | 4.6047 | 18.7402 | 10 | 12.8062 | -80.8705 | 85.1635 | -80.8705 | 85.1635 | 61.817 | 113.7135 | 87.6 | 94.3704 | 87.9 | 94.103 | -111.6 | -117.8278 | -116.3 | -124.4872 | -119.4 | -127.7401 | -118.7 | -127.2655 | 305.1758 | 309.7572
2020-10-12 01:30 | 3 | 7.6158 | 67.091 | 67.0941 | 10.5606 | 20.3545 | 3 | 7.6158 | -89.3026 | 93.525 | -89.3026 | 93.525 | 74.2204 | 120.9651 | 88.5 | 95.2064 | 88.5 | 95.3174 | -110.5 | -116.9166 | -114.8 | -123.3047 | -117.9 | -126.7219 | -117.4 | -126.2368 | 307.5768 | 311.5034
2020-10-12 02:00 | 8 | 11.3137 | 70.5038 | 70.5041 | 6.475 | 20.0184 | 7 | 11.3137 | -78.8651 | 84.0901 | -78.8651 | 84.0901 | 73.4373 | 123.7639 | 87.9 | 95.1005 | 88.5 | 96.0005 | -111.6 | -118.4846 | -115.6 | -124.5273 | -118.7 | -127.7771 | -118.2 | -127.5369 | 295.6568 | 300.5062
2020-10-12 02:30 | 0 | 8 | 63.8767 | 63.8767 | 13.0142 | 22.6301 | 0 | 8 | -87.1807 | 91.565 | -87.1807 | 91.565 | 83.0709 | 128.245 | 88.5 | 95.3174 | 88.2 | 95.0389 | -112.9 | -119.0282 | -116.6 | -124.9463 | -119.4 | -127.9186 | -119 | -127.7625 | 295.3437 | 300.742
2020-10-12 03:00 | 0 | 7.0711 | 62.7452 | 62.7456 | 14.2317 | 23.0016 | 0 | 8 | -87.7037 | 92.2869 | -87.7037 | 92.2869 | 81.3385 | 127.7073 | 87.9 | 94.7606 | 88.2 | 95.1511 | -111.6 | -117.9868 | -116.2 | -124.6453 | -119.3 | -127.8612 | -119 | -127.8354 | 296.173 | 301.0422
2020-10-12 03:30 | -2 | -7.2801 | 68.1871 | 68.1979 | 10.6955 | 20.6205 | -3 | -7.6158 | -82.978 | 87.7649 | -82.978 | 87.7649 | 79.5323 | 126.0106 | 87.9 | 94.7606 | 88.8 | 95.7075 | -112.2 | -118.3335 | -115.4 | -123.8998 | -118.5 | -127.1361 | -117.9 | -126.7753 | 299.705 | 304.381
2020-10-12 04:00 | -6 | -8.6023 | 67.24 | 67.2552 | 15.123 | 22.9832 | -5 | -8.6023 | -88.1379 | 91.8534 | -88.1379 | 91.8534 | 76.9678 | 123.244 | 87.6 | 94.1489 | 88.8 | 94.9442 | -111.8 | -117.9215 | -114.9 | -123.2887 | -118.3 | -126.8203 | -117.4 | -126.0538 | 312.3033 | 316.2736
2020-10-12 04:30 | -7 | -9.2195 | 63.0109 | 63.0812 | 24.2217 | 28.812 | -8 | -10 | -103.6462 | 106.2413 | -103.6462 | 106.2413 | 66.4642 | 115.0775 | 87.3 | 93.651 | 87.6 | 93.8228 | -111.7 | -117.1753 | -116.3 | -123.891 | -119 | -126.8047 | -118.4 | -126.3812 | 325.8931 | 329.2566
2020-10-12 05:00 | -11 | -12.53 | 63.4198 | 63.824 | 31.4529 | 34.741 | -12 | -13.4164 | -120.8494 | 122.6116 | -120.8494 | 122.6116 | 47.8063 | 104.0287 | 87.3 | 93.5428 | 87.9 | 94.3189 | -110.5 | -116.2835 | -116 | -123.6787 | -119 | -126.8393 | -118.6 | -126.4989 | 348.0362 | 349.4345
2020-10-12 05:30 | -16 | -16.7631 | 70.4216 | 71.5465 | 36.3166 | 38.6053 | -17 | -17.72 | -135.2382 | 136.153 | -135.2382 | 136.153 | 30.1263 | 92.4021 | 87.9 | 90.8847 | 88.2 | 91.2513 | -110.2 | -112.6363 | -117.9 | -121.8314 | -120.8 | -124.7933 | -120.6 | -124.6459 | 382.1199 | 382.2694
2020-10-12 06:00 | -16 | -15.2971 | 77.3832 | 78.5028 | 36.7876 | 38.214 | -16 | -16.2788 | -144.3953 | 144.633 | -144.3953 | 144.633 | 21.2062 | 87.6491 | 85.2 | 87.8954 | 86.1 | 88.8415 | -110 | -111.463 | -120.5 | -123.252 | -123.7 | -126.4649 | -123.6 | -126.3671 | 453.7241 | 453.729
2020-10-12 06:30 | -35 | -35.0571 | 62.8606 | 63.7521 | 55.8882 | 56.0246 | -34 | -34.0588 | -177.6698 | 177.7643 | -177.6698 | 177.7643 | -4.5267 | 63.0077 | 84 | 86.302 | 85.5 | 87.8309 | -107.4 | -108.5415 | -120.7 | -122.6886 | -123.9 | -125.8908 | -123.7 | -125.694 | 486.2033 | 486.2164
2020-10-12 07:00 | -48 | -48 | 48.8519 | 50.5549 | 65.3418 | 65.7223 | -49 | -49 | -173.7458 | 173.7484 | -173.7458 | 173.7484 | -20.6109 | 65.9769 | 83.7 | 85.8739 | 84.3 | 86.4588 | -106.3 | -107.5123 | -119.8 | -122.1024 | -123.2 | -125.5159 | -123 | -125.3005 | 488.9966 | 489.0718
2020-10-12 07:30 | -53 | -53.0848 | 31.992 | 34.5688 | 72.1247 | 72.6551 | -54 | -54.037 | -190.6164 | 190.6557 | -190.6164 | 190.6557 | -30.3691 | 65.8929 | 81.9 | 84.8555 | 83.4 | 86.1517 | -104.6 | -106.1375 | -116.7 | -119.3478 | -120 | -122.7844 | -120.6 | -123.252 | 442.8249 | 443.0722
2020-10-12 08:00 | -47 | -47.2652 | 33.0627 | 35.6825 | 63.1882 | 64.3653 | -47 | -47.2652 | -178.1783 | 178.3927 | -178.1783 | 178.3927 | -13.8938 | 62.5028 | 81.3 | 84.356 | 82.5 | 85.5926 | -102.9 | -104.7128 | -116.2 | -119.2505 | -119.5 | -122.601 | -119.4 | -122.459 | 443.2003 | 443.2593
2020-10-12 08:30 | -47 | -47.2652 | 20.1653 | 23.1706 | 61.5275 | 62.6355 | -47 | -46.1736 | -177.2855 | 177.3821 | -177.2855 | 177.3821 | 0.24029 | 77.0953 | 82.8 | 86.463 | 82.2 | 86.0644 | -104.1 | -106.5038 | -115.9 | -119.1178 | -119.1 | -122.37 | -118.9 | -122.1295 | 421.1671 | 421.563
2020-10-12 09:00 | -44 | -44.1475 | 31.7108 | 36.7857 | 62.4242 | 64.2617 | -46 | -42.9535 | -171.6733 | 172.4529 | -171.6733 | 172.4529 | 19.601 | 68.7705 | 83.7 | 86.9907 | 82.5 | 85.8367 | -105.2 | -107.103 | -118.2 | -121.342 | -121.5 | -124.6176 | -120.8 | -123.8685 | 408.1782 | 408.2912
2020-10-12 09:30 | -44 | -44.5533 | 30.2806 | 34.8414 | 63.2701 | 64.7912 | -44 | -44.5533 | -169.7505 | 170.6095 | -169.7505 | 170.6095 | 42.9324 | 93.9486 | 85.2 | 87.8954 | 84.9 | 87.5409 | -106.9 | -108.472 | -116.6 | -119.5073 | -119.8 | -122.7393 | -119.7 | -122.6635 | 402.7328 | 403.1533
2020-10-12 10:00 | -66 | -64.7765 | 19.0481 | 28.7029 | 72.2677 | 74.3633 | -66 | -64.6297 | -172.1489 | 174.0078 | -172.1489 | 174.0078 | 16.1519 | 80.9655 | 84.3 | 87.0233 | 84.6 | 87.3886 | -106.4 | -108.0135 | -117.2 | -119.8367 | -120.3 | -122.9937 | -119.8 | -122.4217 | 406.0455 | 407.0611
2020-10-12 10:30 | -72 | -72.9931 | -4.1177 | 19.6695 | 84.3598 | 86.3389 | -71 | -71.0211 | -181.3345 | 183.5524 | -181.3345 | 183.5524 | 5.7313 | 76.0313 | 84.6 | 87.2402 | 83.7 | 86.594 | -106 | -107.6023 | -116 | -118.6634 | -119.4 | -122.0926 | -119.4 | -122.1768 | 406.2855 | 406.9068
2020-10-12 11:00 | -68 | -69.6348 | -6.9053 | 20.4849 | 74.9948 | 78.1631 | -68 | -69.4262 | -166.5047 | 169.1771 | -166.5047 | 169.1771 | 22.0446 | 80.6534 | 85.5 | 88.5656 | 85.8 | 88.9337 | -106.9 | -108.8479 | -115.5 | -118.4787 | -118.7 | -121.7099 | -118.5 | -121.537 | 376.778 | 377.2058
2020-10-12 11:30 | -73 | -79.8311 | -22.8727 | 32.0043 | 87.5878 | 90.5833 | -76 | -77.8781 | -181.7099 | 184.3636 | -181.7099 | 184.3636 | 36.7449 | 91.8313 | 82.8 | 87.8647 | 81.9 | 87.0171 | -105.6 | -109.3005 | -114.6 | -119.5482 | -117.9 | -122.816 | -117.5 | -122.4884 | 363.2417 | 363.9986
2020-10-12 12:00 | -72 | -74.2159 | -18.1847 | 29.0732 | 83.0392 | 86.3185 | -71 | -73.0069 | -172.7414 | 175.2314 | -172.7414 | 175.2314 | 36.2282 | 91.0943 | 78.3 | 84.9699 | 78.6 | 85.016 | -99.9 | -105.1157 | -107.1 | -113.3766 | -109.9 | -116.3169 | -109.9 | -116.3826 | 345.7434 | 347.0929
2020-10-12 12:30 | -82 | -84.1724 | -32.5255 | 40.272 | 90.1164 | 93.2601 | -81 | -82.9759 | -176.8651 | 179.2133 | -176.8651 | 179.2133 | 38.9346 | 92.2982 | 84.9 | 90.5553 | 85.2 | 91.0464 | -107.3 | -112.2013 | -114.2 | -120.3879 | -117 | -123.2657 | -116.9 | -123.234 | 322.8435 | 324.052
2020-10-12 13:00 | -86 | -88.5268 | -33.8383 | 43.5871 | 96.2693 | 99.9076 | -86 | -88.5268 | -181.0355 | 183.9524 | -181.0355 | 183.9524 | 30.874 | 93.9518 | 84 | 90.3598 | 83.1 | 89.6358 | -107.5 | -112.8091 | -113.6 | -119.9146 | -116.2 | -122.5701 | -115.8 | -122.223 | 314.5771 | 315.936
2020-10-12 13:30 | -85 | -87.5557 | -34.009 | 42.7667 | 96.0534 | 99.5123 | -85 | -87.5557 | -182.3069 | 185.0891 | -182.3069 | 185.0891 | 29.9626 | 86.6822 | 80.7 | 85.6851 | 79.2 | 84.1718 | -102.9 | -106.4295 | -109.1 | -113.64 | -111.8 | -116.4444 | -111.3 | -115.9761 | 317.2878 | 317.4571
2020-10-12 14:00 | -80 | -82.9699 | -30.3682 | 40.8695 | 89.8354 | 93.8898 | -80 | -82.9699 | -172.2505 | 175.2662 | -172.2505 | 175.2662 | 38.3022 | 89.1334 | 82.5 | 87.284 | 83.4 | 88.2327 | -104.4 | -108.4066 | -111.5 | -116.3951 | -114.2 | -119.2111 | -113.9 | -118.9237 | 311.5671 | 311.7447
2020-10-12 14:30 | -86 | -89.2861 | -30.6746 | 41.5108 | 93.8846 | 97.7902 | -85 | -88.0568 | -192.1533 | 194.5655 | -192.1533 | 194.5655 | 37.4943 | 91.0505 | 82.2 | 87.0993 | 82.2 | 87.1989 | -104.7 | -108.4834 | -111.2 | -115.9933 | -113.9 | -118.8093 | -114.1 | -119.052 | 305.1384 | 305.2167
2020-10-12 15:00 | -85 | -87.5557 | -24.4279 | 34.965 | 90.3857 | 94.037 | -85 | -87.3212 | -189.2613 | 191.4493 | -189.2613 | 191.4493 | 44.0043 | 91.2591 | 85.8 | 90.6005 | 84.9 | 90.5553 | -109.1 | -112.94 | -115.5 | -120.6866 | -119 | -124.2973 | -118.1 | -123.4359 | 335.3864 | 335.4903
2020-10-12 15:30 | -80 | -78.339 | -17.7396 | 29.4309 | 92.214 | 95.2227 | -80 | -82 | -200.1786 | 201.9208 | -200.1786 | 201.9208 | 36.3045 | 90.5317 | 86.7 | 91.4533 | 88.5 | 93.1615 | -111.7 | -115.6845 | -121.4 | -126.5969 | -124.6 | -129.9207 | -124.5 | -129.9388 | 364.4256 | 364.4877
2020-10-12 16:00 | -81 | -82.7647 | -0.54334 | 23.8046 | 95.256 | 97.7049 | -81 | -82.7647 | -210.902 | 212.0476 | -210.902 | 212.0476 | 28.6139 | 89.3021 | 97.5 | 100.704 | 97.5 | 100.8558 | -121.1 | -124.03 | -129.1 | -133.3756 | -131.9 | -136.3836 | -131.7 | -136.0681 | 367.2407 | 367.2717
2020-10-12 16:30 | -72 | -73.5459 | 14.6506 | 28.6022 | 96.0185 | 98.0359 | -74 | -75.505 | -209.5464 | 210.3845 | -209.5464 | 210.3845 | 10.4968 | 87.3802 | 104.1 | 107.2495 | 105 | 108.1952 | -133.3 | -136.5469 | -140.7 | -145.3824 | -144.3 | -149.0679 | -144.1 | -148.8743 | 372.5712 | 372.6383
2020-10-12 17:00 | -72 | -72.9931 | 19.4913 | 27.8303 | 92.6918 | 94.1063 | -72 | -74.9667 | -200.854 | 201.4302 | -200.854 | 201.4302 | 15.1535 | 93.2342 | 114.6 | 117.4028 | 114.6 | 117.338 | -144.5 | -147.401 | -151.3 | -155.7347 | -155 | -159.5426 | -154.7 | -159.2274 | 395.6334 | 395.6617
2020-10-12 17:30 | -63 | -63.7887 | 30.1798 | 35.3464 | 84.4021 | 85.788 | -64 | -64.6297 | -194.0438 | 194.4564 | -194.0438 | 194.4564 | 29.1296 | 96.6535 | 123.6 | 126.1428 | 121.8 | 124.142 | -154.3 | -157.5025 | -162.1 | -166.9384 | -166.2 | -171.1347 | -166 | -170.9883 | 401.4266 | 401.5208
2020-10-12 18:00 | -60 | -60.4152 | 35.9326 | 41.856 | 79.9931 | 82.1379 | -61 | -62.3699 | -188.1097 | 189.0724 | -188.1097 | 189.0724 | 17.2355 | 88.2873 | 121.8 | 124.6921 | 121.2 | 124.1061 | -153.4 | -156.9305 | -160.2 | -165.8188 | -163.4 | -169.0654 | -163.5 | -169.317 | 356.3757 | 356.4959
2020-10-12 18:30 | -64 | -65.1153 | 32.04 | 38.2105 | 84.1494 | 86.0152 | -64 | -65.1153 | -193.6142 | 194.3584 | -193.6142 | 194.3584 | 34.3739 | 101.4385 | 120.6 | 123.3288 | 121.2 | 123.6713 | -152.1 | -155.8976 | -159.1 | -164.6015 | -163.1 | -168.6986 | -162.8 | -168.5114 | 380.2126 | 380.2363
2020-10-12 19:00 | -64 | -61 | 33.653 | 39.8569 | 86.9764 | 88.3378 | -64 | -61 | -203.7801 | 204.229 | -203.7801 | 204.229 | 46.1482 | 105.7193 | 118.5 | 120.7883 | 117.9 | 120.1417 | -149.4 | -152.4218 | -157.8 | -162.548 | -162.2 | -167.1315 | -161.9 | -166.9618 | 408.7888 | 408.829
2020-10-12 19:30 | -71 | -72.3671 | 25.697 | 35.6251 | 92.2516 | 94.2447 | -70 | -71.3863 | -210.7444 | 211.7663 | -210.7444 | 211.7663 | 45.0472 | 106.2568 | 121.2 | 123.7314 | 121.2 | 123.9156 | -152.4 | -155.8687 | -159.5 | -164.6356 | -163.6 | -168.8308 | -163.7 | -169.002 | 382.5781 | 382.5808
2020-10-12 20:00 | -65 | -66.9403 | 29.2808 | 38.1454 | 85.9374 | 88.6359 | -65 | -66.9403 | -194.414 | 195.7783 | -194.414 | 195.7783 | 61.8199 | 119.2037 | 130.5 | 133.3249 | 129.6 | 132.3826 | -162.9 | -167.5736 | -169.5 | -175.7626 | -173.5 | -179.832 | -173.2 | -179.7016 | 363.8165 | 363.8777
2020-10-12 20:30 | -66 | -67.9117 | 28.6969 | 36.6735 | 83.6769 | 86.2252 | -66 | -67.9117 | -185.8769 | 187.2335 | -185.8769 | 187.2335 | 78.5925 | 125.0675 | 136.5 | 139.6937 | 137.4 | 140.3859 | -172 | -177.3422 | -176.9 | -183.5342 | -181 | -187.7049 | -180.5 | -187.4313 | 329.1308 | 329.1606
2020-10-12 21:00 | -63 | -65 | 27.8167 | 35.6624 | 81.2654 | 83.8939 | -62 | -64.0312 | -179.2121 | 180.6616 | -179.2121 | 180.6616 | 90.329 | 135.8478 | 138 | 141.9609 | 136.8 | 140.9378 | -171.8 | -178.984 | -176.1 | -184.6387 | -180.5 | -189.1661 | -179.9 | -188.7443 | 314.2638 | 314.375
2020-10-12 21:30 | -54 | -56.0446 | 33.7342 | 39.5431 | 69.9364 | 73.0338 | -54 | -56.0446 | -162.3595 | 164.2198 | -162.3595 | 164.2198 | 95.5107 | 140.3147 | 135.9 | 140.4349 | 137.1 | 141.5965 | -170.8 | -178.5112 | -174.3 | -183.2904 | -178.6 | -187.72 | -178.1 | -187.4616 | 295.2836 | 295.34
2020-10-12 22:00 | -45 | -46.8402 | 36.593 | 40.1263 | 61.7527 | 64.774 | -44 | -45.8803 | -146.9924 | 148.7992 | -146.9924 | 148.7992 | 99.4946 | 139.5943 | 136.5 | 140.9406 | 137.7 | 142.1031 | -170.1 | -177.8416 | -172.8 | -181.5553 | -177.5 | -186.4888 | -176.9 | -186.228 | 258.319 | 258.4684
2020-10-12 22:30 | -29 | -30.6757 | 47.5753 | 48.9835 | 46.6361 | 50.1387 | -29 | -31.6228 | -141.812 | 143.78 | -141.812 | 143.78 | 121.267 | 156.949 | 137.4 | 141.887 | 138.3 | 142.9021 | -172.1 | -180.0467 | -174.3 | -183.4146 | -178.5 | -187.7485 | -178 | -187.5233 | 270.5846 | 270.697
2020-10-12 23:00 | -31 | -32.573 | 46.6221 | 47.9937 | 47.4522 | 50.6878 | -31 | -32.28 | -131.8392 | 133.1475 | -131.8392 | 133.1475 | 127.1133 | 161.6016 | 138.3 | 143.2157 | 138.9 | 144.0306 | -171.9 | -181.1684 | -173.1 | -183.734 | -177.3 | -188.0934 | -177.1 | -188.3434 | 261.7354 | 261.8952
2020-10-12 23:30 | -22 | -22.8035 | 55.2102 | 55.9558 | 38.6171 | 41.6946 | -22 | -22.8035 | -128.8123 | 129.6657 | -128.8123 | 129.6657 | 127.7457 | 158.8739 | 138.6 | 142.2013 | 138.9 | 142.4937 | -172.4 | -179.023 | -173.6 | -182.044 | -178 | -186.6613 | -177.6 | -186.5228 | 291.4716 | 292.0055
2020-10-13 | -16 | -17.8885 | 58.8581 | 59.3638 | 31.4059 | 35.8018 | -14 | -16.1245 | -111.1156 | 112.6043 | -111.1156 | 112.6043 | 117.8903 | 153.6403 | 137.4 | 141.5202 | 137.7 | 141.8835 | -172.7 | -179.876 | -174.8 | -183.5785 | -178.9 | -187.8829 | -178 | -187.2421 | 264.56 | 265.3324
2020-10-13 00:30 | -6 | -9.2195 | 67.0963 | 67.3544 | 21.7136 | 27.2737 | -6 | -9.2195 | -90.5141 | 92.5372 | -90.5141 | 92.5372 | 123.678 | 159.3866 | 137.4 | 141.7385 | 138 | 142.3202 | -171.7 | -179.6056 | -172.8 | -182.084 | -177 | -186.4797 | -176.5 | -186.2592 | 255.2869 | 256.1981
2020-10-13 01:00 | -7 | -9.2195 | 62.7898 | 62.8789 | 22.9592 | 27.7148 | -7 | -9.2195 | -91.8164 | 93.9217 | -91.8164 | 93.9217 | 127.2687 | 163.3834 | 137.1 | 141.5965 | 137.1 | 141.6718 | -172.3 | -180.4446 | -173.3 | -182.8117 | -177.4 | -187.0488 | -176.4 | -186.3571 | 250.5572 | 251.5133
2020-10-13 01:30 | -4 | -8.0623 | 59.7442 | 59.953 | 22.9268 | 28.5318 | -4 | -8.0623 | -94.3539 | 97.1709 | -94.3539 | 97.1709 | 133.0142 | 167.7521 | 138 | 142.6944 | 137.4 | 142.1142 | -172.8 | -181.1908 | -173.8 | -183.5093 | -178.1 | -187.8404 | -177.2 | -187.2785 | 239.9693 | 241.0336
2020-10-13 02:00 | -7 | -10.6301 | 60.2942 | 60.6006 | 23.8311 | 29.6993 | -7 | -9.8995 | -93.9756 | 97.5511 | -93.9756 | 97.5511 | 132.161 | 168.1464 | 140.1 | 144.9547 | 139.2 | 144.3199 | -174.6 | -183.0578 | -175 | -184.7421 | -179.2 | -188.9467 | -178.5 | -188.7946 | 225.7072 | 226.7238
2020-10-13 02:30 | -9 | -12.7279 | 57.5406 | 58.0583 | 25.6863 | 32.386 | -11 | -14.2127 | -93.947 | 98.0614 | -93.947 | 98.0614 | 135.5979 | 172.2439 | 139.2 | 144.5602 | 136.8 | 142.4163 | -171.5 | -180.9462 | -172.3 | -182.8462 | -176.7 | -187.4611 | -175.9 | -186.9769 | 221.318 | 221.9782
2020-10-13 03:00 | -12 | -15.6205 | 56.7982 | 57.3269 | 26.4013 | 32.7659 | -12 | -15 | -96.6933 | 100.892 | -96.6933 | 100.892 | 136.1306 | 171.7399 | 138 | 143.6524 | 137.4 | 143.0761 | -172.8 | -182.8548 | -173.6 | -184.8492 | -177.9 | -189.3342 | -176.8 | -188.5431 | 216.9729 | 218.0899
2020-10-13 03:30 | -13 | -15.8114 | 54.6816 | 55.1259 | 29.4648 | 34.6573 | -14 | -16.6433 | -103.6008 | 107.413 | -103.6008 | 107.413 | 136.081 | 171.5943 | 138 | 143.736 | 138 | 143.8202 | -171.3 | -181.7641 | -171.4 | -182.9239 | -175.7 | -187.3032 | -175 | -187.1382 | 219.6175 | 220.6517
2020-10-13 04:00 | -14 | -16.1245 | 54.6807 | 54.8639 | 29.8482 | 33.9582 | -13 | -14.7648 | -107.7421 | 110.8141 | -107.7421 | 110.8141 | 138.2112 | 171.6931 | 138.3 | 143.4521 | 137.1 | 142.2955 | -172.7 | -182.084 | -173.5 | -184.3056 | -178.1 | -188.9477 | -177 | -188.1813 | 230.4707 | 231.4468
2020-10-13 04:30 | -7 | -9.2195 | 63.0497 | 63.2266 | 24.3585 | 28.6234 | -7 | -9.2195 | -102.0952 | 104.8842 | -102.0952 | 104.8842 | 133.2535 | 165.6276 | 138.9 | 143.34 | 139.2 | 143.705 | -172.6 | -180.9399 | -174 | -184.0543 | -178.2 | -188.3514 | -177.6 | -188.0781 | 246.5 | 247.6248
2020-10-13 05:00 | -17 | -18.7883 | 59.2765 | 60.3271 | 35.7991 | 38.9575 | -16 | -17.8885 | -122.8864 | 124.9946 | -122.8864 | 124.9946 | 106.6365 | 148.7111 | 138.3 | 143.6937 | 138.6 | 144.396 | -172.6 | -182.6658 | -172.6 | -183.5675 | -177.3 | -188.5995 | -176.9 | -188.4983 | 240.739 | 240.7904
2020-10-13 05:30 | -8 | -8.9443 | 70.8825 | 71.7267 | 33.1056 | 34.7083 | -7 | -8.6023 | -123.8124 | 124.5378 | -123.8124 | 124.5378 | 83.8945 | 127.9141 | 140.4 | 145.3217 | 140.1 | 144.9547 | -173.8 | -181.7599 | -175.3 | -184.2082 | -179.6 | -188.8589 | -179.1 | -188.2881 | 247.1369 | 247.1457
2020-10-13 06:00 | -17 | -17.2627 | 78.5322 | 79.4003 | 32.311 | 33.8836 | -17 | -17.2627 | -128.3501 | 128.876 | -128.3501 | 128.876 | 56.2813 | 107.0947 | 138.6 | 141.4397 | 139.2 | 142.0876 | -172.4 | -177.8769 | -174.7 | -181.3073 | -179.1 | -185.788 | -178.6 | -185.4399 | 269.5584 | 269.8406
2020-10-13 06:30 | -22 | -23.4094 | 73.1744 | 75.7678 | 42.8244 | 44.9941 | -23 | -24.3516 | -149.0968 | 149.6538 | -149.0968 | 149.6538 | 34.6998 | 69.9472 | 138 | 141.2232 | 138.6 | 141.9377 | -171.4 | -177.1834 | -174.8 | -181.7556 | -179.2 | -186.2886 | -179.1 | -186.3022 | 292.3837 | 292.4952
2020-10-13 07:00 | -28 | -28.1603 | 69.4351 | 72.4663 | 48.7123 | 50.7137 | -27 | -28.1603 | -153.6364 | 154.2613 | -153.6364 | 154.2613 | 14.7379 | 55.0179 | 136.8 | 138.8893 | 138 | 140.0203 | -172.3 | -176.1861 | -177.2 | -182.0405 | -182.1 | -187.0393 | -181.8 | -186.7472 | 302.6811 | 303.1303
2020-10-13 07:30 | -36 | -36.8782 | 56.6641 | 60.4841 | 59.4112 | 61.2393 | -36 | -35.9026 | -166.8538 | 167.3444 | -166.8538 | 167.3444 | 10.8995 | 53.3289 | 136.5 | 138.342 | 138 | 139.7269 | -171 | -174.9149 | -176.3 | -181.257 | -180.7 | -185.7226 | -180.6 | -185.6717 | 308.1717 | 309.8677
2020-10-13 08:00 | -41 | -42.2019 | 53.7052 | 58.3455 | 63.2508 | 64.845 | -42 | -42.9535 | -166.9052 | 167.2978 | -166.9052 | 167.2978 | 15.9046 | 66.728 | 136.8 | 138.8893 | 136.8 | 138.9415 | -170.8 | -174.8041 | -176.3 | -180.7808 | -180.8 | -185.3244 | -180.4 | -185.0098 | 318.8444 | 321.1145
2020-10-13 08:30 | -49 | -49.6488 | 52.9473 | 56.9278 | 64.3766 | 65.6138 | -49 | -49.4975 | -168.5138 | 168.8157 | -168.5138 | 168.8157 | 13.012 | 64.8193 | 137.1 | 138.8381 | 136.2 | 137.9494 | -171.1 | -174.3679 | -177.3 | -181.6467 | -181.8 | -186.2348 | -181.6 | -186.1268 | 323.5522 | 326.592
2020-10-13 09:00 | -44 | -45.3982 | 49.3998 | 52.6823 | 62.5651 | 63.5678 | -44 | -43.4166 | -166.8511 | 167.0493 | -166.8511 | 167.0493 | 15.0577 | 80.9877 | 135.3 | 137.1092 | 136.5 | 138.4408 | -169.8 | -173.2297 | -177.8 | -181.963 | -181.5 | -185.6849 | -181.4 | -185.5872 | 313.6646 | 318.0801
2020-10-13 09:30 | -39 | -39.4588 | 54.2199 | 57.4403 | 58.5917 | 59.5599 | -38 | -38.3275 | -156.9109 | 157.1382 | -156.9109 | 157.1382 | 24.5862 | 89.3219 | 135.6 | 138.2037 | 135.3 | 137.9093 | -168.3 | -172.9881 | -175.6 | -181.0043 | -179.7 | -185.2245 | -179.4 | -184.9577 | 315.0445 | 319.4735
2020-10-13 10:00 | -47 | -47.3814 | 39.8454 | 43.9614 | 66.8234 | 67.7312 | -47 | -47.3814 | -163.5197 | 163.7114 | -163.5197 | 163.7114 | 35.8515 | 95.6521 | 135 | 137.9755 | 135 | 138.1007 | -169.3 | -174.7723 | -175.2 | -181.1636 | -179.6 | -185.6733 | -179.7 | -185.8208 | 308.9491 | 314.4763
2020-10-13 10:30 | -54 | -54.3323 | 34.4427 | 39.2019 | 71.8254 | 72.7521 | -54 | -54.3323 | -168.8505 | 169.194 | -168.8505 | 169.194 | 45.7357 | 98.1758 | 135 | 137.9139 | 135.6 | 138.5013 | -169.4 | -174.1508 | -175.4 | -180.9093 | -179.5 | -185.2015 | -178.8 | -184.5727 | 309.9431 | 314.2661
2020-10-13 11:00 | -53 | -53.6004 | 35.437 | 40.2715 | 70.342 | 71.5524 | -53 | -53.4603 | -160.1924 | 160.7763 | -160.1924 | 160.7763 | 41.8166 | 97.1636 | 132.9 | 135.9215 | 132.9 | 135.9215 | -165.6 | -170.7209 | -171.7 | -177.5244 | -175.9 | -181.7648 | -175.8 | -181.7439 | 309.382 | 314.2624
2020-10-13 11:30 | -51 | -51.6236 | 34.877 | 39.2248 | 68.9926 | 70.1893 | -51 | -51.4781 | -152.1494 | 152.7 | -152.1494 | 152.7 | 42.1847 | 95.8956 | 128.4 | 131.1467 | 129.3 | 132.2129 | -161.2 | -165.757 | -169 | -174.3354 | -172.9 | -178.2881 | -172.6 | -178.0954 | 317.4228 | 320.4192
2020-10-13 12:00 | -55 | -55.5788 | 25.9033 | 31.3682 | 70.869 | 72.386 | -55 | -55.5788 | -153.9152 | 154.7335 | -153.9152 | 154.7335 | 36.6064 | 95.9937 | 129.6 | 132.6326 | 128.4 | 131.6562 | -162.2 | -167.3016 | -168.6 | -174.2721 | -172.6 | -178.3697 | -172.5 | -178.3489 | 288.4955 | 291.8282
2020-10-13 12:30 | -51 | -47.676 | 26.906 | 31.6284 | 67.5087 | 68.9341 | -47 | -47.676 | -147.7946 | 148.523 | -147.7946 | 148.523 | 40.8944 | 98.8037 | 130.2 | 133.6115 | 129.6 | 133.0269 | -163.5 | -168.9083 | -168.3 | -174.2122 | -172.3 | -178.3348 | -172.1 | -178.1933 | 268.6222 | 271.7123
2020-10-13 13:00 | -50 | -50.4876 | 25.8594 | 30.1315 | 66.168 | 67.5959 | -52 | -52.469 | -145.3762 | 146.1139 | -145.3762 | 146.1139 | 49.5868 | 100.875 | 129.3 | 132.3394 | 129.9 | 132.7997 | -162.7 | -167.3323 | -169.3 | -174.7743 | -173.3 | -178.8478 | -173.2 | -178.8253 | 288.9281 | 290.4955
2020-10-13 13:30 | -54 | -54.4518 | 21.689 | 26.5219 | 69.568 | 70.9892 | -53 | -53.6004 | -148.2578 | 149.0902 | -148.2578 | 149.0902 | 39.2622 | 95.4251 | 130.8 | 133.9331 | 131.4 | 134.5191 | -162.4 | -167.2297 | -166.8 | -172.4042 | -171.7 | -177.4948 | -171.2 | -176.99 | 271.6909 | 273.1035
2020-10-13 14:00 | -54 | -52.7731 | 20.146 | 25.9217 | 67.4574 | 69.1878 | -53 | -53.7587 | -145.628 | 146.969 | -145.628 | 146.969 | 42.4503 | 96.9648 | 129 | 132.2415 | 129.9 | 133.1196 | -164.3 | -169.4357 | -169.4 | -175.122 | -173.5 | -179.2956 | -173.4 | -179.2702 | 269.8938 | 271.1879
2020-10-13 14:30 | -49 | -50.01 | 26.0218 | 31.4695 | 64.5921 | 66.9218 | -49 | -50.01 | -140.4556 | 142.2623 | -140.4556 | 142.2623 | 44.7042 | 101.3991 | 129.6 | 133.0269 | 129.6 | 133.0269 | -163 | -168.5255 | -168.7 | -174.9382 | -173 | -179.3496 | -172.7 | -179.0434 | 267.2894 | 268.405
2020-10-13 15:00 | -60 | -61 | 17.1702 | 25.355 | 77.6884 | 79.4941 | -60 | -60.8276 | -160.5305 | 162.1165 | -160.5305 | 162.1165 | 28.8403 | 95.2507 | 129.6 | 133.1635 | 130.5 | 133.837 | -162.6 | -168.2409 | -168.1 | -174.3863 | -172.1 | -178.4288 | -171.8 | -178.1394 | 268.845 | 270.4813
2020-10-13 15:30 | -54 | -61 | 18.6946 | 25.134 | 70.2557 | 72.3829 | -54 | -55.109 | -150.8713 | 152.3632 | -150.8713 | 152.3632 | 6.0231 | 87.4885 | 130.2 | 133.4123 | 130.5 | 133.9039 | -162.9 | -168.3024 | -169 | -175.0961 | -172.7 | -178.9288 | -172.5 | -178.762 | 252.4622 | 253.5843
2020-10-13 16:00 | -52 | -52.9528 | 27.6305 | 32.2212 | 69.1295 | 71.0433 | -52 | -52.9528 | -153.3706 | 154.4006 | -153.3706 | 154.4006 | 19.8988 | 90.9077 | 133.5 | 136.7638 | 133.2 | 136.2779 | -164.8 | -170.2169 | -169.9 | -176.0432 | -174.1 | -180.4372 | -173.8 | -180.1741 | 253.6967 | 254.3802
2020-10-13 16:30 | -50 | -52.6118 | 32.7931 | 36.0097 | 69.4076 | 70.6624 | -51 | -51.6236 | -168.4644 | 169.1166 | -168.4644 | 169.1166 | 0.44534 | 82.585 | 131.7 | 134.5609 | 131.1 | 133.9738 | -164.7 | -169.3704 | -170.6 | -176.1863 | -174.7 | -180.4276 | -174.4 | -180.2629 | 277.4449 | 278.1487
2020-10-13 17:00 | -50 | -50.3587 | 34.9677 | 37.2447 | 71.3232 | 72.1706 | -50 | -50.2494 | -179.1718 | 179.5272 | -179.1718 | 179.5272 | -33.2507 | 78.2394 | 116.1 | 118.3176 | 117.3 | 119.5529 | -148.1 | -151.4756 | -154.2 | -158.7655 | -157.9 | -162.5496 | -157.8 | -162.4762 | 308.4877 | 308.6528
2020-10-13 17:30 | -32 | -32.1403 | 62.7111 | 63.8711 | 53.4948 | 54.4895 | -31 | -31.1448 | -157.6315 | 157.8065 | -157.6315 | 157.8065 | -26.5877 | 77.485 | 117.9 | 119.8623 | 119.4 | 121.5015 | -148.3 | -151.0897 | -154.1 | -158.1362 | -157.5 | -161.5619 | -157.8 | -161.9964 | 330.1924 | 330.542
2020-10-13 18:00 | -28 | -30.0167 | 75.1079 | 76.2011 | 45.6172 | 46.7419 | -28 | -28.0179 | -151.2136 | 151.4316 | -151.2136 | 151.4316 | -29.7569 | 72.3934 | 117.9 | 120.318 | 118.5 | 120.9659 | -148.2 | -151.4692 | -153.6 | -157.2964 | -157.4 | -161.1581 | -157.3 | -161.0819 | 316.0359 | 316.1295
2020-10-13 18:30 | -21 | -21.0238 | 74.2401 | 75.1411 | 49.2796 | 49.9144 | -21 | -21.0238 | -156.0019 | 156.0415 | -156.0019 | 156.0415 | -12.9485 | 71.5037 | 117 | 119.7466 | 117.6 | 120.0843 | -148.1 | -151.4546 | -154.7 | -158.5439 | -158.7 | -162.4809 | -158.7 | -162.5509 | 331.7949 | 331.8021
2020-10-13 19:00 | -30 | -30.0167 | 75.4374 | 76.5531 | 53.9244 | 54.3971 | -30 | -30.0167 | -165.7223 | 165.7225 | -165.7223 | 165.7225 | -19.6749 | 70.5353 | 114.9 | 117.3188 | 116.4 | 118.612 | -145.8 | -149.1851 | -152.4 | -156.2342 | -156.2 | -160.0296 | -156.1 | -159.932 | 338.2299 | 338.4947
2020-10-13 19:30 | -27 | -27.2947 | 75.5779 | 76.9245 | 51.9441 | 52.9498 | -26 | -26.3059 | -166.6346 | 166.7138 | -166.6346 | 166.7138 | -18.3137 | 73.1304 | 116.4 | 119.4904 | 116.1 | 119.2665 | -147.1 | -150.9109 | -152.5 | -156.6686 | -156 | -160.1451 | -156.1 | -160.3562 | 325.5143 | 325.8626
2020-10-13 20:00 | -20 | -20.3961 | 82.4123 | 83.5896 | 42.1364 | 43.4114 | -20 | -20.3961 | -147.0107 | 147.1202 | -147.0107 | 147.1202 | -12.566 | 80.9526 | 115.2 | 118.8186 | 115.8 | 119.1842 | -145.5 | -150.2299 | -151.1 | -155.8295 | -154.8 | -159.4678 | -154.7 | -159.5158 | 323.5308 | 323.9378
2020-10-13 20:30 | -19 | -19.4165 | 79.5063 | 80.5145 | 40.2713 | 41.8723 | -19 | -24.1868 | -135.5287 | 135.8204 | -135.5287 | 135.8204 | -18.775 | 74.2541 | 102.6 | 105.5783 | 102.9 | 105.6618 | -128.2 | -131.3297 | -133.6 | -137.736 | -137.2 | -141.4225 | -137 | -141.2285 | 310.6175 | 310.7847
2020-10-13 21:00 | -19 | -20.2485 | 69.4704 | 71.0622 | 45.6786 | 47.5971 | -19 | -19.9249 | -141.858 | 142.5724 | -141.858 | 142.5724 | -10.1406 | 75.1576 | 97.8 | 101.5388 | 97.5 | 101.2499 | -123.7 | -127.3807 | -128.6 | -132.9931 | -132.5 | -136.9938 | -131.9 | -136.4135 | 299.56 | 299.702
2020-10-13 21:30 | -23 | -23.7697 | 68.1225 | 69.3725 | 43.2821 | 45.1677 | -23 | -23.5372 | -138.3195 | 139.032 | -138.3195 | 139.032 | -10.458 | 75.7191 | 88.8 | 92.6412 | 91.2 | 94.9442 | -113.4 | -116.6165 | -118.8 | -122.9052 | -121.5 | -125.5421 | -121.5 | -125.6433 | 293.9226 | 293.9374
2020-10-13 22:00 | -26 | -26.9258 | 64.0155 | 65.5289 | 41.7416 | 44.7619 | -27 | -27.8927 | -124.8718 | 126.4922 | -124.8718 | 126.4922 | 9.3939 | 78.5781 | 90.6 | 94.8873 | 92.4 | 96.6075 | -114.3 | -117.8481 | -119.1 | -123.6408 | -122.2 | -126.9114 | -121.9 | -126.6337 | 278.6021 | 279.8418
2020-10-13 22:30 | -18 | -19.6977 | 62.2151 | 63.2553 | 40.7829 | 43.3894 | -17 | -19.3132 | -128.0982 | 129.2908 | -128.0982 | 129.2908 | 2.6867 | 76.2221 | 81.6 | 87.797 | 82.8 | 89.1338 | -100.9 | -106.379 | -104.6 | -111.4258 | -107.5 | -114.4928 | -107.3 | -114.3742 | 292.5907 | 294.0694
2020-10-13 23:00 | -16 | -17.4642 | 63.6123 | 64.469 | 36.5384 | 39.7676 | -17 | -17.4642 | -129.1658 | 130.6379 | -129.1658 | 130.6379 | 5.955 | 78.0278 | 66.6 | 73.0449 | 65.4 | 72.2047 | -86.9 | -91.2996 | -92.2 | -98.0974 | -94.8 | -100.7804 | -94.2 | -100.1821 | 308.7205 | 310.2905
2020-10-13 23:30 | -14 | -17.4642 | 72.1679 | 72.684 | 26.2672 | 30.4555 | -15 | -16.5529 | -121.8422 | 122.9862 | -121.8422 | 122.9862 | -4.4345 | 77.4243 | 69 | 75.7261 | 69.3 | 75.6345 | -87.5 | -92.6305 | -91.9 | -98.6632 | -94.6 | -101.5057 | -94.1 | -101.0763 | 312.2145 | 313.3
2020-10-14 | -9 | -12.0416 | 68.3603 | 68.9775 | 27.1612 | 32.063 | -8 | -11.3137 | -112.6393 | 114.3968 | -112.6393 | 114.3968 | -5.8375 | 79.835 | 69.3 | 77.1473 | 69.9 | 77.6867 | -89 | -94.2115 | -93.3 | -100.0766 | -95.5 | -102.345 | -95.3 | -102.2306 | 296.7097 | 297.8815
2020-10-14 00:30 | -21 | -23.2594 | 57.4369 | 58.4874 | 32.9835 | 38.867 | -21 | -23.2594 | -111.2014 | 113.8637 | -111.2014 | 113.8637 | 15.3886 | 89.3988 | 73.8 | 82.2443 | 75 | 82.8071 | -95.7 | -101.7627 | -100 | -107.3359 | -102.5 | -109.9921 | -102.3 | -109.8786 | 287.6426 | 288.9865
2020-10-14 01:00 | -23 | -24.6982 | 54.6376 | 55.336 | 33.2503 | 38.3842 | -23 | -24.3516 | -104.4938 | 107.0577 | -104.4938 | 107.0577 | 29.3866 | 94.72 | 80.7 | 87.6478 | 81.6 | 88.0202 | -102.3 | -108.0893 | -106.3 | -113.7895 | -109 | -116.6686 | -107.6 | -115.3617 | 287.1536 | 289.8783
2020-10-14 01:30 | -10 | -12.8062 | 60.9404 | 61.1928 | 26.0512 | 30.9872 | -11 | -13.6015 | -95.8948 | 98.3549 | -95.8948 | 98.3549 | 39.6819 | 101.0868 | 90 | 97.0448 | 91.8 | 98.389 | -113.3 | -120.3885 | -115.8 | -124.2725 | -118.8 | -127.5035 | -118.4 | -127.2404 | 252.6592 | 256.0465
2020-10-14 02:00 | -11 | -12.53 | 58.1023 | 58.2506 | 27.4676 | 31.8828 | -12 | -13.8924 | -91.0746 | 93.2978 | -91.0746 | 93.2978 | 66.9305 | 119.2752 | 111.9 | 118.0164 | 111.9 | 117.8271 | -139.7 | -147.2673 | -140.5 | -149.3339 | -144.1 | -153.1276 | -143.5 | -152.7336 | 222.7289 | 225.9027
2020-10-14 02:30 | -6 | -7.8102 | 67.7291 | 67.7569 | 17.358 | 22.6567 | -8 | -9.434 | -75.9896 | 78.2968 | -75.9896 | 78.2968 | 87.132 | 133.2593 | 126.3 | 131.2485 | 126.9 | 132.0726 | -157.1 | -164.7741 | -156.7 | -165.7109 | -160.6 | -169.6921 | -160.6 | -170.1163 | 199.0181 | 203.4836
2020-10-14 03:00 | -1 | -5.099 | 67.5169 | 67.5366 | 16.7573 | 21.9755 | -1 | -5.099 | -73.7775 | 75.9994 | -73.7775 | 75.9994 | 101.4161 | 143.893 | 132.9 | 137.8476 | 132.9 | 138.0893 | -165.4 | -173.8065 | -164.9 | -174.6046 | -169 | -178.8386 | -168.3 | -178.4415 | 195.7374 | 199.7201
2020-10-14 03:30 | 0 | -7.6158 | 67.2372 | 67.2373 | 17.5916 | 21.9114 | 0 | -7.6158 | -75.3712 | 77.2446 | -75.3712 | 77.2446 | 111.7853 | 152.293 | 139.8 | 144.5879 | 138.9 | 143.7178 | -175.2 | -183.8108 | -173.4 | -183.2919 | -178.6 | -188.827 | -176.4 | -186.8133 | 193.4037 | 196.8933
2020-10-14 04:00 | 0 | 0 | 70.4495 | 70.4585 | 15.2164 | 18.9281 | 0 | 0 | -76.6839 | 78.1135 | -76.6839 | 78.1135 | 106.5039 | 147.0536 | 139.2 | 143.7798 | 139.8 | 144.2863 | -173.8 | -182.2046 | -172.9 | -182.6571 | -177.4 | -187.4004 | -176.5 | -186.7112 | 198.5605 | 201.6821
2020-10-14 04:30 | 0 | 0 | 73.8961 | 73.897 | 14.9049 | 18.5714 | 0 | 0 | -74.5641 | 75.667 | -74.5641 | 75.667 | 97.374 | 140.1095 | 138.6 | 142.8293 | 138.9 | 143.193 | -173.7 | -181.4811 | -173.4 | -182.8747 | -177.7 | -187.3333 | -177.3 | -187.1772 | 211.4353 | 213.9836
2020-10-14 05:00 | 0 | 0 | 78.1506 | 78.2368 | 17.0145 | 19.997 | 0 | 0 | -85.4833 | 86.1866 | -85.4833 | 86.1866 | 80.2338 | 128.8731 | 140.1 | 144.43 | 140.1 | 145.0319 | -172.3 | -180.5041 | -171.2 | -180.758 | -175.4 | -185.1851 | -175.1 | -185.0299 | 214.9171 | 215.4738
2020-10-14 05:30 | 0 | 0 | 87.5499 | 88.0495 | 19.4665 | 21.3882 | 0 | 0 | -92.7962 | 92.9969 | -92.7962 | 92.9969 | 49.3315 | 115.4712 | 140.1 | 144.8779 | 139.8 | 144.7422 | -174.3 | -183.014 | -175.1 | -184.6773 | -179.2 | -188.9145 | -178.8 | -188.7571 | 227.839 | 227.9362
2020-10-14 06:00 | -1 | -2 | 88.4355 | 89.2259 | 24.1585 | 25.6484 | -1 | -1.4142 | -108.0941 | 108.256 | -108.0941 | 108.256 | 28.0494 | 102.63 | 137.1 | 140.4083 | 138.3 | 141.7099 | -172.5 | -178.7097 | -174.8 | -181.4841 | -179.5 | -186.1736 | -179.2 | -185.9911 | 258.2411 | 258.5052
2020-10-14 06:30 | -5 | -5.831 | 90.7313 | 91.9222 | 28.2452 | 29.5917 | -5 | -5.3852 | -118.2156 | 118.2617 | -118.2156 | 118.2617 | -2.9247 | 59.8391 | 135.3 | 138.4574 | 136.2 | 139.3024 | -169.2 | -175.0507 | -173.1 | -180.066 | -177.4 | -184.4753 | -176.9 | -184.022 | 277.1367 | 277.2194
2020-10-14 07:00 | -14 | -14.3178 | 87.6342 | 89.8171 | 38.6595 | 39.7682 | -14 | -14.3178 | -132.871 | 132.924 | -132.871 | 132.924 | -13.4146 | 67.8154 | 135.9 | 138.795 | 135.3 | 138.1467 | -168.9 | -173.9715 | -175.8 | -181.1984 | -180.5 | -186.0256 | -180 | -185.4431 | 300.1214 | 300.302
2020-10-14 07:30 | -20 | -20.2237 | 83.1833 | 85.2435 | 42.9678 | 43.9485 | -19 | -19.4165 | -142.1923 | 142.2153 | -142.1923 | 142.2153 | -18.7772 | 68.627 | 134.7 | 137.4386 | 134.7 | 137.6202 | -167.4 | -172.5156 | -175.5 | -180.9073 | -180 | -185.5155 | -179.7 | -185.1039 | 303.3544 | 303.7715
2020-10-14 08:00 | -22 | -22.561 | 74.6808 | 76.864 | 45.4228 | 46.7175 | -22 | -22.561 | -147.3669 | 147.4179 | -147.3669 | 147.4179 | -2.3127 | 71.2747 | 135.6 | 138.8145 | 134.7 | 138.0659 | -169 | -174.2864 | -177.9 | -183.4298 | -182.7 | -188.3532 | -182.6 | -188.2077 | 314.4153 | 314.7635
2020-10-14 08:30 | -22 | -22.8035 | 74.4603 | 76.986 | 41.7124 | 43.364 | -22 | -22.8035 | -145.4886 | 145.6089 | -145.4886 | 145.6089 | 0.077128 | 75.1337 | 135 | 138.6263 | 134.7 | 138.472 | -167.5 | -173.7016 | -176.5 | -182.754 | -181.1 | -187.456 | -180.8 | -187.1921 | 307.3512 | 307.6643
2020-10-14 09:00 | -17 | -17.8885 | 70.095 | 72.6604 | 35.9957 | 38.5535 | -17 | -18.3848 | -136.5527 | 136.8001 | -136.5527 | 136.8001 | 11.1919 | 82.7413 | 135 | 139.5642 | 134.1 | 138.6175 | -166.9 | -174.631 | -176.3 | -183.64 | -181.1 | -188.612 | -180.8 | -188.352 | 295.898 | 296.1023
2020-10-14 09:30 | -11 | -12.083 | 57.1161 | 58.702 | 26.7272 | 29.4703 | -11 | -11.7047 | -124.6953 | 124.9099 | -124.6953 | 124.9099 | 39.3446 | 98.5388 | 135.6 | 138.5013 | 135.3 | 138.3312 | -168.8 | -174.0193 | -176.6 | -182.4926 | -181.1 | -187.0995 | -180.8 | -186.7589 | 289.3634 | 289.4029
2020-10-14 10:00 | -5 | -7.0711 | 48.0774 | 48.567 | 17.2772 | 22.4348 | -5 | -7.0711 | -113.5355 | 113.8452 | -113.5355 | 113.8452 | 66.1325 | 112.6925 | 137.4 | 140.637 | 137.1 | 140.4734 | -171.8 | -177.5957 | -176.1 | -182.3937 | -180.6 | -187.0509 | -180.5 | -187.059 | 256.8727 | 256.8748
2020-10-14 10:30 | -6 | -7.2111 | 48.4004 | 49.64 | 18.718 | 22.4244 | -6 | -7.8102 | -103.8952 | 104.3362 | -103.8952 | 104.3362 | 83.9534 | 124.0676 | 137.7 | 141.257 | 138 | 141.3519 | -172.3 | -178.232 | -175.4 | -181.9022 | -179.8 | -186.4629 | -179.9 | -186.6923 | 236.6796 | 236.6798
2020-10-14 11:00 | -6 | -6 | 45.2363 | 45.841 | 17.0082 | 19.3884 | -6 | -6 | -90.0528 | 90.4779 | -90.0528 | 90.4779 | 96.2791 | 132.106 | 142.2 | 144.3122 | 142.2 | 144.1615 | -176 | -180.3781 | -179.8 | -184.8936 | -183.9 | -189.0209 | -183.4 | -188.651 | 241.838 | 241.8583
2020-10-14 11:30 | -10 | -10.198 | 41.486 | 42.3641 | 21.9273 | 24.3672 | -10 | -10.198 | -89.027 | 89.637 | -89.027 | 89.637 | 101.1397 | 139.1421 | 140.1 | 142.851 | 140.1 | 142.9694 | -172.5 | -177.7787 | -177 | -182.6062 | -181.5 | -187.2631 | -181.2 | -187.0465 | 246.539 | 246.7992
2020-10-14 12:00 | -14 | -13.0384 | 37.3368 | 38.4572 | 25.2982 | 27.4398 | -14 | -14.1421 | -89.8026 | 90.9125 | -89.8026 | 90.9125 | 92.1094 | 130.9903 | 132.3 | 135.3984 | 132.6 | 135.7556 | -164.7 | -169.6543 | -168.5 | -173.7527 | -172.9 | -178.337 | -172.4 | -177.8769 | 245.3987 | 245.8253
2020-10-14 12:30 | -11 | -11 | 42.0915 | 43.16 | 20.5949 | 23.1315 | -11 | -11.0454 | -81.2146 | 82.529 | -81.2146 | 82.529 | 100.1231 | 140.2464 | 139.5 | 142.3815 | 138.9 | 141.9774 | -171.9 | -177.3185 | -175.8 | -181.5426 | -180.8 | -186.7089 | -180.6 | -186.6155 | 234.277 | 234.909
2020-10-14 13:00 | -10 | -10 | 41.7657 | 42.7508 | 22.3241 | 24.2119 | -10 | -10 | -81.8141 | 82.8131 | -81.8141 | 82.8131 | 102.1761 | 141.0952 | 138 | 141.0348 | 138.6 | 141.8734 | -172.6 | -178.2442 | -176 | -182.0088 | -180.3 | -186.3505 | -180.1 | -186.2586 | 228.2764 | 228.8017
2020-10-14 13:30 | -9 | -9 | 41.9601 | 42.4683 | 19.5678 | 21.3237 | -9 | -9 | -79.2387 | 80.0382 | -79.2387 | 80.0382 | 105.4452 | 141.3049 | 137.1 | 139.9702 | 136.5 | 139.4435 | -172 | -177.0999 | -176.5 | -182.0233 | -180.9 | -186.5343 | -180.4 | -186.1231 | 230.0648 | 230.3149
2020-10-14 14:00 | -5 | -5 | 53.4932 | 54.0444 | 18.828 | 20.6968 | -5 | -5 | -81.3628 | 82.1293 | -81.3628 | 82.1293 | 99.2928 | 137.7299 | 138 | 140.9732 | 138 | 141.097 | -173.1 | -178.4821 | -176.3 | -181.9524 | -181.1 | -186.8262 | -180.6 | -186.4184 | 226.07 | 226.3247
2020-10-14 14:30 | -5 | -5 | 56.7884 | 57.3779 | 21.097 | 22.5639 | -5 | -5 | -87.2777 | 87.8766 | -87.2777 | 87.8766 | 98.0704 | 136.2691 | 138.3 | 141.3283 | 138.3 | 141.3283 | -172.8 | -178.1186 | -176.6 | -182.1203 | -180.9 | -186.4878 | -180.9 | -186.6816 | 226.7292 | 226.8935
2020-10-14 15:00 | -6 | -6 | 65.9103 | 66.4973 | 22.0779 | 23.5705 | -5 | -5 | -96.944 | 97.4783 | -96.944 | 97.4783 | 70.498 | 113.6963 | 137.4 | 139.6918 | 137.4 | 139.5848 | -171.4 | -175.5076 | -174.6 | -179.6745 | -178.5 | -183.724 | -178.6 | -183.9401 | 223.54 | 223.7713
2020-10-14 15:30 | -8 | -8 | 71.0156 | 71.3203 | 26.8854 | 27.7318 | -7 | -7 | -108.588 | 108.816 | -108.588 | 108.816 | 63.1725 | 106.3663 | 137.4 | 139.8013 | 137.4 | 139.9133 | -171 | -175.9638 | -174 | -179.9013 | -178.6 | -184.8343 | -178.6 | -184.8859 | 233.8789 | 234.068
2020-10-14 16:00 | -1 | -1 | 73.6085 | 73.762 | 21.5996 | 22.8458 | -3 | -3 | -98.1398 | 98.564 | -98.1398 | 98.564 | 26.5053 | 71.142 | 137.4 | 140.4477 | 137.4 | 140.4477 | -172.5 | -177.9738 | -175.7 | -181.9815 | -180.1 | -186.5944 | -179.8 | -186.3573 | 246.7928 | 246.814
2020-10-14 16:30 | 0 | 0 | 79.0456 | 79.1457 | 20.3972 | 21.5562 | 0 | 0 | -107.1268 | 107.4708 | -107.1268 | 107.4708 | 20.2257 | 65.7461 | 137.4 | 140.4477 | 137.4 | 140.4477 | -171.6 | -177.1264 | -175.1 | -181.5335 | -179.2 | -185.7785 | -179.4 | -186.0242 | 243.4614 | 243.4699
2020-10-14 17:00 | 0 | 0 | 90.5048 | 90.6217 | 17.3652 | 18.3307 | 0 | 0 | -106.6405 | 106.7877 | -106.6405 | 106.7877 | 6.7917 | 74.2622 | 138.3 | 140.2159 | 137.7 | 139.5748 | -171.8 | -175.6138 | -175.5 | -180.363 | -179.5 | -184.5089 | -179.6 | -184.6294 | 242.6144 | 242.9223
2020-10-14 17:30 | 2 | 2 | 89.9056 | 89.927 | 17.9323 | 18.5797 | 1 | 1 | -113.4886 | 113.5116 | -113.4886 | 113.5116 | 1.1354 | 68.3364 | 138 | 139.8222 | 137.4 | 139.2789 | -172.5 | -176.0748 | -176.1 | -180.7196 | -181.3 | -186.1239 | -181.3 | -186.1692 | 251.4345 | 251.6936
2020-10-14 18:00 | 0 | 0 | 90.2522 | 90.4466 | 21.4266 | 22.9843 | 0 | 0 | -117.2662 | 117.4559 | -117.2662 | 117.4559 | -1.4045 | 70.6792 | 138 | 140.0714 | 138 | 140.0714 | -172.1 | -176.2238 | -174.5 | -179.601 | -178.6 | -183.9895 | -178.5 | -183.7952 | 246.5455 | 247.3086
2020-10-14 18:30 | -10 | -10.198 | 83.0512 | 83.6526 | 32.5671 | 33.6656 | -11 | -11.1803 | -133.4482 | 133.6389 | -133.4482 | 133.6389 | -0.62648 | 71.2685 | 136.8 | 139.2675 | 137.1 | 139.6757 | -172.4 | -177.2314 | -174.8 | -180.2527 | -179 | -184.6186 | -178.7 | -184.3278 | 240.7782 | 241.3946
2020-10-14 19:00 | -23 | -23.1948 | 82.3957 | 83.9738 | 40.5345 | 41.8072 | -22 | -22.2036 | -142.2432 | 142.437 | -142.2432 | 142.437 | -3.6576 | 79.374 | 136.2 | 138.8504 | 136.5 | 139.0868 | -171.8 | -176.6014 | -174.5 | -179.913 | -178.7 | -184.2788 | -178.6 | -184.2063 | 265.3679 | 266.3771
2020-10-14 19:30 | -28 | -29.4109 | 70.7615 | 73.0282 | 50.8513 | 52.7253 | -28 | -29.1204 | -153.3544 | 153.9226 | -153.3544 | 153.9226 | 5.5449 | 84.77 | 136.5 | 139.6937 | 136.5 | 139.6937 | -170.6 | -176.2077 | -173.4 | -179.5526 | -177.5 | -183.7457 | -177.4 | -183.6304 | 250.0729 | 250.989
2020-10-14 20:00 | -29 | -31.0161 | 72.1955 | 75.7471 | 44.8847 | 49.0692 | -29 | -31.0161 | -143.035 | 144.658 | -143.035 | 144.658 | 16.0178 | 93.0486 | 136.8 | 140.724 | 136.2 | 140.0704 | -170.4 | -177.0858 | -173.3 | -180.2583 | -177.1 | -184.2143 | -176.9 | -184.0496 | 253.7068 | 255.089
2020-10-14 20:30 | -46 | -47.8017 | 49.1697 | 53.9798 | 65.0814 | 67.7861 | -45 | -46.8402 | -168.8123 | 170.373 | -168.8123 | 170.373 | 30.9383 | 95.3257 | 130.8 | 134.6813 | 132 | 135.7764 | -164 | -170.3291 | -165.5 | -172.6583 | -170.9 | -178.3474 | -170.2 | -177.6481 | 267.2502 | 267.8484
2020-10-14 21:00 | -56 | -57.9741 | 36.868 | 43.789 | 74.0521 | 77.0988 | -55 | -57.0088 | -182.1381 | 184.4903 | -182.1381 | 184.4903 | 40.4589 | 99.5952 | 124.8 | 128.7877 | 126 | 130.099 | -157.5 | -163.5037 | -159.9 | -166.7001 | -163.5 | -170.4567 | -163.5 | -170.6273 | 276.3477 | 276.4211
2020-10-14 21:30 | -49 | -51.2445 | 39.5417 | 44.9799 | 67.2999 | 70.6752 | -49 | -51.2445 | -170.8516 | 173.5297 | -170.8516 | 173.5297 | 38.2819 | 100.5182 | 114 | 119.0195 | 115.2 | 120 | -144.7 | -151.2418 | -147.2 | -154.5823 | -150.8 | -158.3768 | -150.7 | -158.4043 | 267.9413 | 267.9418
2020-10-14 22:00 | -49 | -51.5461 | 34.8059 | 40.9048 | 67.5393 | 71.4027 | -49 | -51.2445 | -165.2814 | 168.611 | -165.2814 | 168.611 | 46.4587 | 104.5234 | 103.8 | 109.1027 | 104.1 | 109.4807 | -130.5 | -136.7591 | -135 | -142.1765 | -138.3 | -145.6237 | -137.9 | -145.3067 | 286.908 | 287.1837
2020-10-14 22:30 | -61 | -63.6003 | 19.8538 | 29.137 | 78.1495 | 81.9278 | -61 | -63.3246 | -187.3329 | 190.6454 | -187.3329 | 190.6454 | 44.7514 | 97.5797 | 92.7 | 97.9058 | 91.8 | 96.9571 | -116.5 | -121.1658 | -120.4 | -126.3753 | -123 | -129.0955 | -122.9 | -129.1223 | 296.4054 | 297.719
2020-10-14 23:00 | -64 | -67.0522 | 16.7695 | 29.0122 | 80.3985 | 84.7341 | -61 | -64.195 | -192.9859 | 196.89 | -192.9859 | 196.89 | 43.3666 | 95.7112 | 91.5 | 96.7703 | 92.4 | 97.4298 | -116.4 | -121.3768 | -119.7 | -125.7698 | -122.3 | -128.5206 | -122.2 | -128.454 | 287.2979 | 288.6372
2020-10-14 23:30 | -66 | -68.9638 | 18.0148 | 28.7825 | 77.3394 | 81.7176 | -66 | -68.9638 | -197.8265 | 201.0959 | -197.8265 | 201.0959 | 39.4593 | 91.6346 | 92.4 | 97.0559 | 93 | 97.719 | -118 | -122.0807 | -121 | -126.4432 | -124.1 | -129.7 | -124 | -129.6627 | 307.6437 | 308.9763
2020-10-15 | -71 | -74.6324 | 5.8407 | 26.8945 | 87.0707 | 92.0654 | -72 | -75.5844 | -201.1515 | 205.8185 | -201.1515 | 205.8185 | 41.6307 | 93.9411 | 94.2 | 98.8617 | 93.9 | 98.6676 | -118.5 | -122.6927 | -122.8 | -128.3109 | -125.5 | -131.0402 | -125.4 | -131.177 | 294.2009 | 295.3813
2020-10-15 00:30 | -75 | -79.3788 | 0.24553 | 27.0802 | 89.3589 | 94.9668 | -75 | -79.3788 | -192.9822 | 198.3972 | -192.9822 | 198.3972 | 40.1812 | 94.2456 | 93.6 | 98.9514 | 94.2 | 99.5191 | -118.6 | -123.5042 | -120.7 | -126.7219 | -123.9 | -129.9835 | -123.3 | -129.5951 | 273.5992 | 274.8135
2020-10-15 01:00 | -90 | -93.9628 | -14.2222 | 31.0974 | 101.6758 | 106.6316 | -89 | -93.0054 | -199.8726 | 204.8309 | -199.8726 | 204.8309 | 42.0424 | 90.8575 | 91.8 | 96.3019 | 92.1 | 96.4979 | -116.8 | -120.7927 | -118.8 | -124.0481 | -121.9 | -127.3048 | -121.5 | -126.9507 | 281.2492 | 283.6504
2020-10-15 01:30 | -88 | -92.3472 | -6.4968 | 25.1332 | 92.326 | 97.2044 | -87 | -91.3947 | -186.4543 | 191.23 | -186.4543 | 191.23 | 41.8345 | 94.4639 | 88.8 | 93.3535 | 89.1 | 94.0149 | -112.5 | -116.9626 | -113.9 | -119.5191 | -116.9 | -122.6509 | -116.4 | -122.1998 | 271.4884 | 274.0001
2020-10-15 02:00 | -81 | -84.4808 | -6.3874 | 25.1937 | 92.2917 | 97.1088 | -80 | -83.5225 | -182.2956 | 187.1417 | -182.2956 | 187.1417 | 36.3604 | 100.422 | 78.9 | 84.6261 | 79.2 | 85.2343 | -100.5 | -104.9107 | -103 | -107.4779 | -105.8 | -110.3328 | -105.3 | -110.0351 | 283.3906 | 294.5
2020-10-15 02:30 | -76 | -79.6994 | -8.2232 | 24.5962 | 92.1805 | 96.9877 | -76 | -79.6994 | -180.3049 | 184.9738 | -180.3049 | 184.9738 | 32.4976 | 97.5803 | 69.3 | 75.2785 | 69.9 | 76.1846 | -90.3 | -94.3076 | -93 | -96.9524 | -96.4 | -100.4682 | -95.5 | -99.7481 | 295.6815 | 306.7188
2020-10-15 03:00 | -73 | -77.1622 | -5.8874 | 23.5305 | 88.7646 | 94.0181 | -72 | -75.8947 | -175.5045 | 180.7357 | -175.5045 | 180.7357 | 29.6621 | 98.7042 | 69 | 77.8412 | 69.9 | 78.9023 | -89.3 | -95.9707 | -92.8 | -99.2871 | -95.2 | -101.9215 | -94.7 | -101.4458 | 289.5907 | 300.2603
2020-10-15 03:30 | -78 | -81.0432 | -10.2479 | 24.2595 | 95.2378 | 99.4042 | -78 | -80.7775 | -185.2491 | 189.5967 | -185.2491 | 189.5967 | 32.0578 | 97.4915 | 68.4 | 76.6082 | 69 | 77.551 | -88.2 | -94.0666 | -91.5 | -97.578 | -94 | -100.2697 | -93.7 | -99.9885 | 289.6981 | 301.21
2020-10-15 04:00 | -83 | -86.1278 | -1.7748 | 19.5335 | 87.3358 | 91.1856 | -83 | -85.8662 | -190.8184 | 195.078 | -190.8184 | 195.078 | 26.7398 | 96.9386 | 69.9 | 77.6867 | 70.2 | 77.8267 | -87.7 | -93.5631 | -91.8 | -97.9986 | -94 | -100.3745 | -94.2 | -100.632 | 285.976 | 296.8952
2020-10-15 04:30 | -84 | -86.5852 | -0.65852 | 21.04 | 90.461 | 93.963 | -84 | -86.3481 | -187.6392 | 191.4923 | -187.6392 | 191.4923 | 27.6909 | 92.6734 | 72 | 78.5891 | 71.7 | 77.9567 | -91.5 | -96.1995 | -94.4 | -99.8054 | -96.4 | -101.9569 | -96.8 | -102.4984 | 300.9042 | 311.4731
2020-10-15 05:00 | -89 | -91.9239 | -9.4345 | 26.3498 | 104.2153 | 107.3788 | -88 | -90.956 | -214.9224 | 218.3144 | -214.9224 | 218.3144 | 25.0022 | 84.9151 | 78.6 | 83.7102 | 79.2 | 84.1718 | -100.1 | -103.8886 | -103.1 | -107.8928 | -105.5 | -110.3338 | -105.4 | -110.3264 | 308.1799 | 317.9396
2020-10-15 05:30 | -78 | -81.3204 | 5.319 | 28.7885 | 96.3609 | 99.9941 | -78 | -81.3204 | -206.9095 | 210.4154 | -206.9095 | 210.4154 | 34.0128 | 97.7545 | 93 | 98.094 | 93.6 | 98.3822 | -117.1 | -121.9361 | -120.8 | -126.1362 | -123.8 | -129.2682 | -123.6 | -129.1345 | 326.3287 | 329.3672
2020-10-15 06:00 | -86 | -88.5268 | 0.49035 | 29.0525 | 104.3786 | 107.5326 | -86 | -88.7694 | -215.9753 | 218.5995 | -215.9753 | 218.5995 | 20.8638 | 90.4106 | 94.2 | 98.2448 | 94.2 | 98.2448 | -118.7 | -122.1439 | -123.7 | -127.7971 | -126.9 | -131.0454 | -126.6 | -130.6832 | 348.9677 | 351.4516
2020-10-15 06:30 | -79 | -82.8613 | 8.5823 | 34.3374 | 98.1453 | 102.2896 | -79 | -82.8613 | -212.2341 | 215.3135 | -212.2341 | 215.3135 | -2.4418 | 90.9712 | 93.3 | 98.1899 | 93.9 | 98.485 | -118.7 | -123.2555 | -124.7 | -128.3521 | -127.8 | -131.4825 | -127.7 | -131.3151 | 352.6607 | 353.862
2020-10-15 07:00 | -80 | -83.8153 | 4.8 | 36.0822 | 106.7935 | 110.4291 | -81 | -84.7703 | -239.1143 | 242.1428 | -239.1143 | 242.1428 | -2.7901 | 88.4985 | 90.9 | 95.3533 | 90.9 | 95.4443 | -114.9 | -118.5523 | -122 | -124.319 | -125.4 | -127.6948 | -124.8 | -127.1057 | 362.8999 | 363.8582
2020-10-15 07:30 | -88 | -92.6553 | 5.3761 | 38.4486 | 107.2054 | 111.0906 | -87 | -91.3947 | -238.3 | 241.196 | -238.3 | 241.196 | -4.4271 | 85.0572 | 90.6 | 95.0673 | 90.9 | 95.2631 | -114.8 | -118.361 | -122.6 | -124.927 | -125.7 | -127.9894 | -125.7 | -128.0463 | 369.3511 | 369.7746
2020-10-15 08:00 | -91 | -94.921 | -1.1369 | 37.0571 | 111.1697 | 114.6699 | -92 | -95.8801 | -254.8896 | 257.2735 | -254.8896 | 257.2735 | -15.6925 | 89.5442 | 90.3 | 94.8731 | 91.2 | 95.7301 | -115 | -118.7234 | -123 | -125.4778 | -126.8 | -129.1833 | -126.4 | -128.7525 | 383.6959 | 383.8257
2020-10-15 08:30 | -97 | -100.4241 | -6.5026 | 38.7474 | 119.5573 | 122.6759 | -95 | -98.4937 | -250.7978 | 252.6766 | -250.7978 | 252.6766 | -17.3696 | 90.2288 | 90.3 | 94.9655 | 90.9 | 95.3533 | -114.4 | -118.1423 | -123 | -125.4163 | -125.9 | -128.2808 | -125.8 | -128.1635 | 385.2396 | 385.3495
2020-10-15 09:00 | -96 | -100.5783 | 0.48318 | 42.1281 | 115.2285 | 119.0323 | -95 | -99.3277 | -256.4596 | 259.0605 | -256.4596 | 259.0605 | -32.2525 | 91.8924 | 90.9 | 95.3533 | 90.6 | 95.1587 | -114.9 | -118.7313 | -121.7 | -124.2413 | -124.8 | -127.3386 | -124.8 | -127.3006 | 366.943 | 366.9712
2020-10-15 09:30 | -100 | -103.5809 | -0.24884 | 39.7902 | 118.0181 | 120.9487 | -99 | -102.6158 | -256.0589 | 257.9136 | -256.0589 | 257.9136 | -38.4142 | 91.8347 | 91.2 | 95.2631 | 91.2 | 95.2848 | -114.9 | -118.2388 | -122.8 | -124.9723 | -126.2 | -128.3329 | -125.8 | -127.9033 | 376.2951 | 376.3332
2020-10-15 10:00 | -100 | -102.8397 | 8.7064 | 40.2127 | 112.5247 | 115.169 | -98 | -100.896 | -253.7183 | 255.4801 | -253.7183 | 255.4801 | -48.2636 | 96.9525 | 89.4 | 93.6524 | 89.4 | 93.6524 | -113.2 | -116.4924 | -121.9 | -123.9956 | -125.2 | -127.2771 | -124.7 | -126.7136 | 385.7089 | 385.7099
2020-10-15 10:30 | -90 | -92.6499 | 13.2138 | 37.3965 | 107.0889 | 109.286 | -89 | -91.6788 | -241.9861 | 243.3684 | -241.9861 | 243.3684 | -50.6826 | 97.8403 | 90.9 | 95.1738 | 90.6 | 94.7986 | -116 | -119.3124 | -124.1 | -126.1952 | -127.2 | -129.2272 | -127.1 | -128.9603 | 380.2805 | 380.2809
2020-10-15 11:00 | -94 | -96.1041 | 7.0344 | 35.8968 | 113.6795 | 115.5456 | -96 | -98.0612 | -244.0781 | 245.141 | -244.0781 | 245.141 | -46.3902 | 97.4958 | 90.6 | 94.8873 | 90 | 94.3146 | -115.1 | -118.5042 | -122.6 | -124.7572 | -125.8 | -127.9761 | -126.1 | -128.1447 | 383.0713 | 383.0748
2020-10-15 11:30 | -92 | -94.5939 | 7.7113 | 37.136 | 110.4107 | 112.734 | -92 | -94.3663 | -238.3645 | 240.091 | -238.3645 | 240.091 | -47.6103 | 100.3224 | 88.5 | 92.7936 | 89.7 | 94.1188 | -112.9 | -116.4417 | -122.3 | -124.5562 | -125.7 | -127.9519 | -125.4 | -127.5778 | 399.1256 | 399.1261
2020-10-15 12:00 | -98 | -100.02 | 3.7237 | 33.2368 | 113.9484 | 115.6969 | -97 | -99.0404 | -240.793 | 241.9097 | -240.793 | 241.9097 | -40.4157 | 96.1875 | 88.5 | 92.9758 | 88.5 | 93.0682 | -111.8 | -115.3508 | -121.1 | -123.2229 | -124 | -126.1701 | -124.1 | -126.2499 | 401.2352 | 401.241
2020-10-15 12:30 | -85 | -87.0976 | 7.1212 | 33.7066 | 108.6736 | 110.6411 | -84 | -86.122 | -237.9574 | 238.9814 | -237.9574 | 238.9814 | -43.7847 | 98.3672 | 90.6 | 94.9977 | 90 | 94.3146 | -113.6 | -117.3428 | -122.9 | -125.2406 | -126.2 | -128.5182 | -125.8 | -128.0877 | 393.0379 | 393.0402
2020-10-15 13:00 | -82 | -83.7437 | 9.5247 | 31.0096 | 99.5663 | 101.7169 | -82 | -83.7437 | -225.8189 | 227.0133 | -225.8189 | 227.0133 | -31.9023 | 95.1681 | 90.3 | 94.6908 | 89.7 | 94.21 | -113.8 | -117.4865 | -123 | -125.2061 | -126.3 | -128.5601 | -126.2 | -128.4246 | 400.9559 | 400.9712
2020-10-15 13:30 | -91 | -93.6216 | 1.1459 | 33.3339 | 108.2384 | 110.9434 | -92 | -94.5939 | -221.6578 | 222.9989 | -221.6578 | 222.9989 | -34.9354 | 92.3022 | 90.6 | 94.7986 | 90.9 | 95.2631 | -114.2 | -117.6784 | -122.5 | -124.7337 | -126.2 | -128.5229 | -125.7 | -127.8962 | 381.7856 | 381.8346
2020-10-15 14:00 | -91 | -93.3916 | 3.6636 | 34.4855 | 107.4509 | 110.2782 | -90 | -92.6499 | -223.1172 | 224.5474 | -223.1172 | 224.5474 | -35.8132 | 98.581 | 90 | 95.3533 | 89.7 | 95.2707 | -111.8 | -118.2342 | -121.7 | -124.6071 | -123.9 | -127.5055 | -127 | -127.5055 | 368.9033 | 368.9249
2020-10-15 14:30 | -88 | -89.822 | 10.0548 | 31.1558 | 102.2564 | 104.4525 | -87 | -88.6454 | -210.2043 | 211.4265 | -210.2043 | 211.4265 | -28.2963 | 89.104 | 91.2 | 95.028 | 90.9 | 94.6561 | -116.1 | -119.1982 | -123.7 | -126.3388 | -126.7 | -129.4367 | -126.7 | -129.319 | 368.8067 | 368.8949
2020-10-15 15:00 | -90 | -91.9837 | 9.4442 | 31.2913 | 108.8968 | 111.0681 | -88 | -89.822 | -224.6698 | 225.9419 | -224.6698 | 225.9419 | -33.8194 | 88.5077 | 90 | 92.8431 | 90.3 | 92.9923 | -114.4 | -116.6514 | -122.1 | -124.4364 | -125.6 | -127.9672 | -125.2 | -127.5555 | 378.5502 | 378.666
2020-10-15 15:30 | -74 | -76.6551 | 18.0034 | 33.4413 | 93.7704 | 96.8026 | -74 | -76.4003 | -209.8556 | 211.4793 | -209.8556 | 211.4793 | -42.5716 | 90.4975 | 90.6 | 93.5731 | 90.3 | 93.435 | -114.3 | -116.7312 | -121.6 | -124.2041 | -125 | -127.6146 | -124.7 | -127.2606 | 367.5395 | 367.8851
2020-10-15 16:00 | -71 | -72.7805 | 22.8491 | 33.2021 | 91.0376 | 93.3245 | -71 | -72.5672 | -224.4867 | 225.5627 | -224.4867 | 225.5627 | -44.6484 | 95.6852 | 90.3 | 93.6702 | 90.6 | 93.8803 | -114.3 | -116.8963 | -122.1 | -124.796 | -125.6 | -128.3445 | -125.2 | -127.9325 | 377.5464 | 377.9182
2020-10-15 16:30 | -62 | -62.9682 | 43.9419 | 48.3263 | 75.5169 | 77.2652 | -61 | -61.9839 | -202.219 | 202.7936 | -202.219 | 202.7936 | -79.5083 | 111.1035 | 82.2 | 84.9906 | 82.8 | 85.571 | -104.6 | -106.3295 | -113 | -114.99 | -116 | -117.9939 | -115.8 | -117.779 | 394.1813 | 394.3752
2020-10-15 17:00 | -48 | -48.5077 | 51.8368 | 54.504 | 70.1234 | 71.4012 | -49 | -49.4975 | -194.2838 | 194.5179 | -194.2838 | 194.5179 | -89.9079 | 116.0004 | 76.8 | 79.3867 | 77.4 | 79.8924 | -98.3 | -99.6423 | -107.9 | -109.5085 | -110.5 | -112.1728 | -110.4 | -112.04 | 403.3009 | 403.4634
2020-10-15 17:30 | -66 | -66.9104 | 37.0362 | 42.7629 | 86.3252 | 87.8441 | -66 | -66.9104 | -209.6713 | 209.9936 | -209.6713 | 209.9936 | -73.4101 | 108.034 | 76.8 | 79.6193 | 77.4 | 80.5208 | -97.9 | -99.3625 | -108.7 | -110.5793 | -111.1 | -113.0303 | -110.8 | -112.6443 | 422.8032 | 423.2308
2020-10-15 18:00 | -59 | -60.0167 | 44.7591 | 48.9634 | 78.0008 | 79.5405 | -59 | -59.8415 | -195.6486 | 195.9653 | -195.6486 | 195.9653 | -67.9652 | 104.6 | 76.2 | 79.2846 | 77.4 | 80.8922 | -99.1 | -100.905 | -108.5 | -110.6292 | -110.9 | -113.0031 | -110.8 | -112.8667 | 411.1739 | 411.7369
2020-10-15 18:30 | -54 | -55.109 | 45.6938 | 51.5204 | 77.4719 | 79.4501 | -55 | -56.0892 | -199.1434 | 199.8334 | -199.1434 | 199.8334 | -62.4659 | 103.6098 | 78 | 81.6088 | 78.3 | 81.8956 | -98.5 | -100.7001 | -106.8 | -109.398 | -109.7 | -112.3161 | -109.7 | -112.2733 | 401.9247 | 402.5983
2020-10-15 19:00 | -65 | -66.0984 | 38.2071 | 45.4892 | 86.616 | 88.0838 | -66 | -67.082 | -217.1406 | 217.6844 | -217.1406 | 217.6844 | -57.5406 | 97.3612 | 75.9 | 79.695 | 77.4 | 81.0356 | -96.8 | -99.073 | -105.6 | -108.0757 | -108.9 | -111.4704 | -108.5 | -111.0583 | 397.939 | 398.8485
2020-10-15 19:30 | -70 | -71.8053 | 25.9177 | 37.3367 | 97.4107 | 99.2999 | -69 | -70.8308 | -225.2276 | 226.1885 | -225.2276 | 226.1885 | -45.9572 | 95.6672 | 73.5 | 77.0445 | 74.7 | 78.3695 | -95.6 | -97.5685 | -104.5 | -106.8113 | -107.5 | -109.8706 | -107.4 | -109.7315 | 403.1172 | 404.887
2020-10-15 20:00 | -76 | -77.8781 | 26.3664 | 37.9663 | 94.3974 | 96.867 | -75 | -76.9025 | -218.2182 | 219.5812 | -218.2182 | 219.5812 | -34.9213 | 94.1315 | 77.7 | 81.4112 | 77.4 | 81.0356 | -97.6 | -99.5289 | -105.8 | -108.0226 | -108.5 | -110.7079 | -108.6 | -110.8259 | 394.4419 | 395.9312
2020-10-15 20:30 | -59 | -60.6383 | 42.8951 | 48.738 | 73.6791 | 76.6044 | -59 | -60.6383 | -189.4428 | 191.2646 | -189.4428 | 191.2646 | -27.4775 | 91.9687 | 78 | 81.6088 | 78.3 | 82.1639 | -99.5 | -101.6101 | -107.9 | -110.2006 | -110.8 | -113.0814 | -110.7 | -113.0236 | 367.1361 | 370.1177
2020-10-15 21:00 | -59 | -60.208 | 35.1174 | 40.2268 | 77.4929 | 79.3793 | -59 | -60.208 | -191.0649 | 192.376 | -191.0649 | 192.376 | -21.434 | 86.1186 | 78.6 | 82.5409 | 78.9 | 82.9184 | -99.7 | -102.3587 | -106.1 | -108.7585 | -108.7 | -111.4279 | -108.6 | -111.3073 | 345.5144 | 350.8523
2020-10-15 21:30 | -51 | -52.6308 | 37.6677 | 42.5006 | 70.1971 | 72.955 | -52 | -53.6004 | -179.0514 | 181.0979 | -179.0514 | 181.0979 | -3.0683 | 89.0221 | 78 | 82.0625 | 78.6 | 82.7261 | -99.9 | -102.5585 | -105.8 | -108.645 | -108.7 | -111.5828 | -108.1 | -111.0058 | 337.6673 | 343.8355
2020-10-15 22:00 | -63 | -65.521 | 22.3077 | 31.4418 | 79.5508 | 82.9954 | -63 | -65.2533 | -188.5202 | 191.693 | -188.5202 | 191.693 | 15.8395 | 90.9405 | 79.8 | 84.1483 | 80.4 | 84.5303 | -103 | -105.9436 | -108.7 | -111.743 | -112.1 | -115.1897 | -111.8 | -114.944 | 328.9411 | 336.3962
2020-10-15 22:30 | -51 | -52.6308 | 37.4216 | 40.8512 | 61.2311 | 64.8355 | -50 | -51.6624 | -166.3046 | 168.9363 | -166.3046 | 168.9363 | 36.0594 | 101.8953 | 91.2 | 95.2848 | 91.5 | 95.4005 | -115.2 | -118.5304 | -118.9 | -122.4809 | -121.8 | -125.4882 | -121.6 | -125.2941 | 298.6838 | 307.8052
2020-10-15 23:00 | -47 | -47.5184 | 31.0265 | 32.4575 | 65.8512 | 67.5568 | -47 | -47.5184 | -177.1791 | 178.3978 | -177.1791 | 178.3978 | 52.2494 | 109.2746 | 93.9 | 98.9477 | 93.9 | 98.8535 | -118.2 | -122.9377 | -121.9 | -126.8805 | -124.6 | -129.586 | -124.4 | -129.5321 | 293.491 | 303.1765
2020-10-15 23:30 | -34 | -34.5254 | 45.883 | 46.441 | 49.9004 | 51.9682 | -34 | -34.5254 | -162.2557 | 163.2001 | -162.2557 | 163.2001 | 24.0233 | 97.9333 | 93.3 | 98.7656 | 94.2 | 99.6298 | -118.3 | -123.4258 | -120.3 | -125.8614 | -123.4 | -128.9431 | -123.1 | -128.8317 | 285.3769 | 294.3947
2020-10-16 | -48 | -48.6621 | 28.5474 | 29.9292 | 64.6628 | 66.6516 | -47 | -47.5184 | -169.6405 | 170.9492 | -169.6405 | 170.9492 | 32.5922 | 102.1924 | 93.6 | 99.1476 | 93.9 | 99.3326 | -118.8 | -124.0865 | -120.5 | -125.994 | -123.6 | -129.3465 | -123.4 | -129.1184 | 285.286 | 294.6761
2020-10-16 00:30 | -42 | -42.7551 | 31.4389 | 32.331 | 57.9919 | 60.4631 | -41 | -41.7732 | -152.9526 | 154.8021 | -152.9526 | 154.8021 | 36.3095 | 105.9803 | 93.6 | 99.5498 | 94.2 | 100.013 | -118.6 | -124.2972 | -120.2 | -126.0636 | -123.2 | -129.1604 | -123 | -129.0611 | 271.1686 | 281.637
2020-10-16 01:00 | -50 | -50.8035 | 17.2303 | 19.2863 | 69.6157 | 71.8736 | -51 | -51.788 | -168.9197 | 171.0231 | -168.9197 | 171.0231 | 47.5472 | 110.0663 | 92.7 | 98.8075 | 93.3 | 99.3707 | -117.7 | -123.289 | -120 | -125.8127 | -123 | -128.8191 | -122.7 | -128.6584 | 284.8846 | 294.6834
2020-10-16 01:30 | -49 | -49.6488 | 23.2318 | 24.3249 | 62.4711 | 64.7141 | -48 | -48.6621 | -158.0294 | 160.075 | -158.0294 | 160.075 | 50.5679 | 113.3821 | 93.3 | 99.2678 | 94.2 | 100.3189 | -119.1 | -124.9546 | -121.4 | -127.2331 | -124.1 | -130.1139 | -124.1 | -130.1697 | 266.0062 | 276.6146
2020-10-16 02:00 | -50 | -50.8035 | 19.5852 | 21.5266 | 66.115 | 68.5843 | -50 | -50.8035 | -156.6413 | 159.3374 | -156.6413 | 159.3374 | 61.7632 | 98.1891 | 93.3 | 99.3707 | 93.6 | 99.4481 | -117.9 | -123.6596 | -119.8 | -128.1495 | -122.6 | -131.1576 | -122.4 | -131.1135 | 277.1067 | 277.114
2020-10-16 02:30 | -60 | -60.8276 | 10.2348 | 13.2613 | 73.7942 | 76.1533 | -60 | -60.8276 | -163.4004 | 165.7408 | -163.4004 | 165.7408 | 62.549 | 98.9129 | 93.9 | 99.6298 | 94.5 | 100.2956 | -118.8 | -124.578 | -119.6 | -127.927 | -122.7 | -131.3222 | -122.1 | -130.9055 | 268.7292 | 268.7445
2020-10-16 03:00 | -59 | -60.208 | 10.2017 | 13.8769 | 73.8532 | 76.505 | -59 | -60.0167 | -170.1578 | 173.0874 | -170.1578 | 173.0874 | 57.1842 | 112.7793 | 92.4 | 99.6072 | 92.1 | 99.329 | -116.7 | -123.8594 | -118.2 | -125.5679 | -121 | -128.5142 | -120.8 | -128.4955 | 262.7732 | 273.2135
2020-10-16 03:30 | -70 | -71.0211 | 2.1522 | 11.2125 | 83.3833 | 85.5678 | -70 | -71.0211 | -183.3486 | 185.8038 | -183.3486 | 185.8038 | 48.9449 | 108.1662 | 90.6 | 97.9398 | 91.5 | 98.8863 | -115.5 | -122.6619 | -116 | -123.3014 | -119.4 | -126.8056 | -118.5 | -126.1205 | 256.7449 | 267.2041
2020-10-16 04:00 | -78 | -79.2465 | -8.0254 | 15.448 | 94.2193 | 96.4709 | -78 | -78.9177 | -196.3161 | 198.7945 | -196.3161 | 198.7945 | 50.6144 | 105.1392 | 93.3 | 100.1128 | 93.3 | 100.4427 | -117.6 | -124.6745 | -119 | -126.2945 | -121.1 | -128.5411 | -121.3 | -128.8978 | 269.8424 | 279.1774
2020-10-16 04:30 | -80 | -81.3941 | -6.4341 | 16.3076 | 96.1395 | 98.4793 | -80 | -81.3941 | -192.5836 | 194.7728 | -192.5836 | 194.7728 | 41.5255 | 98.3215 | 92.7 | 99.1226 | 93.3 | 99.2678 | -117.3 | -123.3944 | -119.2 | -125.7643 | -122.2 | -128.9265 | -121.9 | -128.6422 | 283.4745 | 291.7473
2020-10-16 05:00 | -77 | -78.4474 | 1.9978 | 17.7418 | 94.5649 | 96.5322 | -77 | -78.2624 | -195.5461 | 197.0457 | -195.5461 | 197.0457 | 31.4689 | 95.7643 | 92.7 | 98.2984 | 93.3 | 98.9641 | -117.2 | -122.8717 | -119.4 | -125.7641 | -122.4 | -128.9264 | -122.1 | -128.6731 | 298.9203 | 305.9899
2020-10-16 05:30 | -82 | -83.1865 | 5.1284 | 20.3353 | 98.7185 | 100.5087 | -81 | -82.0366 | -208.9639 | 210.1008 | -208.9639 | 210.1008 | 9.501 | 88.8691 | 94.5 | 98.7041 | 93.9 | 98.395 | -118.7 | -122.5808 | -121.7 | -125.6109 | -125.1 | -129.1279 | -124.7 | -128.7653 | 317.6964 | 323.5698
2020-10-16 06:00 | -79 | -80.2309 | 12.2549 | 25.6793 | 97.794 | 99.5224 | -79 | -80.0625 | -215.709 | 216.5453 | -215.709 | 216.5453 | -13.4262 | 87.3543 | 92.1 | 94.8085 | 93.3 | 95.8358 | -118.4 | -120.2654 | -123.6 | -125.5602 | -126.8 | -128.7634 | -126.3 | -128.2885 | 347.6096 | 351.4041
2020-10-16 06:30 | -81 | -81.7435 | 10.1688 | 23.6143 | 102.7527 | 103.8117 | -81 | -81.7435 | -228.1693 | 228.4142 | -228.1693 | 228.4142 | -29.771 | 81.1866 | 90.9 | 92.2801 | 91.8 | 93.0663 | -116.6 | -117.3336 | -124.1 | -125.4714 | -127.3 | -128.6807 | -127.3 | -128.6662 | 376.5437 | 378.0954
2020-10-16 07:00 | -85 | -85.4751 | 1.043 | 18.7253 | 106.0004 | 106.8166 | -84 | -84.3801 | -220.0633 | 220.1893 | -220.0633 | 220.1893 | -32.5212 | 71.5751 | 90.6 | 91.7848 | 92.4 | 93.4248 | -116.6 | -117.0899 | -123.5 | -124.7478 | -127.3 | -128.6086 | -127 | -128.2833 | 378.8649 | 384.4856
2020-10-16 07:30 | -75 | -75.9539 | 5.9914 | 22.5279 | 91.6662 | 93.5001 | -75 | -76.1183 | -193.9632 | 194.5731 | -193.9632 | 194.5731 | -22.9866 | 75.4077 | 92.4 | 94.5609 | 92.1 | 94.2678 | -117 | -118.3463 | -123.9 | -125.5682 | -127.7 | -129.399 | -127.5 | -129.1855 | 365.1317 | 370.4325
2020-10-16 08:00 | -75 | -75.9539 | 0.008781 | 21.6539 | 91.8768 | 93.9616 | -76 | -77.1038 | -186.4606 | 187.1771 | -186.4606 | 187.1771 | -9.92 | 77.0305 | 91.5 | 94.2258 | 92.4 | 94.8802 | -116.2 | -117.9944 | -124.4 | -126.4541 | -128.4 | -130.4791 | -128.2 | -130.2292 | 366.7171 | 372.1216
2020-10-16 08:30 | -71 | -73.0069 | -2.5631 | 23.0754 | 84.9171 | 87.7658 | -73 | -74.7329 | -170.6873 | 171.8768 | -170.6873 | 171.8768 | 12.0436 | 79.8358 | 90 | 93.1451 | 91.8 | 95.117 | -116.4 | -118.889 | -125.3 | -127.9085 | -127.9 | -130.3589 | -128.4 | -131.0458 | 366.8955 | 372.9155
2020-10-16 09:00 | -70 | -71.8053 | -9.2904 | 24.586 | 83.4614 | 86.6043 | -70 | -71.8053 | -162.2854 | 163.8857 | -162.2854 | 163.8857 | 19.0023 | 108.1593 | 91.2 | 94.6175 | 91.8 | 95.4382 | -116.1 | -118.7483 | -123.9 | -125.9985 | -127.7 | -129.737 | -127.5 | -129.5936 | 339.0811 | 341.8887
2020-10-16 09:30 | -43 | -43.9318 | 12.9748 | 19.3556 | 55.2759 | 57.9022 | -44 | -44.911 | -114.5074 | 115.1936 | -114.5074 | 115.1936 | 22.1432 | 97.3822 | 92.1 | 94.8802 | 93 | 95.5438 | -117.1 | -118.8981 | -123.8 | -125.6702 | -127.2 | -129.1056 | -127 | -128.943 | 301.8586 | 304.1746
2020-10-16 10:00 | -38 | -38.4708 | 13.858 | 17.761 | 48.6893 | 50.8884 | -36 | -36.4966 | -102.8738 | 103.1701 | -102.8738 | 103.1701 | 25.6451 | 100.4485 | 93.6 | 96.2663 | 93.6 | 96.2663 | -117.2 | -119.102 | -123.3 | -125.3004 | -126.6 | -128.619 | -126 | -127.9582 | 287.4886 | 289.8086
2020-10-16 10:30 | -29 | -29.4279 | 20.7222 | 23.4092 | 40.638 | 43.1407 | -30 | -30.4138 | -87.4625 | 87.7344 | -87.4625 | 87.7344 | 29.1573 | 99.1397 | 93.9 | 96.3523 | 94.5 | 96.8707 | -119.1 | -120.9897 | -124.9 | -126.9104 | -127.8 | -129.7482 | -127 | -128.9777 | 262.7967 | 265.9203
2020-10-16 11:00 | -18 | -18.1108 | 32.3169 | 33.3921 | 30.3984 | 32.5648 | -18 | -18.2483 | -70.4637 | 70.4757 | -70.4637 | 70.4757 | 45.0163 | 108.4777 | 93 | 95.6831 | 93.9 | 96.6284 | -118.9 | -120.864 | -125 | -127.1347 | -128.3 | -130.4525 | -128.2 | -130.3723 | 287.022 | 290.2614
2020-10-16 11:30 | -26 | -26.0768 | 26.9127 | 28.1367 | 38.7408 | 40.3471 | -26 | -26.0192 | -79.9256 | 79.9315 | -79.9256 | 79.9315 | 61.2249 | 114.7398 | 93.3 | 95.5042 | 93.3 | 95.8358 | -118.1 | -119.832 | -125 | -127.0266 | -128 | -130.0148 | -128.1 | -130.1661 | 302.3933 | 306.0308
2020-10-16 12:00 | -19 | -19.105 | 38.0671 | 38.7408 | 25.9467 | 28.8172 | -19 | -19.2354 | -59.4201 | 59.4878 | -59.4201 | 59.4878 | 64.9718 | 119.6968 | 92.4 | 95.9344 | 92.1 | 95.7268 | -116.7 | -119.7906 | -124.3 | -127.4587 | -127.8 | -131.0049 | -127.5 | -130.7122 | 292.1701 | 295.1947
2020-10-16 12:30 | -11 | -11.0454 | 54.6829 | 55.0587 | 25.4941 | 27.0476 | -11 | -11 | -63.2835 | 63.298 | -63.2835 | 63.298 | 55.4489 | 114.9075 | 93.3 | 97.212 | 93.3 | 96.8819 | -117.9 | -121.0943 | -124.6 | -127.7734 | -128.1 | -131.2662 | -127.6 | -130.8762 | 264.7665 | 267.8255
2020-10-16 13:00 | -13 | -13 | 55.6783 | 56.0678 | 33.6322 | 34.6541 | -14 | -14 | -81.7988 | 81.8513 | -81.7988 | 81.8513 | 46.736 | 103.8901 | 91.5 | 95.2324 | 92.1 | 95.809 | -116.5 | -119.4317 | -125 | -127.9893 | -128.5 | -131.5365 | -128.2 | -131.3412 | 281.007 | 283.7274
2020-10-16 13:30 | -14 | -14 | 54.3725 | 54.6684 | 32.723 | 33.9111 | -14 | -14 | -77.8059 | 77.8793 | -77.8059 | 77.8793 | 23.6606 | 92.611 | 92.1 | 95.3288 | 91.8 | 95.0389 | -115.7 | -118.3841 | -126.9 | -129.7198 | -130.5 | -133.3455 | -130 | -132.8356 | 292.0217 | 294.2202
2020-10-16 14:00 | -22 | -22.0907 | 53.8124 | 54.3897 | 38.0852 | 39.4799 | -22 | -22.0227 | -84.5572 | 84.6391 | -84.5572 | 84.6391 | 25.4667 | 96.3894 | 93.3 | 96.9631 | 95.1 | 98.5376 | -118.9 | -121.6333 | -126.3 | -129.2592 | -129.5 | -132.4085 | -129.2 | -132.136 | 296.2858 | 299.2397
2020-10-16 14:30 | -32 | -32 | 53.4839 | 53.9594 | 48.7515 | 49.4129 | -31 | -31 | -110.6587 | 110.742 | -110.6587 | 110.742 | 13.5106 | 81.7899 | 93 | 96.5124 | 93.3 | 96.722 | -117.4 | -120.0115 | -128.7 | -131.3597 | -132.3 | -135.007 | -132.1 | -134.8311 | 310.013 | 312.5161
2020-10-16 15:00 | -29 | -29 | 57.3416 | 57.8906 | 46.8089 | 47.5894 | -28 | -28 | -123.5617 | 123.6463 | -123.5617 | 123.6463 | -16.9862 | 80.8571 | 91.8 | 94.9617 | 92.1 | 95.3288 | -116.5 | -119.0689 | -127 | -129.5743 | -130.4 | -132.9863 | -130.6 | -133.1629 | 328.5746 | 330.346
2020-10-16 15:30 | -40 | -40.0125 | 50.4045 | 51.2498 | 59.3235 | 59.8515 | -39 | -39.0128 | -147.6409 | 147.6821 | -147.6409 | 147.6821 | -24.3707 | 79.4114 | 93 | 95.9048 | 93.3 | 96.0455 | -117.8 | -119.8736 | -127.5 | -129.7763 | -131.3 | -133.6402 | -130.7 | -132.9765 | 351.3963 | 353.2288
2020-10-16 16:00 | -36 | -36.0139 | 55.9655 | 56.5942 | 56.3052 | 56.75 | -36 | -36 | -153.6771 | 153.7172 | -153.6771 | 153.7172 | -39.0899 | 78.3267 | 93.3 | 95.5687 | 93.3 | 95.7005 | -117.6 | -119.4603 | -127.3 | -129.4952 | -130.7 | -132.7606 | -130.6 | -132.6446 | 341.2169 | 343.1442
2020-10-16 16:30 | -35 | -35.0571 | 58.8489 | 59.6903 | 56.4739 | 57.1747 | -36 | -36.0555 | -161.6608 | 161.791 | -161.6608 | 161.791 | -47.9116 | 86.9975 | 94.2 | 96.92 | 93.9 | 96.6284 | -117.8 | -119.9483 | -127.5 | -129.7577 | -130.8 | -133.0748 | -130.8 | -132.9949 | 357.8903 | 358.6938
2020-10-16 17:00 | -37 | -37 | 61.1956 | 61.6721 | 56.6203 | 56.9275 | -37 | -37 | -171.0742 | 171.0877 | -171.0742 | 171.0877 | -52.5228 | 85.4645 | 93.6 | 95.993 | 93.3 | 95.5687 | -118 | -119.7504 | -127.8 | -129.731 | -131 | -132.9182 | -131.3 | -133.3464 | 362.9571 | 363.7593
2020-10-16 17:30 | -32 | -32 | 67.5872 | 67.9867 | 52.289 | 52.5705 | -32 | -32.0156 | -170.138 | 170.1381 | -170.138 | 170.1381 | -57.844 | 91.4079 | 91.8 | 94.589 | 92.7 | 95.3212 | -117.5 | -119.487 | -126.5 | -128.5206 | -129.8 | -131.8395 | -130.2 | -132.2684 | 370.7269 | 371.0453
2020-10-16 18:00 | -14 | -14 | 91.0867 | 91.596 | 29.9429 | 31.0901 | -14 | -14 | -145.2913 | 145.3753 | -145.2913 | 145.3753 | -64.6533 | 86.458 | 92.4 | 95.391 | 93.3 | 96.1897 | -117.4 | -119.7289 | -125.8 | -128.5566 | -128.9 | -131.5958 | -129 | -131.6537 | 338.7609 | 340.1577
2020-10-16 18:30 | -17 | -17.0294 | 81.4861 | 81.6902 | 40.0922 | 40.3264 | -17 | -17.0294 | -153.9977 | 153.9978 | -153.9977 | 153.9978 | -58.1781 | 77.7876 | 90.3 | 92.9889 | 90.9 | 93.5716 | -115.3 | -117.2691 | -123.9 | -126.3185 | -127.1 | -129.5161 | -127.5 | -129.8895 | 340.8802 | 342.7598
2020-10-16 19:00 | -17 | -17 | 80.7591 | 81.0643 | 37.2483 | 37.6316 | -16 | -16 | -149.6815 | 149.6815 | -149.6815 | 149.6815 | -61.2075 | 81.1423 | 90.6 | 93.4248 | 90.9 | 93.6433 | -114.8 | -116.8329 | -123.2 | -125.5931 | -126.4 | -128.7907 | -126.7 | -129.0852 | 333.9522 | 335.5806
2020-10-16 19:30 | -21 | -21 | 76.1175 | 76.5911 | 44.4851 | 44.8869 | -21 | -21 | -153.9432 | 153.9482 | -153.9432 | 153.9482 | -50.6298 | 78.1257 | 89.7 | 92.8552 | 90.6 | 93.6485 | -114.2 | -116.5129 | -122.5 | -125.1668 | -125.7 | -128.3811 | -125.8 | -128.4587 | 328.9351 | 330.9313
2020-10-16 20:00 | -32 | -32.0156 | 75.5908 | 76.0913 | 43.298 | 43.981 | -32 | -32.0156 | -148.8681 | 148.9126 | -148.8681 | 148.9126 | -51.001 | 83.8217 | 90 | 93.7921 | 90.6 | 94.4524 | -114.2 | -117.2343 | -121.9 | -125.1273 | -125.2 | -128.3147 | -125 | -128.1195 | 313.3104 | 315.15
2020-10-16 20:30 | -33 | -33 | 64.8983 | 65.3563 | 49.6416 | 50.2457 | -32 | -32 | -152.2972 | 152.4419 | -152.2972 | 152.4419 | -33.6796 | 77.1627 | 92.4 | 95.6962 | 93.9 | 97.2227 | -117.7 | -120.3885 | -123.3 | -125.8089 | -125.8 | -128.3386 | -126.4 | -128.9862 | 289.1974 | 290.8936
2020-10-16 21:00 | -36 | -36.0139 | 55.8911 | 56.2125 | 56.2414 | 56.7015 | -37 | -37 | -160.2411 | 160.3708 | -160.2411 | 160.3708 | -23.4796 | 78.6106 | 93.3 | 97.5558 | 94.2 | 97.6692 | -118.7 | -121.6658 | -123.9 | -126.7442 | -126.9 | -129.8592 | -126.7 | -129.5449 | 287.9694 | 291.4189
2020-10-16 21:30 | -33 | -33 | 57.2157 | 57.4533 | 51.4112 | 52.0545 | -33 | -33 | -153.2536 | 153.4848 | -153.2536 | 153.4848 | -12.6758 | 83.3564 | 93.9 | 98.9477 | 93.9 | 99.0427 | -117.9 | -122.7323 | -122.4 | -126.9545 | -125.6 | -130.173 | -125.2 | -129.8134 | 271.7415 | 275.3316
2020-10-16 22:00 | -32 | -32.0624 | 49.813 | 50.1706 | 54.698 | 55.5488 | -32 | -32.0156 | -150.4599 | 150.9522 | -150.4599 | 150.9522 | -1.3833 | 83.2812 | 93.6 | 98.7583 | 93.9 | 99.2325 | -118.2 | -123.2812 | -122 | -126.703 | -125 | -129.7003 | -124.8 | -129.6471 | 249.4903 | 255.4387
2020-10-16 22:30 | -32 | -32 | 48.5281 | 48.5287 | 49.6718 | 50.5293 | -31 | -31.0161 | -149.6113 | 149.9691 | -149.6113 | 149.9691 | 18.313 | 89.0361 | 94.8 | 100.9855 | 94.5 | 100.704 | -118.6 | -124.7234 | -122.1 | -128.0863 | -124.9 | -130.9972 | -124.5 | -130.7069 | 252.1568 | 258.5139
2020-10-16 23:00 | -28 | -28.0179 | 49.701 | 49.7078 | 45.3734 | 46.5197 | -29 | -29.0172 | -142.6285 | 143.1281 | -142.6285 | 143.1281 | 22.269 | 93.943 | 94.8 | 101.2992 | 94.8 | 101.6199 | -119 | -125.6708 | -121.5 | -127.8838 | -124.6 | -131.046 | -124 | -130.6024 | 240.8001 | 248.4979
2020-10-16 23:30 | -21 | -21.095 | 56.655 | 56.6576 | 36.6562 | 38.4624 | -21 | -21.095 | -139.2805 | 139.8208 | -139.2805 | 139.8208 | 7.953 | 83.7958 | 92.4 | 98.6307 | 93 | 99.0891 | -117.2 | -123.1485 | -119.3 | -125.085 | -122.2 | -128.1515 | -121.8 | -127.8004 | 248.5915 | 256.5187
2020-10-17 | -23 | -23.0868 | 49.0665 | 49.0836 | 40.5143 | 42.3269 | -23 | -23.0868 | -141.7795 | 142.6687 | -141.7795 | 142.6687 | 7.7048 | 83.7062 | 94.2 | 100.5269 | 93.6 | 99.8599 | -117.6 | -123.8982 | -119.3 | -125.2972 | -122.4 | -128.5851 | -122 | -128.2044 | 226.7194 | 235.3796
2020-10-17 00:30 | -20 | -20.2237 | 45.3793 | 45.4221 | 39.3856 | 41.6465 | -20 | -20.2237 | -135.8436 | 137.1353 | -135.8436 | 137.1353 | 13.9678 | 89.0843 | 93 | 99.5096 | 93 | 99.7246 | -117.2 | -123.8682 | -118.5 | -124.8469 | -121.4 | -127.8828 | -121.1 | -127.6612 | 217.2186 | 227.7579
2020-10-17 01:00 | -22 | -22.3607 | 42.7049 | 42.8568 | 38.3601 | 40.5041 | -23 | -23.3452 | -128.4466 | 129.8973 | -128.4466 | 129.8973 | 27.5852 | 96.8887 | 93 | 99.7246 | 93.6 | 100.3925 | -117.2 | -124.0372 | -119.2 | -126.0248 | -122.1 | -129.1542 | -121.7 | -128.8746 | 227.2738 | 241.1683
2020-10-17 01:30 | -21 | -21.095 | 43.6683 | 43.8359 | 35.6674 | 37.9567 | -21 | -21.095 | -122.071 | 123.6612 | -122.071 | 123.6612 | 36.7489 | 102.7266 | 93 | 99.9428 | 92.7 | 99.8856 | -117.3 | -124.5925 | -118.5 | -125.7229 | -121.6 | -128.9456 | -121.2 | -128.6574 | 220.0028 | 234.3566
2020-10-17 02:00 | -16 | -18.3576 | 47.7536 | 47.8492 | 30.9269 | 36.119 | -17 | -18.7883 | -112.0429 | 115.6504 | -112.0429 | 115.6504 | 49.3356 | 105.3037 | 94.8 | 101.7283 | 95.7 | 103.0053 | -119.9 | -127.243 | -121.5 | -128.8513 | -124.4 | -131.8856 | -124.1 | -131.7363 | 217.9779 | 236.4859
2020-10-17 02:30 | -16 | -17.4642 | 45.3066 | 45.3066 | 31.4538 | 36.144 | -17 | -18.3848 | -111.5274 | 114.8913 | -111.5274 | 114.8913 | 52.726 | 100.5961 | 95.4 | 102.2877 | 95.7 | 102.46 | -119.8 | -126.8829 | -120.5 | -127.4787 | -124 | -131.1461 | -123.5 | -130.8047 | 209.1118 | 224.7017
2020-10-17 03:00 | -19 | -21.0238 | 43.2679 | 43.3416 | 33.2364 | 38.3194 | -19 | -21.0238 | -112.0646 | 115.8734 | -112.0646 | 115.8734 | 57.2699 | 103.2426 | 95.4 | 101.8609 | 95.7 | 101.9338 | -120.8 | -127.063 | -121.5 | -127.6978 | -124.4 | -130.7649 | -124 | -130.5398 | 207.097 | 223.9431
2020-10-17 03:30 | -16 | -18.3576 | 47.0076 | 47.0895 | 29.4979 | 35.5098 | -16 | -18.3576 | -106.6083 | 110.9019 | -106.6083 | 110.9019 | 58.6518 | 107.2777 | 95.1 | 101.58 | 95.1 | 101.58 | -119.8 | -126.4927 | -121.3 | -127.9142 | -124.2 | -130.9187 | -123.8 | -130.6654 | 215.1658 | 230.9582
2020-10-17 04:00 | -26 | -27.5136 | 35.0708 | 35.2426 | 41.2694 | 45.7349 | -27 | -28.1603 | -122.8972 | 126.4581 | -122.8972 | 126.4581 | 65.5328 | 106.6107 | 96.3 | 102.6004 | 95.7 | 102.0375 | -120.7 | -127.0613 | -121.7 | -127.8882 | -125.1 | -131.5568 | -124.7 | -131.1738 | 225.9165 | 238.7392
2020-10-17 04:30 | -26 | -26 | 41.2868 | 41.7225 | 35.9237 | 37.9102 | -26 | -26 | -112.3438 | 113.6341 | -112.3438 | 113.6341 | 59.3242 | 103.0452 | 95.4 | 101.345 | 95.1 | 101.3707 | -119.8 | -125.9573 | -121.3 | -127.4154 | -124.2 | -130.4823 | -123.5 | -129.878 | 224.5825 | 237.9325
2020-10-17 05:00 | -19 | -19 | 43.9345 | 44.2777 | 34.3659 | 35.9032 | -19 | -19 | -111.2523 | 112.1028 | -111.2523 | 112.1028 | 57.6429 | 99.9405 | 95.4 | 101.2441 | 96 | 101.7102 | -120.5 | -126.2002 | -122 | -127.6627 | -125.1 | -130.9788 | -124.7 | -130.6863 | 228.7327 | 241.7894
2020-10-17 05:30 | -28 | -28 | 42.5356 | 42.5854 | 42.6964 | 43.9365 | -28 | -28 | -120.0729 | 120.7485 | -120.0729 | 120.7485 | 39.7285 | 87.0096 | 94.2 | 99.4227 | 94.2 | 99.6163 | -118.1 | -123.1097 | -119.6 | -124.8431 | -123 | -128.4445 | -122.4 | -127.8991 | 232.7498 | 245.7191
2020-10-17 06:00 | -22 | -22 | 48.2757 | 48.3764 | 37.7118 | 38.6686 | -23 | -23 | -115.103 | 115.4522 | -115.103 | 115.4522 | 42.7911 | 87.9144 | 93 | 98.094 | 93 | 97.9049 | -117.6 | -122.2238 | -119.7 | -124.4078 | -123 | -127.8554 | -122.5 | -127.4019 | 243.8751 | 256.0938
2020-10-17 06:30 | -21 | -21 | 49.6327 | 49.6994 | 37.3332 | 38.3388 | -22 | -22 | -119.1525 | 119.4329 | -119.1525 | 119.4329 | 11.9524 | 72.3061 | 93.6 | 98.0192 | 93.6 | 97.7558 | -117.7 | -121.7853 | -119.7 | -123.5272 | -122.5 | -126.4852 | -122.4 | -126.5602 | 229.9276 | 240.3465
2020-10-17 07:00 | -27 | -27 | 36.3282 | 36.4476 | 48.985 | 49.7688 | -27 | -27 | -130.8725 | 131.0958 | -130.8725 | 131.0958 | -7.2772 | 62.7959 | 92.7 | 95.7564 | 92.1 | 95.1757 | -116.8 | -119.3214 | -118.8 | -121.3 | -121.7 | -124.2817 | -121.7 | -124.2817 | 221.4437 | 232.7258
2020-10-17 07:30 | -34 | -34 | 38.7055 | 38.7268 | 50.2688 | 51.1067 | -34 | -34 | -135.4045 | 135.5924 | -135.4045 | 135.5924 | -8.7191 | 63.9353 | 91.2 | 94.2291 | 92.7 | 95.6817 | -117 | -119.2975 | -119.6 | -122.004 | -122.3 | -124.829 | -122.4 | -124.9071 | 243.1162 | 252.3845
2020-10-17 08:00 | -41 | -41.0122 | 25.6385 | 25.6633 | 56.7297 | 57.66 | -42 | -42 | -143.4154 | 143.6319 | -143.4154 | 143.6319 | -22.4738 | 63.1211 | 91.2 | 94.1541 | 92.4 | 95.1 | -116.2 | -118.5327 | -120.7 | -122.9856 | -123.7 | -126.045 | -124.1 | -126.5147 | 250.2398 | 256.6197
2020-10-17 08:30 | -39 | -39.1152 | 15.1516 | 15.1837 | 52.3845 | 54.0232 | -40 | -40.05 | -141.5113 | 142.0298 | -141.5113 | 142.0298 | -21.9538 | 69.9996 | 93.9 | 97.0689 | 94.2 | 97.7489 | -118.3 | -120.9751 | -121.8 | -124.3999 | -124.6 | -127.4226 | -124.5 | -127.3454 | 247.905 | 254.6868
2020-10-17 09:00 | -57 | -57.2189 | 8.5317 | 9.7554 | 67.0114 | 68.4815 | -56 | -56.1427 | -155.657 | 156.3703 | -155.657 | 156.3703 | -16.2946 | 68.242 | 93.6 | 96.6279 | 93.3 | 96.2631 | -117.9 | -120.4187 | -121.3 | -123.7893 | -123.7 | -126.2808 | -123.9 | -126.5747 | 241.1423 | 248.6838
2020-10-17 09:30 | -63 | -63.5059 | 9.7242 | 13.3166 | 77.1956 | 78.6736 | -62 | -62.3939 | -168.4685 | 169.2826 | -168.4685 | 169.2826 | -23.8761 | 69.404 | 91.5 | 94.7492 | 92.4 | 95.6962 | -115.8 | -118.5446 | -122.4 | -124.927 | -125.5 | -128.1649 | -125.3 | -127.9085 | 249.5756 | 255.6203
2020-10-17 10:00 | -66 | -66.2722 | -4.8971 | 7.3708 | 76.4584 | 77.7576 | -64 | -64.195 | -174.0292 | 174.6661 | -174.0292 | 174.6661 | -26.3763 | 75.757 | 92.1 | 95.0262 | 92.1 | 94.7354 | -116.9 | -119.1219 | -122 | -124.2427 | -124.9 | -127.2419 | -124.7 | -127.0647 | 266.068 | 272.0108
2020-10-17 10:30 | -66 | -66.6108 | -0.58973 | 7.5052 | 70.8379 | 72.8721 | -66 | -66.4831 | -159.8619 | 160.7863 | -159.8619 | 160.7863 | -2.9141 | 76.9796 | 93 | 96.1985 | 91.8 | 95.196 | -117.5 | -119.9662 | -122.5 | -124.9064 | -125.2 | -127.7109 | -125.3 | -127.8485 | 250.3119 | 257.2275
2020-10-17 11:00 | -66 | -66.4831 | -8.2342 | 11.211 | 75.7358 | 77.6413 | -66 | -66.3702 | -163.3506 | 164.283 | -163.3506 | 164.283 | 10.473 | 79.7896 | 93.3 | 96.5655 | 92.7 | 96.0642 | -117.2 | -119.8997 | -122.6 | -125.2442 | -125.7 | -128.463 | -125.4 | -128.1902 | 254.2878 | 261.458
2020-10-17 11:30 | -70 | -70.7107 | -20.4637 | 21.7052 | 78.6827 | 81.07 | -70 | -70.7107 | -177.4514 | 178.4976 | -177.4514 | 178.4976 | 12.4495 | 78.0643 | 93 | 96.1223 | 93.6 | 97.1708 | -116.6 | -119.1668 | -123 | -125.673 | -126.2 | -128.891 | -126.2 | -128.9523 | 268.9804 | 275.7095
2020-10-17 12:00 | -71 | -71.8471 | -23.0605 | 24.9008 | 81.3203 | 84.1121 | -71 | -71.8471 | -181.0821 | 182.425 | -181.0821 | 182.425 | 15.5163 | 78.4334 | 91.8 | 95.2759 | 92.4 | 95.9344 | -116.4 | -119.4876 | -122 | -124.7548 | -125 | -127.8967 | -124.6 | -127.8967 | 261.0053 | 268.6895
2020-10-17 12:30 | -80 | -81.0494 | -26.2586 | 27.9773 | 89.1823 | 91.5562 | -81 | -81.8841 | -186.4353 | 187.7126 | -186.4353 | 187.7126 | 11.7198 | 79.2253 | 91.5 | 95.1497 | 92.1 | 95.809 | -115.9 | -118.891 | -122.3 | -124.153 | -125 | -127.5895 | -125.2 | -127.632 | 275.2611 | 281.1859
2020-10-17 13:00 | -82 | -83.1865 | -30.7653 | 32.8486 | 95.1438 | 97.7621 | -81 | -82.201 | -188.4677 | 190.2568 | -188.4677 | 190.2568 | 22.4235 | 79.5837 | 90.6 | 94.2845 | 91.8 | 95.316 | -115.4 | -117.8586 | -121.5 | -124.2508 | -124.4 | -127.2541 | -124.5 | -127.4366 | 272.9637 | 279.561
2020-10-17 13:30 | -87 | -88.2836 | -33.02 | 34.8555 | 97.7914 | 100.35 | -87 | -88.1192 | -188.1185 | 189.8976 | -188.1185 | 189.8976 | 29.9004 | 81.0222 | 91.2 | 94.9442 | 92.7 | 95.9859 | -115.2 | -118.5854 | -120.8 | -123.8596 | -123.8 | -127.0245 | -123.8 | -127.1009 | 263.234 | 270.1828
2020-10-17 14:00 | -81 | -82.201 | -28.7357 | 30.4965 | 87.6097 | 90.6626 | -81 | -82.201 | -175.0341 | 177.1008 | -175.0341 | 177.1008 | 36.1917 | 83.2396 | 90.6 | 94.0394 | 91.5 | 95.0389 | -115.1 | -117.3811 | -121.8 | -123.8741 | -124.8 | -126.7584 | -124.5 | -126.7865 | 265.5541 | 272.9178
2020-10-17 14:30 | -92 | -93.7443 | -42.4716 | 44.5763 | 99.0579 | 102.3426 | -90 | -91.7823 | -188.5115 | 191.2451 | -188.5115 | 191.2451 | 40.4516 | 85.0149 | 90.6 | 94.1202 | 91.5 | 95.0678 | -115.6 | -118.3362 | -120.2 | -122.9111 | -123.4 | -126.1715 | -122.6 | -125.4102 | 267.1347 | 274.9379
2020-10-17 15:00 | -93 | -95.3415 | -40.526 | 43.4569 | 101.0748 | 104.9713 | -92 | -94.3663 | -195.6847 | 198.9291 | -195.6847 | 198.9291 | 39.3021 | 80.7968 | 90.3 | 93.7504 | 90.6 | 94.4524 | -114.5 | -117.2666 | -120.4 | -123.1753 | -123.6 | -126.4858 | -123.6 | -126.4934 | 278.6032 | 286.1662
2020-10-17 15:30 | -98 | -100.439 | -40.371 | 43.737 | 106.5914 | 110.2561 | -96 | -98.27 | -206.4021 | 209.4595 | -206.4021 | 209.4595 | 20.5727 | 77.3911 | 91.8 | 95.2759 | 90.6 | 94.1202 | -116.8 | -119.3625 | -122.2 | -124.7915 | -125 | -127.6348 | -124.6 | -127.3042 | 281.6699 | 288.7506
2020-10-17 16:00 | -97 | -99.6895 | -35.7328 | 40.3484 | 109.6271 | 113.3217 | -97 | -99.4636 | -207.2793 | 210.7202 | -207.2793 | 210.7202 | 12.7971 | 75.7357 | 91.2 | 94.6979 | 90.3 | 93.7921 | -114.9 | -117.5671 | -122.1 | -124.7548 | -125.3 | -128.0099 | -125 | -127.7781 | 290.4635 | 297.3027
2020-10-17 16:30 | -97 | -99.925 | -31.9584 | 38.3821 | 114.0197 | 117.5856 | -98 | -100.896 | -226.5667 | 229.6077 | -226.5667 | 229.6077 | -7.9488 | 69.8057 | 90.9 | 94.6718 | 91.2 | 94.4595 | -115.6 | -118.1059 | -122.5 | -125.0651 | -125.6 | -128.2426 | -125.6 | -128.2832 | 288.1093 | 294.5109
2020-10-17 17:00 | -94 | -96.5401 | -19.6212 | 26.9626 | 107.1435 | 110.7323 | -95 | -97.5141 | -223.6788 | 226.3566 | -223.6788 | 226.3566 | -23.9189 | 75.6754 | 92.1 | 95.1005 | 92.7 | 95.6078 | -116.5 | -118.7487 | -123.7 | -126.1623 | -126.7 | -129.1236 | -126.8 | -129.241 | 301.4688 | 307.7268
2020-10-17 17:30 | -86 | -88.5268 | -3.0237 | 16.6456 | 91.4066 | 95.0833 | -86 | -88.295 | -205.9805 | 207.9947 | -205.9805 | 207.9947 | -34.2479 | 78.9894 | 92.1 | 95.3288 | 92.4 | 95.2437 | -117.8 | -120.358 | -124.1 | -126.6129 | -127.1 | -129.6328 | -127.3 | -129.8486 | 302.8425 | 307.823
2020-10-17 18:00 | -73 | -74.5252 | 6.8013 | 14.9309 | 89.0659 | 91.4315 | -73 | -74.3303 | -208.3963 | 209.5224 | -208.3963 | 209.5224 | -36.9056 | 76.201 | 93 | 96.1985 | 92.1 | 95.1757 | -117.3 | -119.6505 | -123.2 | -125.6125 | -126.3 | -128.7505 | -126 | -128.4368 | 298.973 | 303.6382
2020-10-17 18:30 | -66 | -66.9104 | 23.2252 | 25.6559 | 77.6732 | 79.7469 | -66 | -66.7533 | -195.5856 | 196.392 | -195.5856 | 196.392 | -43.7717 | 76.4145 | 92.4 | 95.2437 | 91.5 | 94.3709 | -117.8 | -119.9108 | -123.3 | -125.4452 | -126.8 | -129.0699 | -126 | -128.1362 | 306.4199 | 310.5194
2020-10-17 19:00 | -60 | -60.531 | 26.3189 | 28.3983 | 79.1592 | 80.3854 | -60 | -60.531 | -196.6538 | 197.0124 | -196.6538 | 197.0124 | -40.9113 | 71.0827 | 93 | 95.2759 | 93 | 95.4754 | -118.1 | -119.832 | -124.1 | -126.0002 | -127.2 | -129.0885 | -127.2 | -129.0885 | 300.8028 | 304.9009
2020-10-17 19:30 | -65 | -65.7647 | 27.6127 | 30.3759 | 76.8584 | 78.7064 | -65 | -65.6201 | -193.2727 | 194.0352 | -193.2727 | 194.0352 | -37.6927 | 72.4655 | 90.9 | 93.161 | 92.1 | 94.3976 | -115.8 | -117.5486 | -121.7 | -123.5919 | -124.4 | -126.4184 | -124.6 | -126.6152 | 306.8834 | 311.3076
2020-10-17 20:00 | -71 | -72.0069 | 22.4824 | 27.1298 | 83.1694 | 85.2768 | -70 | -71.0211 | -201.318 | 202.3643 | -201.318 | 202.3643 | -28.0975 | 72.3907 | 91.2 | 94.0068 | 91.8 | 94.3761 | -116 | -118.0492 | -122.4 | -124.5238 | -125.2 | -127.3864 | -125.5 | -127.8049 | 304.7999 | 309.6172
2020-10-17 20:30 | -65 | -66.4906 | 20.7505 | 25.7832 | 81.6706 | 84.1851 | -65 | -66.4906 | -198.0151 | 199.4369 | -198.0151 | 199.4369 | -19.4393 | 70.9114 | 90.6 | 94.1202 | 91.8 | 94.9067 | -114.8 | -118.0976 | -120.9 | -124.0552 | -124.1 | -126.8562 | -123.7 | -126.8978 | 295.8872 | 301.0252
2020-10-17 21:00 | -63 | -63.9531 | 19.3242 | 22.3715 | 79.8475 | 81.9196 | -64 | -64.7765 | -197.1243 | 198.4036 | -197.1243 | 198.4036 | -18.9559 | 72.4447 | 92.7 | 96.4685 | 92.1 | 95.8921 | -117 | -119.9415 | -121.5 | -124.2161 | -124.7 | -127.5474 | -124.6 | -127.4496 | 265.2764 | 271.0244
2020-10-17 21:30 | -62 | -63.3482 | 17.1224 | 20.3752 | 78.2961 | 80.79 | -61 | -62.1691 | -196.2462 | 197.8429 | -196.2462 | 197.8429 | -10.7861 | 75.9219 | 92.4 | 96.6954 | 91.8 | 96.0337 | -116.6 | -120.8313 | -121.8 | -124.6398 | -124.4 | -127.3834 | -124.4 | -128.0128 | 264.9328 | 271.0502
2020-10-17 22:00 | -58 | -59.439 | 20.4932 | 23.1392 | 71.8981 | 75.152 | -57 | -58.4637 | -179.8435 | 182.2243 | -179.8435 | 182.2243 | -6.2452 | 75.4026 | 91.5 | 96.0159 | 92.4 | 96.6954 | -114.8 | -118.7313 | -119.2 | -123.0187 | -122.2 | -126.1498 | -122.1 | -125.9048 | 248.5812 | 255.3459
2020-10-17 22:30 | -55 | -56.2939 | 23.0165 | 24.4495 | 66.148 | 69.426 | -56 | -57.2713 | -175.1013 | 177.376 | -175.1013 | 177.376 | 7.4961 | 87.7677 | 90.3 | 98.2435 | 89.7 | 97.4561 | -114.5 | -121.9689 | -117.9 | -125.2125 | -120.9 | -128.1525 | -120.5 | -127.9971 | 245.7708 | 252.4308
2020-10-17 23:00 | -42 | -43.1741 | 27.4682 | 27.9751 | 57.0014 | 60.4851 | -41 | -42.2019 | -158.3898 | 160.3958 | -158.3898 | 160.3958 | 27.6576 | 96.0401 | 90.9 | 99.1513 | 91.2 | 99.3073 | -115 | -123.5113 | -118.5 | -126.1631 | -121.6 | -129.5378 | -121.1 | -129.2395 | 251.7368 | 259.0126
2020-10-17 23:30 | -35 | -35.9026 | 34.885 | 35.011 | 48.9159 | 52.242 | -34 | -34.9285 | -156.6665 | 158.1027 | -156.6665 | 158.1027 | 11.0649 | 84.2785 | 90.6 | 98.0541 | 91.2 | 98.7232 | -115.1 | -121.9169 | -118.7 | -124.8631 | -121.4 | -127.7088 | -121 | -127.4923 | 245.8338 | 253.9351
2020-10-18 | -29 | -30.0832 | 42.2652 | 42.4615 | 37.9217 | 43.366 | -30 | -31.0483 | -133.7529 | 136.5737 | -133.7529 | 136.5737 | 7.4966 | 83.4157 | 91.8 | 98.9386 | 91.5 | 98.8271 | -115.8 | -123.3183 | -117.5 | -124.5801 | -120.3 | -127.7476 | -119.8 | -127.2159 | 216.8782 | 227.9253
2020-10-18 00:30 | -32 | -33.5261 | 32.2494 | 32.4341 | 45.5347 | 50.0136 | -32 | -33.5261 | -136.4729 | 139.3246 | -136.4729 | 139.3246 | 12.266 | 86.8831 | 91.2 | 99.1889 | 91.5 | 99.2311 | -114.6 | -122.8072 | -116.1 | -123.8419 | -119 | -126.8047 | -118.7 | -126.7358 | 214.3301 | 224.3444
2020-10-18 01:00 | -33 | -34.7851 | 29.4429 | 29.6807 | 45.9348 | 50.9575 | -33 | -34.7851 | -135.578 | 139.2266 | -135.578 | 139.2266 | 16.5976 | 89.8722 | 91.2 | 99.5462 | 91.5 | 99.7016 | -115.9 | -124.2933 | -117.3 | -125.1758 | -120.3 | -128.3014 | -120 | -128.16 | 204.8213 | 217.7164
2020-10-18 01:30 | -30 | -31.9531 | 31.0814 | 31.2418 | 42.2971 | 47.8833 | -30 | -31.9531 | -131.8935 | 135.8395 | -131.8935 | 135.8395 | 19.8551 | 79.8877 | 92.7 | 102.5438 | 93.3 | 102.9424 | -116.8 | -127.1834 | -117.8 | -127.5463 | -120.8 | -130.6625 | -120.6 | -130.7078 | 189.2551 | 189.26
2020-10-18 02:00 | -27 | -28.4605 | 31.7882 | 31.7947 | 40.1524 | 44.8161 | -28 | -29.4109 | -123.4719 | 126.9131 | -123.4719 | 126.9131 | 18.3953 | 75.8221 | 93.3 | 102.1948 | 94.2 | 102.8961 | -118.3 | -127.6671 | -119 | -128.316 | -121.9 | -131.3796 | -121.7 | -131.344 | 166.7497 | 167.0281
2020-10-18 02:30 | -26 | -27.8568 | 31.6313 | 31.6362 | 39.3741 | 44.329 | -27 | -28.4605 | -118.3364 | 121.9661 | -118.3364 | 121.9661 | 21.9169 | 85.5262 | 93 | 101.7986 | 93.6 | 102.4688 | -116.8 | -126.1994 | -117.3 | -126.3843 | -120.2 | -129.3926 | -119.9 | -129.2629 | 155.6496 | 159.853
2020-10-18 03:00 | -22 | -22.561 | 40.5737 | 40.6657 | 29.3576 | 34.9344 | -22 | -22.561 | -107.3778 | 111.1154 | -107.3778 | 111.1154 | 28.5614 | 88.1704 | 93.6 | 101.0078 | 93.6 | 101.1707 | -117.5 | -125.6443 | -118.4 | -127.4244 | -121.4 | -130.7872 | -121.1 | -130.4327 | 157.489 | 162.5488
2020-10-18 03:30 | -27 | -27.2947 | 30.4128 | 30.751 | 39.9116 | 43.1645 | -26 | -26.3059 | -121.3129 | 123.8345 | -121.3129 | 123.8345 | 29.9221 | 85.8994 | 93.6 | 101.0573 | 94.2 | 101.5011 | -118.4 | -126.1631 | -118.9 | -127.5242 | -121.8 | -130.6619 | -121.4 | -130.4348 | 154.9521 | 160.5773
2020-10-18 04:00 | -24 | -24.5153 | 31.2244 | 31.6106 | 39.2135 | 42.4789 | -23 | -23.5372 | -115.5668 | 118.0551 | -115.5668 | 118.0551 | 29.3894 | 79.692 | 92.7 | 100.4539 | 95.4 | 102.5057 | -118.2 | -125.9158 | -119.1 | -127.5762 | -122.4 | -131.4024 | -121.9 | -130.9734 | 154.1586 | 157.9431
2020-10-18 04:30 | -22 | -22.561 | 37.1212 | 37.3836 | 34.1785 | 37.9379 | -22 | -22.561 | -110.0201 | 112.7422 | -110.0201 | 112.7422 | 23.9302 | 76.0821 | 93.6 | 100.6664 | 93.9 | 101.2228 | -118 | -125.6957 | -118.5 | -126.7567 | -121.1 | -129.9651 | -120.8 | -129.7566 | 149.1712 | 153.1161
2020-10-18 05:00 | -28 | -28.4429 | 35.3025 | 35.3992 | 36.5569 | 40.7046 | -27 | -27.4591 | -114.9483 | 117.8948 | -114.9483 | 117.8948 | 19.6253 | 72.3723 | 93.6 | 100.3925 | 92.7 | 99.7742 | -118.6 | -125.6511 | -119.1 | -126.9435 | -121.7 | -129.9625 | -121.8 | -130.1616 | 152.1479 | 155.7143
2020-10-18 05:30 | -23 | -23.5372 | 35.5361 | 35.7531 | 36.7985 | 40.4258 | -23 | -23.5372 | -120.4103 | 122.8494 | -120.4103 | 122.8494 | 22.7593 | 76.5651 | 92.7 | 99.7742 | 93.6 | 100.2844 | -118 | -125.2403 | -119 | -127.2242 | -121.9 | -130.3258 | -121.7 | -130.281 | 170.0206 | 172.7723
2020-10-18 06:00 | -30 | -30.5941 | 29.8038 | 30.0185 | 42.9288 | 46.2936 | -30 | -30.4138 | -131.7272 | 134.1687 | -131.7272 | 134.1687 | 13.1805 | 70.2707 | 93.6 | 99.6524 | 93.3 | 99.79 | -118.4 | -124.9733 | -119.8 | -126.949 | -122.5 | -130.2103 | -122.4 | -130.1219 | 168.7263 | 171.4426
2020-10-18 06:30 | -25 | -25.7099 | 34.8386 | 34.9478 | 38.6136 | 42.3743 | -25 | -25.4951 | -126.8987 | 129.1501 | -126.8987 | 129.1501 | 5.2985 | 66.7075 | 93.6 | 98.475 | 93.6 | 98.5686 | -117.1 | -122.0041 | -119.6 | -125.3413 | -122.7 | -128.4066 | -122.6 | -128.2362 | 178.9538 | 181.7968
2020-10-18 07:00 | -39 | -39.8121 | 21.718 | 21.7539 | 53.2218 | 56.4655 | -38 | -38.6394 | -148.3435 | 150.5408 | -148.3435 | 150.5408 | -4.9684 | 57.6852 | 92.7 | 95.6817 | 92.4 | 95.5419 | -117.3 | -119.7906 | -119.7 | -123.0972 | -122.8 | -126.2471 | -122.6 | -126.0294 | 183.3133 | 187.055
2020-10-18 07:30 | -36 | -36.6742 | 26.1511 | 26.2174 | 50.4152 | 53.6306 | -36 | -36.8782 | -151.9668 | 153.9175 | -151.9668 | 153.9175 | -15.599 | 59.3515 | 95.1 | 97.2634 | 94.5 | 96.7406 | -118.2 | -120.1446 | -121.6 | -124.5538 | -124.6 | -127.6132 | -124.6 | -127.5735 | 194.7856 | 197.0203
2020-10-18 08:00 | -47 | -48.0521 | 12.7386 | 13.4135 | 61.1547 | 64.4216 | -47 | -48.0521 | -172.1558 | 174.2365 | -172.1558 | 174.2365 | -22.733 | 62.1455 | 100.2 | 102.4389 | 100.5 | 102.6096 | -126.4 | -128.9085 | -130.3 | -132.968 | -133.9 | -136.2622 | -133.4 | -136.3027 | 190.2287 | 191.721
2020-10-18 08:30 | -61 | -61.8142 | 6.4954 | 8.6769 | 73.4001 | 75.745 | -60 | -60.8276 | -192.7504 | 194.3734 | -192.7504 | 194.3734 | -12.7574 | 57.6296 | 103.5 | 105.3209 | 105.3 | 106.7773 | -131.7 | -133.3324 | -136.3 | -137.5182 | -138.8 | -141.8476 | -139.5 | -142.0558 | 196.0883 | 197.2733
2020-10-18 09:00 | -63 | -63.7887 | 12.6831 | 14.6616 | 70.5776 | 73.0268 | -61 | -61.8142 | -184.4061 | 185.8498 | -184.4061 | 185.8498 | -7.2713 | 58.9571 | 111.3 | 112.6986 | 109.8 | 111.3643 | -139.9 | -141.4378 | -143.5 | -145.7306 | -147.4 | -149.7279 | -147 | -149.3518 | 198.3038 | 199.4288
2020-10-18 09:30 | -57 | -57.7062 | 6.7552 | 7.8302 | 68.9941 | 71.0593 | -57 | -57.7062 | -179.8121 | 180.9476 | -179.8121 | 180.9476 | 7.9976 | 57.3328 | 122.4 | 123.7605 | 121.8 | 123.1229 | -152.6 | -154.9702 | -154 | -156.9912 | -158.2 | -161.2075 | -157.6 | -160.7172 | 177.3376 | 178.3672
2020-10-18 10:00 | -46 | -46.5296 | 17.5898 | 18.3775 | 56.4389 | 59.8236 | -52 | -52.469 | -158.0355 | 160.1952 | -158.0355 | 160.1952 | 19.3405 | 65.4928 | 129 | 130.6031 | 129.6 | 131.0145 | -161.1 | -163.7607 | -162.5 | -165.797 | -166.7 | -169.9935 | -166.6 | -169.9743 | 168.23 | 169.2377
2020-10-18 10:30 | -45 | -45.3982 | 17.2104 | 17.2764 | 57.2379 | 59.4817 | -45 | -45.2769 | -153.1815 | 154.6576 | -153.1815 | 154.6576 | 29.0095 | 75.5612 | 135.3 | 137.0133 | 133.8 | 135.4848 | -168.3 | -171.8805 | -168.8 | -172.8505 | -173 | -177.1889 | -172.9 | -177.1563 | 148.3948 | 149.3946
2020-10-18 11:00 | -47 | -47.3814 | 17.9859 | 18.1812 | 61.4619 | 63.593 | -47 | -47.3814 | -158.8222 | 160.4748 | -158.8222 | 160.4748 | 36.9456 | 79.0137 | 138 | 139.6802 | 139.2 | 140.7751 | -173.7 | -176.9199 | -173.2 | -177.0456 | -177.5 | -181.4595 | -177.2 | -181.2287 | 144.9662 | 146.3333
2020-10-18 11:30 | -49 | -49.4975 | 21.5758 | 22.3111 | 57.8545 | 60.9925 | -48 | -48.5077 | -154.1982 | 156.6691 | -154.1982 | 156.6691 | 29.4371 | 77.2324 | 138 | 139.9698 | 138.3 | 140.316 | -173.9 | -177.7718 | -172.8 | -177.2794 | -176.9 | -181.5831 | -176.7 | -181.3717 | 128.8462 | 129.4955
2020-10-18 12:00 | -56 | -56.4358 | 8.6242 | 9.1682 | 68.5759 | 70.6057 | -56 | -56.5685 | -168.4742 | 170.0913 | -168.4742 | 170.0913 | 34.4554 | 78.2671 | 137.7 | 139.5748 | 137.7 | 139.6741 | -170.8 | -174.7484 | -171.1 | -175.4442 | -175.4 | -179.7707 | -175.1 | -179.6778 | 146.275 | 146.9102
2020-10-18 12:30 | -53 | -53.7587 | 1.5548 | 4.9902 | 71.9416 | 74.2612 | -54 | -54.7449 | -164.8902 | 166.9234 | -164.8902 | 166.9234 | 45.7653 | 83.5642 | 134.7 | 136.9279 | 135 | 137.0645 | -167.8 | -171.7665 | -166.4 | -170.7733 | -170.6 | -175.0906 | -170.2 | -174.7915 | 135.8469 | 136.149
2020-10-18 13:00 | -64 | -64.9384 | -6.7239 | 8.2011 | 73.0015 | 75.6988 | -64 | -64.7765 | -162.7342 | 165.454 | -162.7342 | 165.454 | 46.4179 | 85.0309 | 133.5 | 135.8576 | 134.4 | 136.9108 | -167.8 | -172.0269 | -167.6 | -172.1689 | -172 | -176.7038 | -171.9 | -176.7451 | 133.7826 | 134.0136
2020-10-18 13:30 | -62 | -63.3482 | -2.7052 | 7.4619 | 72.8289 | 76.0092 | -62 | -63.1506 | -161.9297 | 164.7443 | -161.9297 | 164.7443 | 50.0762 | 85.5991 | 135.6 | 138.0326 | 134.4 | 136.8539 | -169 | -173.5547 | -167.9 | -172.6687 | -171.7 | -176.6441 | -172 | -177.03 | 116.4828 | 116.713
2020-10-18 14:00 | -61 | -62.3699 | 5.2227 | 9.9906 | 66.8791 | 70.9584 | -61 | -62.1691 | -158.2043 | 161.7569 | -158.2043 | 161.7569 | 66.5699 | 95.6258 | 135.3 | 137.5722 | 134.1 | 136.2839 | -168.9 | -173.0464 | -166.6 | -171.1726 | -170.7 | -175.3926 | -170.8 | -175.6016 | 141.958 | 142.5386
2020-10-18 14:30 | -59 | -60.4152 | -1.9278 | 6.6647 | 67.9318 | 71.5233 | -60 | -61.3922 | -159.2174 | 161.9071 | -159.2174 | 161.9071 | 68.8374 | 97.0939 | 134.7 | 136.8743 | 136.2 | 138.4574 | -170.5 | -174.4685 | -168.9 | -173.3442 | -172.6 | -177.2424 | -173.3 | -178.1532 | 148.714 | 149.0968
2020-10-18 15:00 | -59 | -60.6383 | 1.1579 | 7.8121 | 69.446 | 73.1322 | -59 | -60.6383 | -151.3325 | 154.1217 | -151.3325 | 154.1217 | 66.9046 | 97.1856 | 135.3 | 137.5722 | 137.1 | 139.0826 | -170 | -174.6512 | -168.2 | -173.3083 | -172.4 | -177.792 | -172 | -177.4218 | 156.4572 | 156.9194
2020-10-18 15:30 | -57 | -58.2495 | 7.9425 | 10.7038 | 68.9666 | 72.136 | -56 | -57.0701 | -157.4647 | 159.9647 | -157.4647 | 159.9647 | 41.6392 | 84.2528 | 134.7 | 137.3794 | 135.9 | 138.6743 | -169.3 | -173.4977 | -169.8 | -174.7505 | -174 | -179.0656 | -173.6 | -178.5801 | 165.5966 | 165.6478
2020-10-18 16:00 | -54 | -54.9181 | 17.6656 | 18.5413 | 65.8683 | 68.3715 | -54 | -54.7449 | -158.3999 | 160.49 | -158.3999 | 160.49 | 15.0587 | 71.8164 | 135.6 | 137.9217 | 135.6 | 137.9217 | -170.5 | -174.5323 | -170.7 | -175.263 | -175.4 | -179.2655 | -174.8 | -179.4757 | 164.2256 | 164.3275
2020-10-18 16:30 | -49 | -50.01 | 21.8429 | 22.6653 | 63.077 | 65.8624 | -49 | -50.01 | -163.3291 | 165.2446 | -163.3291 | 165.2446 | -1.0822 | 68.9981 | 135.9 | 138.0554 | 135.9 | 138.2717 | -169.9 | -173.8822 | -170.7 | -175.0763 | -175.1 | -179.6554 | -174.8 | -179.3854 | 178.6358 | 178.6945
2020-10-18 17:00 | -42 | -42.5793 | 29.216 | 29.4566 | 56.2183 | 58.7523 | -42 | -42.7551 | -162.4007 | 163.6353 | -162.4007 | 163.6353 | -3.4312 | 67.6271 | 134.7 | 136.6664 | 135.6 | 137.454 | -168.6 | -171.7997 | -171 | -174.8041 | -175.2 | -178.785 | -175 | -178.9135 | 194.5485 | 194.6072
2020-10-18 17:30 | -39 | -39.3192 | 42.0933 | 42.109 | 53.7837 | 55.1818 | -38 | -38.2099 | -165.0971 | 165.4509 | -165.0971 | 165.4509 | -9.4087 | 64.7714 | 135.3 | 137.0609 | 137.4 | 139.1344 | -169.5 | -172.0527 | -172.6 | -175.6762 | -176.9 | -179.9507 | -176.7 | -179.9925 | 215.7098 | 215.7886
2020-10-18 18:00 | -27 | -27.0185 | 50.869 | 50.8865 | 46.5183 | 47.689 | -28 | -28.0179 | -158.6657 | 158.8077 | -158.6657 | 158.8077 | 3.8413 | 68.2945 | 134.7 | 136.4687 | 135.3 | 137.0609 | -168.2 | -171.602 | -172.6 | -176.213 | -176.3 | -179.8981 | -176.8 | -180.5893 | 245.0706 | 245.0854
2020-10-18 18:30 | -19 | -19 | 66.5056 | 66.5099 | 38.0328 | 39.0737 | -19 | -19 | -149.1468 | 149.2602 | -149.1468 | 149.2602 | -1.5347 | 65.5183 | 133.8 | 135.8308 | 134.1 | 136.2839 | -168 | -171.5867 | -172.3 | -175.7792 | -176.6 | -180.0739 | -176.5 | -179.9961 | 254.0251 | 254.038
2020-10-18 19:00 | -23 | -23.1948 | 66.8197 | 66.8645 | 42.2064 | 42.3113 | -22 | -22.3607 | -157.1517 | 157.1805 | -157.1517 | 157.1805 | -6.0654 | 58.5704 | 134.1 | 135.4253 | 132.9 | 134.5024 | -167.2 | -169.9591 | -172.6 | -175.4509 | -176.7 | -179.592 | -176.9 | -179.8426 | 261.5387 | 261.5613
2020-10-18 19:30 | -15 | -15.2971 | 78.6051 | 78.6268 | 30.1267 | 30.4293 | -16 | -16.2788 | -136.6284 | 136.6418 | -136.6284 | 136.6418 | -7.5445 | 64.2289 | 132.9 | 134.6923 | 133.2 | 134.8452 | -166.1 | -169.3659 | -171.2 | -174.4276 | -175 | -178.1964 | -175.3 | -178.6687 | 246.682 | 246.7073
2020-10-18 20:00 | -3 | -3.6056 | 83.2653 | 83.3299 | 23.3867 | 23.7383 | -3 | -3.6056 | -124.1773 | 124.2 | -124.1773 | 124.2 | -0.52251 | 69.655 | 133.2 | 135.2398 | 133.5 | 135.5353 | -166.1 | -169.7475 | -170.3 | -173.7396 | -174.7 | -178.1715 | -175 | -178.5248 | 244.7826 | 244.7913
2020-10-18 20:30 | -15 | -15.0333 | 69.3621 | 69.3897 | 33.5096 | 34.2113 | -15 | -15.0333 | -132.1252 | 132.1745 | -132.1252 | 132.1745 | 22.6658 | 81.6479 | 134.4 | 136.9683 | 133.8 | 136.3219 | -166.8 | -171.1855 | -170.5 | -174.4473 | -175.1 | -179.1336 | -175.1 | -179.2398 | 239.2227 | 239.2854
2020-10-18 21:00 | -18 | -18 | 65.3589 | 65.3988 | 33.5891 | 34.7596 | -16 | -16 | -125.6942 | 125.9483 | -125.6942 | 125.9483 | 33.2267 | 88.6015 | 127.5 | 130.39 | 126.3 | 129.2168 | -160.6 | -165.0114 | -165.3 | -169.5224 | -169.9 | -174.2518 | -168.9 | -173.2993 | 238.9597 | 239.0448
2020-10-18 21:30 | -3 | -3 | 73.9347 | 73.95 | 21.4829 | 24.082 | -3 | -3 | -108.6434 | 109.298 | -108.6434 | 109.298 | 48.7556 | 99.7281 | 134.4 | 138.1108 | 133.5 | 137.2352 | -167.9 | -173.7484 | -170.2 | -175.5969 | -174.8 | -180.2527 | -174.2 | -179.7693 | 211.0974 | 211.1449
2020-10-18 22:00 | -12 | -12 | 62.3219 | 62.4355 | 29.0906 | 30.8943 | -12 | -12 | -114.5317 | 115.276 | -114.5317 | 115.276 | 57.1599 | 95.4281 | 133.5 | 136.0274 | 134.7 | 137.2053 | -167.5 | -171.9351 | -168.8 | -173.6374 | -172.8 | -177.8107 | -172.8 | -177.8309 | 188.4629 | 188.9982
2020-10-18 22:30 | -11 | -11 | 60.516 | 60.6461 | 27.9437 | 29.9721 | -12 | -12 | -113.7223 | 114.4798 | -113.7223 | 114.4798 | 66.9493 | 96.8502 | 134.7 | 136.9279 | 134.7 | 137.1486 | -167 | -171.0931 | -167.2 | -171.8717 | -171.2 | -175.9483 | -170.9 | -175.8195 | 170.703 | 174.2149
2020-10-18 23:00 | 0 | 0 | 66.1741 | 66.3231 | 20.3238 | 23.4059 | 0 | 0 | -104.9083 | 105.8349 | -104.9083 | 105.8349 | 78.03 | 105.5246 | 131.7 | 134.2033 | 132.3 | 134.6228 | -166 | -170.1494 | -166.2 | -170.899 | -170.1 | -174.7809 | -169.7 | -174.6533 | 174.084 | 177.638
2020-10-18 23:30 | -8 | -8 | 64.3041 | 64.4911 | 22.2294 | 24.6637 | -7 | -7 | -117.8712 | 118.4283 | -117.8712 | 118.4283 | 66.7377 | 92.3072 | 133.8 | 135.4848 | 134.4 | 136.1246 | -168.3 | -171.5036 | -168.1 | -172.2538 | -172.3 | -176.5055 | -171.9 | -176.2465 | 176.4424 | 182.1372
2020-10-19 | -4 | -4 | 68.7576 | 68.9246 | 16.0939 | 19.7295 | -4 | -4 | -100.5388 | 101.4511 | -100.5388 | 101.4511 | 62.4139 | 92.3844 | 133.2 | 135.1882 | 133.8 | 135.7794 | -165.8 | -169.4539 | -165.2 | -169.5591 | -169.1 | -173.5616 | -169.1 | -173.6977 | 162.7038 | 168.0244
2020-10-19 00:30 | 0 | 0 | 63.6344 | 63.8336 | 18.8147 | 22.2423 | 0 | 0 | -101.4862 | 102.6288 | -101.4862 | 102.6288 | 68.6379 | 98.1472 | 134.4 | 136.7421 | 135.3 | 137.6268 | -169.5 | -173.2841 | -168.7 | -173.1783 | -172.6 | -177.0601 | -172.4 | -176.862 | 153.9193 | 159.5276
2020-10-19 01:00 | -7 | -7 | 59.1834 | 59.4397 | 22.0139 | 24.9851 | -7 | -7 | -100.0353 | 101.286 | -100.0353 | 101.286 | 72.3765 | 102.3915 | 136.2 | 138.5666 | 135 | 137.4432 | -169.9 | -174.1634 | -168.3 | -173.7815 | -172.3 | -177.5424 | -172.3 | -176.6889 | 149.9869 | 155.6292
2020-10-19 01:30 | 0 | 0 | 63.765 | 64.1032 | 15.2524 | 18.9784 | 0 | 0 | -93.6545 | 95.1382 | -93.6545 | 95.1382 | 78.9813 | 108.0186 | 134.7 | 137.4386 | 135 | 137.9139 | -168.8 | -173.7079 | -168 | -173.2191 | -172.5 | -177.8515 | -171.3 | -176.8358 | 140.3182 | 147.4316
2020-10-19 02:00 | 0 | 0 | 61.7637 | 62.2889 | 16.508 | 19.4574 | 0 | 0 | -93.5439 | 94.8268 | -93.5439 | 94.8268 | 82.2153 | 114.9007 | 135 | 139.4884 | 136.5 | 140.9406 | -169.6 | -177.514 | -167.3 | -175.5948 | -172.3 | -180.3376 | -172 | -180.0467 | 136.469 | 140.8353
2020-10-19 02:30 | 0 | 0 | 60.5878 | 61.032 | 16.904 | 20.3998 | 0 | 0 | -91.1013 | 92.6478 | -91.1013 | 92.6478 | 84.1974 | 118.3405 | 135 | 140.3551 | 136.8 | 141.8467 | -169.1 | -178.1311 | -167.2 | -176.873 | -171 | -180.9542 | -170.5 | -180.6453 | 126.3236 | 129.6982
2020-10-19 03:00 | 0 | 0 | 64.2129 | 64.6243 | 15.1587 | 18.3171 | 0 | 0 | -85.6605 | 86.9904 | -85.6605 | 86.9904 | 89.1559 | 122.5341 | 135.3 | 141.4047 | 135.9 | 141.8064 | -169.3 | -179.385 | -168.3 | -179.0819 | -172.2 | -183.1316 | -171.8 | -183.0905 | 139.5559 | 142.4307
2020-10-19 03:30 | 0 | 0 | 66.696 | 67.0939 | 13.7301 | 16.9503 | 0 | 0 | -85.3119 | 86.6376 | -85.3119 | 86.6376 | 88.7052 | 122.1593 | 136.2 | 141.84 | 135.9 | 141.4684 | -169.7 | -179.9844 | -168 | -179.0564 | -171.6 | -183.2 | -171.6 | -183.3229 | 137.202 | 140.1224
2020-10-19 04:00 | 0 | 0 | 66.5489 | 66.8914 | 17.2109 | 19.3963 | 0 | 0 | -91.8184 | 92.8462 | -91.8184 | 92.8462 | 80.8903 | 114.6232 | 136.2 | 141.5914 | 136.2 | 141.7566 | -169.7 | -179.2395 | -168.8 | -179.0462 | -172.6 | -183.0622 | -172.5 | -183.1688 | 142.9277 | 145.4271
2020-10-19 04:30 | -2 | -2 | 69.0306 | 69.1787 | 20.8753 | 22.1871 | -3 | -3 | -99.8145 | 100.3941 | -99.8145 | 100.3941 | 81.9082 | 114.7715 | 136.2 | 142.0939 | 136.8 | 142.4163 | -169.6 | -179.5694 | -168.6 | -179.1263 | -172.4 | -183.0746 | -172.3 | -183.2173 | 183.7039 | 183.8695
2020-10-19 05:00 | -2 | -2.2361 | 76.8 | 76.8071 | 22.5985 | 23.0801 | -3 | -3 | -107.4654 | 107.5757 | -107.4654 | 107.5757 | 53.639 | 91.1904 | 136.8 | 142.1687 | 136.5 | 142.212 | -169.4 | -178.8285 | -167.3 | -177.432 | -171.2 | -181.3765 | -170.9 | -181.3596 | 187.6629 | 187.8631
2020-10-19 05:30 | -2 | -4.4721 | 86.1015 | 86.1092 | 19.9314 | 20.5075 | -1 | -5.099 | -111.5036 | 111.5037 | -111.5036 | 111.5037 | 41.4308 | 82.9918 | 136.2 | 140.5016 | 136.2 | 140.801 | -169.6 | -177.4809 | -169.4 | -177.3193 | -173.6 | -181.6274 | -173.2 | -181.3931 | 210.6078 | 211.075
2020-10-19 06:00 | -4 | -6.4031 | 90.0861 | 90.1246 | 23.2175 | 23.9723 | -3 | -5.831 | -126.2072 | 126.2994 | -126.2072 | 126.2994 | 8.7176 | 60.8661 | 135.3 | 138.2076 | 135.6 | 138.6247 | -169.6 | -174.7713 | -170 | -174.9685 | -174 | -178.9738 | -173.8 | -178.8972 | 229.5228 | 230.8132
2020-10-19 06:30 | -13 | -15.8114 | 85.3321 | 85.3557 | 35.7377 | 37.2878 | -15 | -18.0278 | -152.3464 | 153.3021 | -152.3464 | 153.3021 | -18.4915 | 54.1355 | 133.8 | 135.3462 | 134.4 | 136.0774 | -167.1 | -169.9878 | -169.8 | -173.151 | -173.8 | -177.1523 | -174 | -177.3292 | 266.8512 | 267.7828
2020-10-19 07:00 | -15 | -15.1327 | 79.0578 | 79.6656 | 36.9454 | 37.0957 | -15 | -15.1327 | -150.0311 | 150.2743 | -150.0311 | 150.2743 | -36.6134 | 53.6982 | 132.9 | 135.8589 | 133.2 | 135.8497 | -165.1 | -170.0187 | -170.6 | -175.7171 | -174.7 | -179.889 | -174.4 | -179.816 | 287.7779 | 288.6868
2020-10-19 07:30 | -11 | -11 | 79.7579 | 80.5673 | 32.5988 | 32.9214 | -11 | -11 | -138.1905 | 138.2066 | -138.1905 | 138.2066 | -37.882 | 54.4597 | 132.6 | 135.5655 | 132.6 | 135.7556 | -166.2 | -171.6448 | -170.8 | -176.5018 | -174.8 | -180.6247 | -174.7 | -180.528 | 274.3159 | 275.643
2020-10-19 08:00 | -20 | -20 | 71.3453 | 72.624 | 41.4599 | 41.7761 | -20 | -20 | -154.3243 | 154.33 | -154.3243 | 154.33 | -23.9496 | 42.1759 | 131.4 | 134.392 | 131.4 | 134.3293 | -163.7 | -168.5637 | -167.2 | -172.5169 | -171.1 | -176.4939 | -171.4 | -176.8093 | 275.4033 | 275.7563
2020-10-19 08:30 | -21 | -21.095 | 56.1122 | 57.2021 | 45.0037 | 45.4196 | -22 | -22.0907 | -154.9083 | 154.9372 | -154.9083 | 154.9372 | -5.0666 | 39.9046 | 133.5 | 135.3333 | 132.9 | 135.0497 | -165.8 | -169.5098 | -168.9 | -174.3372 | -173.1 | -178.4831 | -173.2 | -178.2417 | 286.4834 | 288.9832
2020-10-19 09:00 | -29 | -29 | 46.6775 | 47.9825 | 44.3603 | 45.1464 | -28 | -28 | -151.3189 | 151.4578 | -151.3189 | 151.4578 | 0.47018 | 50.561 | 132 | 135.1053 | 132.3 | 135.7254 | -165.1 | -170.6078 | -170.1 | -176.77 | -174.3 | -181.0837 | -174.2 | -181.0418 | 296.4113 | 298.9025
2020-10-19 09:30 | -34 | -34 | 50.7434 | 51.9716 | 51.7121 | 51.9834 | -31 | -31.0161 | -152.5936 | 152.5946 | -152.5936 | 152.5946 | -23.5836 | 48.6747 | 130.5 | 132.7984 | 131.1 | 133.2787 | -162.4 | -167.2133 | -166.9 | -172.415 | -171.4 | -177.7365 | -170.9 | -176.9756 | 267.8901 | 270.498
2020-10-19 10:00 | -35 | -35.0571 | 56.3091 | 57.4258 | 53.9161 | 54.0293 | -34 | -34.0147 | -154.8978 | 154.9538 | -154.8978 | 154.9538 | -32.5448 | 51.6596 | 129.3 | 131.3472 | 129 | 130.9994 | -163.3 | -165.8848 | -166.9 | -171.7156 | -171.3 | -176.0339 | -171 | -175.84 | 267.1524 | 269.2854
2020-10-19 10:30 | -33 | -33 | 61.0396 | 62.4836 | 52.8586 | 53.0248 | -32 | -32 | -157.6778 | 157.814 | -157.6778 | 157.814 | -39.787 | 57.9873 | 130.5 | 132.9108 | 129.6 | 132.0849 | -163.6 | -166.8839 | -166.5 | -171.8425 | -170.3 | -175.7718 | -170.5 | -175.5527 | 251.0909 | 253.4464
2020-10-19 11:00 | -38 | -38 | 50.1308 | 51.5479 | 55.8206 | 56.095 | -39 | -39 | -156.6566 | 156.7596 | -156.6566 | 156.7596 | -43.8175 | 73.3999 | 131.7 | 133.7627 | 132 | 134.1641 | -165.1 | -168.6636 | -167.2 | -173.916 | -171.9 | -178.9599 | -172.2 | -178.3543 | 228.6263 | 229.5662
2020-10-19 11:30 | -44 | -44 | 46.5924 | 47.843 | 60.2828 | 60.536 | -42 | -42 | -159.0786 | 159.0943 | -159.0786 | 159.0943 | -25.2578 | 65.4344 | 132.6 | 134.8082 | 133.2 | 135.3984 | -165.2 | -169.4771 | -167.3 | -172.8272 | -171.3 | -177.0722 | -170.7 | -176.9756 | 244.5565 | 245.2586
2020-10-19 12:00 | -28 | -28.0713 | 65.1285 | 65.6508 | 47.3584 | 47.4268 | -26 | -26.1725 | -125.5815 | 125.8365 | -125.5815 | 125.8365 | -21.4816 | 66.3843 | 132.3 | 134.5131 | 132 | 134.3839 | -166.1 | -170.3469 | -168.9 | -174.9473 | -173 | -179.2184 | -172.9 | -178.9993 | 256.9492 | 257.4846
2020-10-19 12:30 | -22 | -22.0907 | 64.366 | 64.7077 | 41.0065 | 41.1777 | -22 | -22.2036 | -129.5958 | 129.894 | -129.5958 | 129.894 | -23.6328 | 65.9704 | 130.2 | 132.5596 | 131.1 | 133.5 | -163.4 | -167.8231 | -165.4 | -171.6507 | -169.4 | -175.826 | -169.3 | -175.7296 | 238.2903 | 238.7206
2020-10-19 13:00 | -30 | -30.1496 | 58.3939 | 58.7022 | 47.209 | 47.3746 | -30 | -30.1496 | -130.3944 | 130.6542 | -130.3944 | 130.6542 | -5.2355 | 84.1187 | 132.3 | 134.9673 | 131.7 | 134.2613 | -166.2 | -170.8758 | -167.8 | -173.8072 | -171.6 | -177.807 | -171.6 | -177.8937 | 235.6558 | 236.6717
2020-10-19 13:30 | -28 | -28.1603 | 52.0671 | 52.2802 | 45.8675 | 45.9549 | -28 | -28.1603 | -126.77 | 126.8976 | -126.77 | 126.8976 | 1.9331 | 84.8662 | 132.3 | 135.1483 | 132.9 | 135.675 | -165 | -169.8978 | -169 | -175.2011 | -172.9 | -179.2532 | -172.7 | -179.1663 | 261.1815 | 261.9113
2020-10-19 14:00 | -18 | -18.1108 | 62.8255 | 63.0125 | 37.5699 | 37.7652 | -18 | -18.2483 | -122.0592 | 122.0668 | -122.0592 | 122.0668 | -18.0005 | 83.8869 | 133.5 | 136.0274 | 132.3 | 134.6786 | -166.6 | -171.2186 | -168.3 | -173.4615 | -172.3 | -177.6331 | -172.5 | -177.8758 | 195.5291 | 198.3574
2020-10-19 14:30 | -20 | -20.2237 | 65.6965 | 65.7229 | 36.9804 | 37.2498 | -20 | -20.3961 | -110.3526 | 110.3664 | -110.3526 | 110.3664 | -7.4576 | 84.2811 | 134.1 | 136.9108 | 134.1 | 136.9716 | -167.4 | -172.5398 | -167.8 | -173.4983 | -171.8 | -177.6211 | -171.9 | -177.5415 | 195.1407 | 197.6362
2020-10-19 15:00 | -19 | -19.0263 | 62.3911 | 62.5193 | 36.1911 | 36.5105 | -19 | -19.0263 | -116.9739 | 116.9911 | -116.9739 | 116.9911 | -9.8463 | 85.1267 | 132.6 | 135.321 | 133.5 | 136.2628 | -167.5 | -172.5645 | -167.2 | -172.8418 | -171.2 | -177.0154 | -171 | -176.8474 | 202.5871 | 205.0392
2020-10-19 15:30 | -20 | -20.025 | 60.0416 | 60.173 | 41.2103 | 41.4822 | -20 | -20.0998 | -132.151 | 132.1573 | -132.151 | 132.1573 | 2.6917 | 64.439 | 136.5 | 139.2624 | 134.7 | 137.5591 | -168.4 | -173.607 | -167.8 | -173.4223 | -171.6 | -177.3769 | -171.3 | -177.0867 | 209.2954 | 211.4233
2020-10-19 16:00 | -21 | -21.095 | 63.2104 | 63.2605 | 36.1964 | 36.4972 | -20 | -20.0998 | -126.0759 | 126.1234 | -126.0759 | 126.1234 | -19.9058 | 79.6848 | 136.8 | 139.439 | 135.6 | 138.3208 | -169.2 | -174.4316 | -169.2 | -174.8275 | -173.3 | -179.1481 | -173.5 | -179.2911 | 218.4097 | 220.4342
2020-10-19 16:30 | -16 | -16.0312 | 63.4132 | 63.4402 | 32.0805 | 32.607 | -16 | -16.1245 | -128.2534 | 128.2791 | -128.2534 | 128.2791 | -30.5841 | 81.6837 | 134.7 | 137.3207 | 135.3 | 138.2076 | -168.8 | -173.8028 | -169.7 | -175.2114 | -173.4 | -179.0439 | -173.4 | -179.0938 | 230.0742 | 231.7903
2020-10-19 17:00 | -6 | -6.7082 | 76.6661 | 76.6672 | 25.6185 | 25.904 | -6 | -6.3246 | -128.4237 | 128.4355 | -128.4237 | 128.4355 | -29.5631 | 82.6298 | 132 | 134.2727 | 131.7 | 134.2033 | -165.4 | -169.6199 | -167.5 | -172.6127 | -171.6 | -176.8328 | -171.5 | -176.7842 | 255.0945 | 255.7379
2020-10-19 17:30 | -7 | -8.0623 | 93.1724 | 93.1834 | 21.5483 | 22.3872 | -8 | -9.434 | -127.9933 | 128.1417 | -127.9933 | 128.1417 | -42.2425 | 83.8149 | 132.3 | 134.5131 | 133.5 | 135.9702 | -165 | -169.1856 | -167 | -171.9832 | -171.1 | -176.2273 | -171.3 | -176.4215 | 251.3558 | 253.1478
2020-10-19 18:00 | 7 | 9.8995 | 100.0265 | 100.0274 | 18.1297 | 20.8352 | 7 | 10.6301 | -124.4826 | 125.1628 | -124.4826 | 125.1628 | -41.9249 | 78.8599 | 132.6 | 134.5971 | 132 | 134.006 | -166.2 | -169.97 | -168.6 | -173.3728 | -172.7 | -177.5929 | -172.5 | -177.3985 | 252.6225 | 253.5571
2020-10-19 18:30 | 7 | 12.2066 | 107.1245 | 107.144 | 16.7142 | 20.742 | 6 | 11.6619 | -122.537 | 123.7396 | -122.537 | 123.7396 | -44.0989 | 79.4715 | 132.9 | 134.6923 | 132.3 | 134.1497 | -167.8 | -171.1113 | -171 | -175.4356 | -174.6 | -179.0788 | -174.4 | -178.906 | 260.06 | 260.8034
2020-10-19 19:00 | 2 | 10.198 | 110.8165 | 110.8428 | 20.0234 | 23.1529 | 4 | 10.7703 | -128.4099 | 129.5983 | -128.4099 | 129.5983 | -53.508 | 81.4503 | 132.9 | 134.6923 | 133.5 | 135.1882 | -167.4 | -170.8378 | -170.3 | -174.337 | -174.4 | -178.4369 | -174.2 | -178.3178 | 267.9993 | 269.3418
2020-10-19 19:30 | 2 | 8.2462 | 111.4719 | 111.494 | 19.4903 | 22.3868 | 3 | 8.544 | -126.6078 | 127.7053 | -126.6078 | 127.7053 | -49.384 | 82.6302 | 133.8 | 135.438 | 133.2 | 134.9883 | -168.4 | -171.7389 | -170.5 | -174.3841 | -174.7 | -178.6027 | -174.8 | -178.7354 | 251.9569 | 252.9872
2020-10-19 20:00 | 9 | 11.4018 | 108.7387 | 108.7463 | 18.86 | 21.9345 | 9 | 11.4018 | -120.9852 | 121.9917 | -120.9852 | 121.9917 | -38.8018 | 77.9872 | 135.6 | 137.5535 | 134.1 | 136.1263 | -167.9 | -171.6743 | -169.7 | -173.9683 | -173.9 | -178.0783 | -173.8 | -178.0683 | 244.9774 | 246.0057
2020-10-19 20:30 | -2 | -7.2801 | 104.6939 | 104.7259 | 18.4871 | 19.727 | -1 | -7.0711 | -115.9047 | 116.0869 | -115.9047 | 116.0869 | -24.3846 | 79.3931 | 135.6 | 137.9217 | 134.4 | 136.6871 | -167.3 | -171.5392 | -169.3 | -173.8179 | -173.3 | -177.8339 | -173.3 | -177.9695 | 241.712 | 242.9169
2020-10-19 21:00 | -2 | -5.3852 | 92.4303 | 92.4417 | 25.7634 | 26.7801 | -3 | -6.7082 | -120.7429 | 120.8733 | -120.7429 | 120.8733 | 2.2155 | 79.6694 | 137.4 | 140.5102 | 138.3 | 141.5803 | -171.7 | -177.4736 | -173 | -178.8073 | -177.4 | -183.2669 | -177.4 | -183.3172 | 229.8455 | 230.9577
2020-10-19 21:30 | 8 | 9.434 | 97.9771 | 97.978 | 15.2203 | 16.6191 | 8 | 9.434 | -104.5696 | 104.6112 | -104.5696 | 104.6112 | 17.9897 | 81.3435 | 135.6 | 138.6873 | 135 | 138.2932 | -168.9 | -174.5371 | -169.7 | -175.7198 | -173.9 | -180.0096 | -173.7 | -179.9203 | 212.8804 | 213.5301
2020-10-19 22:00 | 8 | 8.9443 | 94.6029 | 94.6097 | 11.5786 | 12.5988 | 6 | 7.8102 | -96.8684 | 96.9368 | -96.8684 | 96.9368 | 30.6069 | 94.8757 | 136.2 | 140.0007 | 136.2 | 139.9316 | -169.9 | -176.5775 | -170 | -176.9764 | -174.5 | -181.6604 | -174.1 | -181.36 | 192.3698 | 192.3722
2020-10-19 22:30 | 14 | 15.6525 | 93.2837 | 93.4652 | 8.2654 | 10.7739 | 13 | 14.7648 | -96.2703 | 96.2704 | -96.2703 | 96.2704 | 49.6059 | 94.1101 | 137.4 | 140.7662 | 137.7 | 141.1904 | -171.1 | -177.3587 | -169.7 | -176.5773 | -173.8 | -180.8492 | -173.5 | -180.6442 | 183.4432 | 183.6848
2020-10-19 23:00 | 17 | 20.8087 | 95.7873 | 96.5281 | 2.9685 | 12.2233 | 17 | 20.2485 | -89.5667 | 89.883 | -89.5667 | 89.883 | 56.5628 | 86.5926 | 138.6 | 141.5606 | 138.6 | 141.9377 | -172.4 | -178.0256 | -169.9 | -176.6737 | -172.7 | -179.381 | -173.1 | -180.066 | 166.1424 | 166.9384
2020-10-19 23:30 | 26 | 28.2312 | 102.7328 | 103.3449 | -4.5698 | 12.2332 | 25 | 26.9258 | -88.7103 | 89.3384 | -88.7103 | 89.3384 | 50.8486 | 79.9837 | 137.4 | 139.857 | 138.3 | 140.8538 | -172.3 | -177.3215 | -170.3 | -176.3508 | -174.2 | -180.5074 | -174.1 | -180.5366 | 184.4307 | 185.9703
2020-10-20 | 26 | 28.6356 | 101.8481 | 102.6291 | -7.5094 | 13.5697 | 25 | 28.178 | -77.2722 | 77.5809 | -77.2722 | 77.5809 | 53.0691 | 82.3861 | 142.8 | 145.5 | 140.4 | 143.204 | -177.8 | -183.3085 | -174.9 | -181.3935 | -178.9 | -185.5952 | -179.1 | -185.9216 | 161.2125 | 162.2514
2020-10-20 00:30 | 21 | 24.1868 | 95.4855 | 96.4946 | -2.9196 | 12.1841 | 21 | 24.1868 | -77.4224 | 77.6861 | -77.4224 | 77.6861 | 63.3989 | 93.5289 | 143.4 | 146.5045 | 143.1 | 145.9693 | -180 | -186.2387 | -177.1 | -184.2418 | -180.9 | -188.1978 | -181.1 | -188.5563 | 156.8237 | 157.7187
2020-10-20 01:00 | 22 | 23.7697 | 95.7029 | 96.3542 | -4.9032 | 9.4384 | 22 | 23.7697 | -69.0378 | 69.0419 | -69.0378 | 69.0419 | 65.4262 | 106.8716 | 144.6 | 148.2513 | 144.9 | 148.6103 | -180.2 | -187.3873 | -176.7 | -184.7088 | -180.9 | -189.0762 | -180.7 | -189.0604 | 156.7453 | 157.5824
2020-10-20 01:30 | 16 | 17.8885 | 89.075 | 89.7765 | -0.12029 | 7.7372 | 16 | 17.8885 | -76.02 | 76.0297 | -76.02 | 76.0297 | 75.3803 | 112.2742 | 144.9 | 149.0906 | 144.6 | 148.7286 | -179.8 | -187.9365 | -176.5 | -185.1406 | -180.8 | -189.6325 | -180.4 | -189.4029 | 149.6407 | 149.8228
2020-10-20 02:00 | 14 | 16.1245 | 86.4452 | 87.2153 | 1.4816 | 7.5765 | 14 | 16.1245 | -74.6795 | 74.7291 | -74.6795 | 74.7291 | 87.0114 | 122.7049 | 144.6 | 149.014 | 144 | 148.1453 | -180.3 | -188.444 | -177.4 | -186.0591 | -181.6 | -190.5811 | -181.2 | -190.2258 | 155.259 | 155.9812
2020-10-20 02:30 | 13 | 15.2643 | 82.5994 | 83.5493 | 3.3511 | 8.2969 | 13 | 15.8114 | -75.9384 | 76.0062 | -75.9384 | 76.0062 | 91.2722 | 126.2852 | 144.6 | 148.5894 | 144.9 | 148.9505 | -180.8 | -188.8738 | -176.7 | -185.3313 | -181.3 | -190.1695 | -181 | -190.1882 | 149.2735 | 150.5756
2020-10-20 03:00 | 14 | 16.1245 | 83.9582 | 84.8497 | 2.6004 | 8.1828 | 13 | 15.2643 | -73.6125 | 73.6754 | -73.6125 | 73.6754 | 92.8016 | 122.8679 | 144.9 | 149.233 | 145.2 | 149.5963 | -180.3 | -188.7964 | -176.7 | -185.8202 | -181.1 | -190.4965 | -180.7 | -190.2439 | 152.5466 | 154.368
2020-10-20 03:30 | 6 | 10 | 78.6869 | 79.5091 | 8.4312 | 11.0817 | 5 | 9.434 | -83.0682 | 83.1541 | -83.0682 | 83.1541 | 92.0633 | 121.4527 | 145.5 | 149.4653 | 144.3 | 148.2285 | -180 | -187.7825 | -176.3 | -184.95 | -180.5 | -189.3767 | -180.2 | -189.2429 | 150.9669 | 152.6674
2020-10-20 04:00 | 8 | 11.3137 | 81.9844 | 82.8099 | 7.2748 | 10.7991 | 9 | 12.0416 | -81.9127 | 81.9288 | -81.9127 | 81.9288 | 91.114 | 120.506 | 145.8 | 149.4879 | 144.9 | 148.6772 | -179.9 | -187.3481 | -177 | -185.378 | -181.1 | -189.7686 | -180.9 | -189.6977 | 167.4199 | 169.0926
2020-10-20 04:30 | 1 | 9 | 79.7541 | 80.2524 | 11.5631 | 13.5581 | 1 | 9.0554 | -91.4826 | 91.5122 | -91.4826 | 91.5122 | 79.1271 | 110.2546 | 144.9 | 148.1581 | 145.2 | 148.3893 | -181.2 | -187.6563 | -177.7 | -185.3499 | -181.8 | -189.7074 | -181.8 | -189.8797 | 171.2099 | 172.5094
2020-10-20 05:00 | 2 | 8.2462 | 84.3753 | 84.5303 | 15.4006 | 17.5456 | 2 | 8.2462 | -102.1405 | 102.1645 | -102.1405 | 102.1645 | 59.4679 | 96.8119 | 145.5 | 148.5003 | 144.6 | 147.6186 | -180.4 | -186.4725 | -178.3 | -185.5609 | -182.8 | -190.4521 | -182.3 | -189.9162 | 181.5321 | 182.2722
2020-10-20 05:30 | 5 | 7.8102 | 97.0264 | 97.0298 | 10.5066 | 12.2472 | 5 | 7.8102 | -103.7358 | 103.7607 | -103.7358 | 103.7607 | 30.6605 | 86.2001 | 144.6 | 147.9277 | 145.2 | 148.5142 | -180.5 | -187.7032 | -178.4 | -185.5466 | -182.8 | -190.1345 | -182.4 | -189.8461 | 209.7033 | 209.7815
2020-10-20 06:00 | -2 | -7.2801 | 91.0582 | 91.0595 | 22.4876 | 24.1173 | -1 | -7.0711 | -131.511 | 131.9054 | -131.511 | 131.9054 | 6.7038 | 55.9768 | 142.8 | 144.6563 | 142.8 | 145.0065 | -178.5 | -183.0812 | -180.2 | -185.3059 | -184.7 | -189.805 | -184.5 | -189.7439 | 239.0849 | 239.0997
2020-10-20 06:30 | -9 | -9.2195 | 87.8454 | 88.2657 | 31.8208 | 31.9958 | -7 | -7.2801 | -154.3551 | 154.5374 | -154.3551 | 154.5374 | -27.405 | 65.6131 | 142.8 | 145.5578 | 143.4 | 146.2635 | -176.9 | -182.4601 | -180.4 | -183.9962 | -185.2 | -188.8819 | -184.7 | -188.2526 | 263.4793 | 263.6653
2020-10-20 07:00 | -9 | -9.0554 | 83.9924 | 84.4631 | 33.0072 | 33.1874 | -9 | -9.0554 | -152.9321 | 153.094 | -152.9321 | 153.094 | -38.2777 | 62.8722 | 141.6 | 144.4991 | 142.5 | 145.6237 | -176.9 | -182.5092 | -180.7 | -184.5704 | -185.1 | -189.0412 | -185.3 | -189.2573 | 269.9621 | 270.4932
2020-10-20 07:30 | -11 | -11.1803 | 78.5166 | 79.1453 | 33.8204 | 34.2046 | -11 | -11.1803 | -154.2289 | 154.3443 | -154.2289 | 154.3443 | -42.3121 | 65.8299 | 141.6 | 144.7431 | 141.3 | 144.3876 | -175.9 | -181.5649 | -180.3 | -184.3438 | -185.1 | -189.1846 | -184.7 | -188.7314 | 250.987 | 252.6933
2020-10-20 08:00 | -16 | -16.0312 | 70.169 | 70.5861 | 35.7567 | 36.0964 | -18 | -18.0278 | -156.124 | 156.2833 | -156.124 | 156.2833 | -36.4612 | 68.5523 | 141.3 | 143.0333 | 141 | 142.7839 | -176.8 | -180.6301 | -180.5 | -185.0979 | -184.9 | -189.6545 | -184.7 | -189.3709 | 255.1865 | 255.9072
2020-10-20 08:30 | -15 | -15.0333 | 72.7063 | 73.2971 | 38.4739 | 38.677 | -14 | -14.1421 | -152.6542 | 152.7563 | -152.6542 | 152.7563 | -25.4207 | 68.1002 | 141.6 | 144.04 | 141.6 | 144.04 | -176.9 | -182.1938 | -179.2 | -185.1599 | -183.6 | -189.6951 | -183.7 | -189.7418 | 219.6043 | 221.7581
2020-10-20 09:00 | -29 | -29.2746 | 71.0832 | 71.5713 | 41.4382 | 41.679 | -29 | -29.2746 | -150.7232 | 150.8617 | -150.7232 | 150.8617 | -16.893 | 53.5054 | 139.8 | 141.8451 | 139.8 | 141.7947 | -172.4 | -176.6248 | -175.5 | -181.0805 | -179.6 | -185.4221 | -179.5 | -185.2509 | 220.4709 | 222.4323
2020-10-20 09:30 | -23 | -23.3452 | 62.8599 | 63.1673 | 41.5901 | 41.8727 | -23 | -23.3452 | -151.1656 | 151.3373 | -151.1656 | 151.3373 | -13.7217 | 52.6984 | 135.9 | 137.8999 | 136.2 | 138.2984 | -170.4 | -174.3841 | -174.2 | -179.3076 | -178.7 | -184.1332 | -178.6 | -183.9641 | 228.9244 | 230.3647
2020-10-20 10:00 | -31 | -31.0644 | 55.1114 | 55.8225 | 48.8435 | 48.9949 | -31 | -31.0644 | -160.7947 | 160.8318 | -160.7947 | 160.8318 | -0.267 | 63.4466 | 136.5 | 139.3825 | 135.3 | 138.1467 | -169 | -174.3109 | -173.9 | -180.4029 | -177.3 | -183.8234 | -177.1 | -183.5245 | 264.4701 | 266.6437
2020-10-20 10:30 | -28 | -28.8617 | 58.3058 | 58.4269 | 44.6635 | 45.1492 | -28 | -28.8617 | -153.7665 | 154.0571 | -153.7665 | 154.0571 | -15.7976 | 69.9629 | 136.8 | 138.687 | 137.1 | 138.699 | -171.7 | -175.4746 | -172.6 | -176.9293 | -176.5 | -180.9317 | -176.6 | -181.0293 | 208.8371 | 218.71
2020-10-20 11:00 | -29 | -29.8329 | 45.8998 | 45.9003 | 46.978 | 47.5183 | -29 | -29.8329 | -158.9902 | 159.3822 | -158.9902 | 159.3822 | -7.4339 | 70.8375 | 137.7 | 139.9332 | 137.4 | 139.4803 | -171.4 | -175.8478 | -172 | -176.8423 | -176.2 | -181.1365 | -176.2 | -181.0392 | 195.6895 | 206.9816
2020-10-20 11:30 | -27 | -27.1662 | 46.8853 | 47.0347 | 39.5489 | 39.7056 | -29 | -29.1548 | -144.1642 | 144.2081 | -144.1642 | 144.2081 | 6.3984 | 80.7134 | 135.3 | 139.0558 | 134.7 | 138.472 | -168.4 | -175.412 | -169.4 | -176.1786 | -173.4 | -180.3544 | -173.4 | -180.3544 | 196.8236 | 206.4151
2020-10-20 12:00 | -17 | -17.1172 | 44.9254 | 45.0954 | 32.5238 | 33.1404 | -16 | -16.1245 | -131.6323 | 131.6583 | -131.6323 | 131.6583 | 48.0927 | 78.2573 | 134.7 | 136.5663 | 134.4 | 136.3202 | -168.3 | -171.742 | -168.7 | -175.1516 | -172.7 | -179.4081 | -172.5 | -179.2699 | 244.1 | 265.6966
2020-10-20 12:30 | -12 | -12.6491 | 40.9604 | 40.9623 | 28.5143 | 28.9395 | -12 | -13 | -119.6059 | 119.6228 | -119.6059 | 119.6228 | 62.4859 | 86.923 | 133.5 | 135.9136 | 134.1 | 136.503 | -167.6 | -171.6788 | -170 | -177.0321 | -173.9 | -181.168 | -173.8 | -181.044 | 244.7963 | 269.8221
2020-10-20 13:00 | -8 | -8.544 | 44.1218 | 44.1275 | 20.8173 | 21.408 | -9 | -9.4868 | -107.9153 | 107.9291 | -107.9153 | 107.9291 | 81.3077 | 103.2295 | 134.1 | 136.0751 | 135 | 137.013 | -167.4 | -171.2905 | -170.7 | -177.6766 | -174.7 | -181.9764 | -174.3 | -181.6643 | 254.2338 | 276.7457
2020-10-20 13:30 | -19 | -19.2354 | 34.1549 | 34.1778 | 30.7353 | 31.1222 | -19 | -19.2354 | -120.5178 | 120.5399 | -120.5178 | 120.5399 | 96.6751 | 115.8236 | 135.3 | 137.4648 | 135.6 | 137.8134 | -170 | -174.0439 | -171.8 | -178.956 | -176.3 | -183.7129 | -175.7 | -183.2051 | 264.3846 | 284.5197
2020-10-20 14:00 | -14 | -14.3178 | 38.6475 | 38.6583 | 26.7024 | 27.4528 | -13 | -13.0384 | -113.006 | 113.0771 | -113.006 | 113.0771 | 88.9155 | 109.7806 | 137.4 | 139.5848 | 136.2 | 138.4574 | -170.8 | -175.2406 | -170.9 | -178.3761 | -174.9 | -182.5236 | -174.8 | -182.6873 | 233.6702 | 255.3713
2020-10-20 14:30 | -15 | -15.2971 | 36.9397 | 36.9751 | 26.4532 | 27.0065 | -15 | -15.2971 | -114.231 | 114.2859 | -114.231 | 114.2859 | 95.5513 | 116.4184 | 141.9 | 144.173 | 142.2 | 144.5216 | -177.5 | -182.1737 | -178.2 | -185.9717 | -181.5 | -189.4485 | -181.6 | -189.6017 | 238.1668 | 260.4304
2020-10-20 15:00 | -2 | -2.8284 | 50.0089 | 50.0462 | 15.8941 | 16.8066 | -2 | -2.8284 | -99.9231 | 99.9891 | -99.9231 | 99.9891 | 84.5537 | 107.0334 | 142.8 | 145.2198 | 144.9 | 147.1533 | -178.9 | -184.089 | -177.8 | -185.9946 | -181.5 | -189.9133 | -181.4 | -189.9656 | 214.0733 | 240.1683
2020-10-20 15:30 | -10 | -10.0499 | 48.7548 | 48.7601 | 24.3928 | 25.0529 | -10 | -10.4403 | -114.6347 | 114.6769 | -114.6347 | 114.6769 | 72.2121 | 94.3245 | 143.7 | 146.3834 | 144.9 | 147.5616 | -179.5 | -185.0547 | -178.1 | -186.4878 | -182.2 | -190.8252 | -182.1 | -190.9438 | 207.2358 | 236.2982
2020-10-20 16:00 | -12 | -12.3693 | 51.5381 | 51.5534 | 27.059 | 27.5236 | -13 | -13.3417 | -118.9261 | 118.9794 | -118.9261 | 118.9794 | 41.7687 | 70.34 | 144.6 | 146.9366 | 144 | 146.2404 | -179.7 | -184.8901 | -177.7 | -185.6656 | -181.8 | -189.9955 | -182.1 | -190.4868 | 189.1477 | 218.3947
2020-10-20 16:30 | 0 | 3 | 66.7418 | 66.8126 | 19.6689 | 20.347 | 0 | 1 | -115.0097 | 115.0199 | -115.0097 | 115.0199 | 19.0841 | 51.9737 | 144.3 | 146.4839 | 144.6 | 146.7794 | -179.1 | -183.9587 | -177.6 | -185.311 | -181.6 | -189.5443 | -181.4 | -189.4102 | 193.4873 | 223.9268
2020-10-20 17:00 | -7 | -8.6023 | 68.3263 | 68.3975 | 26.653 | 27.2893 | -8 | -9.434 | -134.4488 | 134.5491 | -134.4488 | 134.5491 | -4.3342 | 39.0875 | 142.5 | 144.173 | 143.4 | 145.2502 | -177.2 | -181.3555 | -176 | -182.8014 | -179.8 | -186.7844 | -179.6 | -186.619 | 208.7507 | 239.8077
2020-10-20 17:30 | -5 | -8.6023 | 85.2297 | 85.2343 | 25.9968 | 27.4238 | -5 | -7.8102 | -134.7892 | 135.15 | -134.7892 | 135.15 | 10.0648 | 39.3133 | 141.6 | 142.7776 | 141.9 | 142.9266 | -177.6 | -180.2852 | -179.3 | -184.5249 | -183.3 | -188.6479 | -183.2 | -188.622 | 263.3024 | 279.8082
2020-10-20 18:00 | 3 | 7.6158 | 97.4567 | 97.4689 | 16.3933 | 18.2307 | 4 | 8.9443 | -118.1025 | 118.3683 | -118.1025 | 118.3683 | 5.0858 | 43.5283 | 142.5 | 143.7877 | 141.9 | 143.0751 | -177.7 | -180.9047 | -179.7 | -185.056 | -183.7 | -189.1811 | -183.8 | -189.3241 | 278.7911 | 294.1491
2020-10-20 18:30 | -2 | -8.2462 | 93.5777 | 93.5819 | 24.5143 | 26.19 | -2 | -8.2462 | -131.3283 | 131.8159 | -131.3283 | 131.8159 | 18.661 | 49.3397 | 141.9 | 143.2747 | 141.3 | 142.6392 | -176.9 | -180.1001 | -179.8 | -185.2731 | -183.9 | -189.3962 | -183.9 | -189.5416 | 298.6867 | 312.2758
2020-10-20 19:00 | -5 | -10.2956 | 102.0908 | 102.1024 | 23.6052 | 25.947 | -4 | -9.8489 | -127.9915 | 128.9369 | -127.9915 | 128.9369 | 19.3095 | 48.9137 | 141 | 142.1443 | 141.3 | 142.4419 | -176 | -178.8078 | -179.7 | -184.7035 | -183.9 | -189.044 | -184.4 | -189.67 | 310.9441 | 326.0124
2020-10-20 19:30 | -2 | -9.2195 | 101.0628 | 101.0718 | 24.4494 | 26.7248 | -1 | -8.0623 | -126.8996 | 127.865 | -126.8996 | 127.865 | 14.5751 | 44.153 | 140.1 | 141.1397 | 139.8 | 140.9927 | -176 | -178.5722 | -179.3 | -184.0853 | -183.1 | -188.0586 | -183.1 | -188.1272 | 300.6894 | 313.9959
2020-10-20 20:00 | 0 | 7 | 100.3118 | 100.3334 | 24.2525 | 25.962 | 0 | 7 | -120.6854 | 121.3824 | -120.6854 | 121.3824 | 16.2157 | 46.1722 | 139.8 | 141.0718 | 141 | 142.1066 | -176 | -179.0486 | -178 | -183.1909 | -182.4 | -187.7262 | -182.5 | -187.9183 | 278.4274 | 293.8793
2020-10-20 20:30 | -1 | -7.0711 | 97.3433 | 97.3519 | 23.1459 | 24.5505 | 0 | 6 | -115.1638 | 115.546 | -115.1638 | 115.546 | 24.6983 | 50.9491 | 141.3 | 142.852 | 141.3 | 142.8964 | -176 | -179.3881 | -177.3 | -182.897 | -181.7 | -187.262 | -181.4 | -187.1415 | 255.7109 | 270.1231
2020-10-20 21:00 | -5 | -5.831 | 86.8435 | 86.8442 | 26.399 | 27.0254 | -5 | -7.0711 | -119.7517 | 119.8326 | -119.7517 | 119.8326 | 30.1996 | 57.927 | 139.5 | 141.9206 | 142.2 | 144.6299 | -175.1 | -179.9047 | -177.6 | -184.423 | -182.1 | -189.1339 | -181.6 | -188.7068 | 236.289 | 254.5706
2020-10-20 21:30 | 3 | 4.2426 | 94.2877 | 94.2881 | 15.2565 | 16.156 | 3 | 4.2426 | -101.0358 | 101.0462 | -101.0358 | 101.0462 | 41.5111 | 68.0321 | 139.5 | 142.5644 | 140.1 | 143.0903 | -173.8 | -179.5249 | -174.3 | -182.807 | -178.6 | -187.3289 | -178.6 | -187.3238 | 212.2322 | 233.975
2020-10-20 22:00 | 2 | 3.6056 | 87.7239 | 87.7352 | 15.8973 | 16.4603 | 1 | 3.1623 | -97.4377 | 97.448 | -97.4377 | 97.448 | 58.0892 | 92.072 | 139.5 | 143.9956 | 140.7 | 145.1585 | -175.4 | -183.6128 | -174.6 | -184.5922 | -178.7 | -188.8568 | -179 | -189.368 | 193.9132 | 201.9297
2020-10-20 22:30 | 10 | 10.4403 | 94.0507 | 94.0937 | 6.7903 | 7.8999 | 10 | 10.4403 | -87.1707 | 87.1899 | -87.1707 | 87.1899 | 72.1079 | 104.246 | 140.1 | 144.8779 | 140.4 | 145.0921 | -174.5 | -183.235 | -173 | -183.506 | -177.1 | -187.7716 | -177 | -187.9448 | 184.6058 | 190.3475
2020-10-20 23:00 | 12 | 12.3693 | 90.0407 | 90.0991 | 8.3042 | 9.5589 | 12 | 12.3693 | -90.2854 | 90.3149 | -90.2854 | 90.3149 | 79.2772 | 111.9757 | 141.3 | 147.156 | 140.7 | 146.6644 | -175.2 | -185.9807 | -172.7 | -185.4638 | -177.1 | -190.0669 | -176.6 | -189.9867 | 178.7619 | 185.6326
2020-10-20 23:30 | 16 | 16.2788 | 96.0891 | 96.179 | 0.94182 | 4.0816 | 16 | 16.2788 | -91.3218 | 91.3218 | -91.3218 | 91.3218 | 68.6047 | 103.0212 | 142.5 | 149.4364 | 143.4 | 150.385 | -176.6 | -189.4559 | -175.1 | -187.8042 | -179.1 | -192.076 | -178.1 | -191.2166 | 176.6528 | 179.0207
2020-10-21 | 15 | 15.5242 | 96.695 | 96.8346 | -3.035 | 5.6792 | 15 | 15.2971 | -75.3795 | 75.4305 | -75.3795 | 75.4305 | 71.3261 | 106.5124 | 143.1 | 149.919 | 142.8 | 149.813 | -177.1 | -190.2124 | -175.6 | -188.4877 | -178.9 | -191.9257 | -178.6 | -191.7915 | 170.557 | 173.8296
2020-10-21 00:30 | 21 | 21.095 | 95.049 | 95.1812 | -4.2519 | 7.3525 | 21 | 21.095 | -65.04 | 65.3197 | -65.04 | 65.3197 | 70.9826 | 111.0942 | 143.1 | 150.9441 | 143.7 | 151.1288 | -177.2 | -191.5716 | -174.4 | -188.2986 | -178.5 | -192.6993 | -178.1 | -192.5727 | 150.9215 | 154.1606
2020-10-21 01:00 | 13 | 13.1529 | 85.0672 | 85.2466 | 3.4251 | 7.4151 | 13 | 13.1529 | -70.6698 | 71.0835 | -70.6698 | 71.0835 | 74.3774 | 112.4696 | 143.4 | 151.1253 | 143.7 | 151.222 | -178.1 | -192.3288 | -174.4 | -188.0732 | -178.7 | -192.5849 | -178 | -192.1985 | 143.775 | 146.1211
2020-10-21 01:30 | 16 | 16.0312 | 88.2831 | 88.4032 | -0.43045 | 7.3509 | 16 | 16.0312 | -66.6238 | 67.2583 | -66.6238 | 67.2583 | 79.1 | 120.1461 | 142.8 | 151.4332 | 143.4 | 151.8999 | -177.2 | -192.8498 | -173.6 | -188.3241 | -177.9 | -192.8847 | -177.3 | -192.6558 | 139.3413 | 143.1703
2020-10-21 02:00 | 9 | 9.0554 | 80.0025 | 80.3577 | 4.6871 | 7.7528 | 9 | 9.0554 | -70.4954 | 71.1179 | -70.4954 | 71.1179 | 106.5389 | 145.7217 | 143.7 | 153.0932 | 143.1 | 152.5302 | -178.4 | -195.0686 | -175.3 | -191.1852 | -179.6 | -195.8862 | -178.7 | -195.1015 | 163.1878 | 163.197
2020-10-21 02:30 | 13 | 13.3417 | 82.4474 | 82.9148 | 1.6023 | 4.9754 | 12 | 12.6491 | -64.144 | 64.6927 | -64.144 | 64.6927 | 108.4234 | 145.2176 | 143.1 | 150.9358 | 142.5 | 150.8526 | -177.1 | -191.4411 | -174.6 | -189.2849 | -178.4 | -193.177 | -178.4 | -193.6405 | 156.9427 | 156.9428
2020-10-21 03:00 | 10 | 11.1803 | 78.4733 | 79.0322 | 4.8283 | 6.8465 | 8 | 9.4868 | -68.685 | 69.2182 | -68.685 | 69.2182 | 114.4578 | 151.9873 | 143.4 | 151.3157 | 143.1 | 151.1277 | -178.1 | -192.5941 | -175.7 | -190.2616 | -179.8 | -194.8154 | -179.2 | -194.3391 | 164.6849 | 164.6863
2020-10-21 03:30 | 11 | 11.4018 | 85.7775 | 86.0681 | 0.50341 | 5.5445 | 11 | 13.6015 | -63.1718 | 63.8856 | -63.1718 | 63.8856 | 106.7943 | 146.8758 | 143.4 | 151.2202 | 143.4 | 151.2202 | -178.2 | -193.2235 | -175.2 | -190.2258 | -179.6 | -194.9794 | -178.9 | -194.5306 | 160.1884 | 160.472
2020-10-21 04:00 | 18 | 18.2483 | 89.0523 | 89.3001 | -1.2381 | 5.5611 | 18 | 18.2483 | -63.5917 | 64.2385 | -63.5917 | 64.2385 | 104.3764 | 143.4163 | 144 | 151.4141 | 142.8 | 150.5561 | -178 | -192.0104 | -175.7 | -189.6912 | -179.9 | -194.2222 | -179.3 | -194.0031 | 169.7684 | 169.9759
2020-10-21 04:30 | 19 | 19.6469 | 93.8652 | 94.174 | -1.8312 | 6.2632 | 19 | 19.6469 | -64.4993 | 64.6299 | -64.4993 | 64.6299 | 100.1616 | 135.461 | 143.1 | 149.7412 | 143.1 | 150.099 | -177.6 | -190.1512 | -175.4 | -188.4838 | -179.5 | -192.7754 | -179.2 | -192.6967 | 180.9339 | 181.005
2020-10-21 05:00 | 13 | 13.6015 | 93.8744 | 93.8849 | 5.1783 | 7.338 | 13 | 13.6015 | -80.4264 | 80.5562 | -80.4264 | 80.5562 | 73.4177 | 117.6479 | 142.8 | 149.9955 | 142.8 | 149.904 | -177.3 | -190.3622 | -175 | -187.9653 | -179.1 | -192.33 | -178.5 | -191.918 | 187.9755 | 189.9956
2020-10-21 05:30 | 8 | 10 | 96.7801 | 96.7802 | 11.2457 | 13.8894 | 8 | 10 | -93.4468 | 93.4471 | -93.4468 | 93.4471 | 58.458 | 102.4437 | 143.1 | 148.0083 | 142.5 | 147.5832 | -176.8 | -186.1006 | -176.3 | -186.1017 | -180.5 | -190.4969 | -180.2 | -190.2464 | 215.2152 | 217.1161
2020-10-21 06:00 | 8 | 10.6301 | 102.0041 | 102.0089 | 13.1552 | 16.1472 | 8 | 10.6301 | -103.9466 | 104.072 | -103.9466 | 104.072 | 26.6141 | 77.36 | 142.5 | 145.2056 | 143.4 | 146.3228 | -176.5 | -182.0969 | -177.4 | -183.4898 | -181.5 | -187.6634 | -181.3 | -187.5721 | 227.5668 | 231.4446
2020-10-21 06:30 | 8 | 10 | 102.751 | 102.8053 | 15.2631 | 17.5296 | 7 | 9.8995 | -119.4158 | 119.6161 | -119.4158 | 119.6161 | 10.3533 | 59.9866 | 138.6 | 139.5435 | 138 | 138.9476 | -172 | -174.2803 | -181.7 | -185.0972 | -186.2 | -189.6672 | -185.8 | -189.2365 | 272.336 | 274.2978
2020-10-21 07:00 | -2 | -5.3852 | 91.0907 | 91.269 | 25.8494 | 26.9817 | -3 | -5.831 | -125.3166 | 125.3469 | -125.3166 | 125.3469 | -5.8027 | 58.517 | 136.2 | 137.5888 | 136.5 | 138.0606 | -170.8 | -173.6804 | -181.6 | -185.7616 | -185.9 | -190.1337 | -186 | -190.2946 | 281.8871 | 284.8781
2020-10-21 07:30 | -6 | -15.2315 | 74.8298 | 75.0468 | 27.4636 | 31.5997 | -8 | -16.1245 | -124.8301 | 125.7122 | -124.8301 | 125.7122 | -1.794 | 70.8665 | 136.5 | 138.9169 | 136.8 | 139.3812 | -170.5 | -175.3837 | -182.6 | -188.5268 | -187.1 | -193.1839 | -187.2 | -193.2807 | 301.7999 | 305.7064
2020-10-21 08:00 | 1 | 15.1327 | 83.5437 | 83.6985 | 17.9263 | 23.0975 | 2 | 15.1327 | -104.9746 | 105.7224 | -104.9746 | 105.7224 | -11.3104 | 73.0674 | 135.9 | 138.2717 | 135.9 | 138.2167 | -169.6 | -174.2992 | -182.4 | -188.3331 | -186.6 | -192.4539 | -186.5 | -192.4065 | 284.9272 | 289.2187
2020-10-21 08:30 | 0 | 15 | 71.3534 | 71.8443 | 19.8488 | 25.0083 | 0 | 15 | -101.4032 | 102.0807 | -101.4032 | 102.0807 | -4.2297 | 56.7195 | 136.5 | 138.8067 | 136.2 | 138.3508 | -170.8 | -175.3306 | -182.8 | -188.2097 | -187 | -192.5508 | -187.1 | -192.6479 | 265.7303 | 278.4803
2020-10-21 09:00 | -3 | -6.7082 | 67.9382 | 67.9387 | 19.3219 | 20.4325 | -4 | -7.2111 | -98.0641 | 98.1285 | -98.0641 | 98.1285 | 17.5509 | 64.9572 | 136.2 | 138.735 | 136.8 | 139.3812 | -169.7 | -174.5124 | -182.1 | -187.9433 | -186.8 | -192.8188 | -186.8 | -192.8436 | 284.7747 | 293.5366
2020-10-21 09:30 | -4 | -8.0623 | 66.0359 | 66.044 | 21.23 | 22.2024 | -3 | -6.7082 | -101.1845 | 101.2182 | -101.1845 | 101.2182 | 41.0514 | 81.2307 | 136.5 | 139.2624 | 137.1 | 139.91 | -169.2 | -174.2868 | -181.6 | -187.8621 | -186.9 | -193.4662 | -186.8 | -193.3759 | 302.0112 | 309.5915
2020-10-21 10:00 | -18 | -18.1108 | 52.862 | 53.1128 | 35.2503 | 35.4564 | -19 | -19.105 | -120.8464 | 121.0504 | -120.8464 | 121.0504 | 21.8292 | 63.3998 | 138.3 | 141.0271 | 138 | 141.0348 | -171.9 | -177.0774 | -179.6 | -185.8264 | -184 | -190.4127 | -184.1 | -190.5351 | 235.5172 | 244.4919
2020-10-21 10:30 | -21 | -21.095 | 45.5853 | 45.7548 | 34.4014 | 34.7057 | -21 | -21.2132 | -118.7969 | 119.0686 | -118.7969 | 119.0686 | 29.0953 | 70.5006 | 137.7 | 140.4388 | 137.7 | 140.498 | -171.7 | -177.0756 | -182.1 | -188.7341 | -186.4 | -193.1721 | -186.5 | -193.2606 | 232.2785 | 240.6339
2020-10-21 11:00 | -22 | -22.0907 | 42.8216 | 43.0324 | 35.5312 | 35.8793 | -23 | -23.0868 | -120.7093 | 121.0117 | -120.7093 | 121.0117 | 36.9874 | 75.6167 | 137.4 | 140.3859 | 137.1 | 140.2801 | -171 | -176.6702 | -180.7 | -187.5167 | -185.3 | -192.3235 | -185.4 | -192.458 | 237.9564 | 245.4837
2020-10-21 11:30 | -21 | -21 | 43.9982 | 44.2765 | 33.8553 | 34.5237 | -21 | -21.0238 | -123.3074 | 123.7429 | -123.3074 | 123.7429 | 50.4848 | 85.202 | 138.6 | 141.7464 | 137.4 | 140.8317 | -171.8 | -178.0079 | -180.3 | -187.6212 | -184.5 | -192.0169 | -184.6 | -192.2521 | 230.321 | 237.2452
2020-10-21 12:00 | -20 | -20 | 33.6426 | 33.9098 | 33.597 | 34.3341 | -21 | -21 | -115.0839 | 115.6873 | -115.0839 | 115.6873 | 64.615 | 101.3952 | 141.3 | 144.7686 | 140.4 | 143.9562 | -176.1 | -182.5509 | -178.2 | -185.5482 | -182.5 | -190.0401 | -182.6 | -190.248 | 239.0125 | 248.0677
2020-10-21 12:30 | -18 | -18.0278 | 33.3718 | 33.5469 | 29.2277 | 29.9143 | -18 | -18.0278 | -112.8716 | 113.3189 | -112.8716 | 113.3189 | 72.4504 | 107.3716 | 141.3 | 144.6392 | 142.2 | 145.5186 | -175.6 | -181.9896 | -178.8 | -185.4191 | -183 | -189.7077 | -182.8 | -189.6207 | 242.3385 | 251.6914
2020-10-21 13:00 | -21 | -21.0238 | 33.4255 | 33.7211 | 32.6305 | 33.3926 | -21 | -21.0238 | -123.631 | 124.0612 | -123.631 | 124.0612 | 92.0925 | 122.2122 | 140.7 | 144.1178 | 141.6 | 144.9966 | -175.4 | -181.8493 | -178.2 | -184.7876 | -182.4 | -189.129 | -182.4 | -189.2885 | 249.3882 | 258.0195
2020-10-21 13:30 | -24 | -24 | 41.465 | 41.84 | 36.4186 | 37.1744 | -24 | -24 | -125.6876 | 126.2973 | -125.6876 | 126.2973 | 90.0386 | 120.7274 | 142.5 | 145.9401 | 141.9 | 145.4196 | -175.3 | -181.9926 | -177.5 | -184.2729 | -182.4 | -189.3689 | -182.2 | -189.3114 | 239.4689 | 248.6713
2020-10-21 14:00 | -16 | -16.1245 | 45.9561 | 45.9803 | 30.8763 | 31.3755 | -16 | -16.1245 | -108.835 | 109.3505 | -108.835 | 109.3505 | 63.1419 | 99.0411 | 143.1 | 146.6561 | 142.5 | 146.0707 | -177.7 | -184.7912 | -177.6 | -184.6818 | -182 | -189.1734 | -181.9 | -189.1592 | 202.3303 | 212.2875
2020-10-21 14:30 | -19 | -19.0263 | 36.2795 | 36.3348 | 28.4768 | 29.4457 | -18 | -18.0278 | -106.0697 | 107.0641 | -106.0697 | 107.0641 | 64.2098 | 100.9901 | 142.5 | 146.2711 | 142.5 | 146.3391 | -177.7 | -184.8737 | -178.1 | -185.3269 | -182.4 | -189.6401 | -182.3 | -189.7224 | 214.7918 | 224.5514
2020-10-21 15:00 | -23 | -23.0217 | 42.8074 | 43.2522 | 37.4776 | 38.8494 | -24 | -24.0208 | -127.9452 | 128.6107 | -127.9452 | 128.6107 | 35.3419 | 89.163 | 142.2 | 145.9114 | 140.7 | 144.5869 | -176.6 | -183.6786 | -178 | -184.9433 | -182.2 | -189.3114 | -182.2 | -189.3658 | 232.5817 | 239.4184
2020-10-21 15:30 | -27 | -27 | 45.2018 | 45.4149 | 42.9177 | 43.571 | -28 | -28 | -137.5689 | 137.8372 | -137.5689 | 137.8372 | 41.7987 | 84.7937 | 143.4 | 146.819 | 143.1 | 146.7221 | -177.2 | -184.1735 | -175.6 | -182.4706 | -179.5 | -186.55 | -179.7 | -186.8516 | 214.2618 | 222.6486
2020-10-21 16:00 | -35 | -35 | 44.9546 | 45.3792 | 50.8136 | 51.4632 | -33 | -33 | -146.3465 | 146.6487 | -146.3465 | 146.6487 | 80.3074 | 116.8878 | 140.7 | 144.3153 | 140.4 | 143.9562 | -174.4 | -181.3161 | -178.5 | -185.4789 | -183.5 | -190.7114 | -182.5 | -189.709 | 299.7152 | 305.7039
2020-10-21 16:30 | -35 | -35 | 50.8152 | 51.7047 | 48.9155 | 50.0492 | -36 | -36 | -156.3525 | 156.8389 | -156.3525 | 156.8389 | 63.2299 | 106.1986 | 140.1 | 143.4028 | 140.4 | 143.8656 | -175.3 | -181.3881 | -180.6 | -187.3138 | -185.4 | -192.2601 | -184.7 | -191.6385 | 321.3144 | 325.3974
2020-10-21 17:00 | -50 | -50.01 | 39.8343 | 41.4584 | 70.3819 | 71.0109 | -51 | -51.0392 | -191.6562 | 191.9238 | -191.6562 | 191.9238 | 56.3306 | 98.1408 | 138.9 | 141.9155 | 139.2 | 142.3961 | -172.9 | -178.4602 | -179.3 | -185.5108 | -184.1 | -190.3814 | -183.9 | -190.3161 | 365.5576 | 369.8526
2020-10-21 17:30 | -41 | -41.0122 | 56.5454 | 57.6412 | 62.2164 | 62.6521 | -41 | -41.0122 | -178.6668 | 178.7606 | -178.6668 | 178.7606 | 42.42 | 88.0944 | 140.7 | 143.6778 | 141.3 | 144.2052 | -175 | -180.6186 | -180.4 | -186.58 | -184.8 | -191.1347 | -184.6 | -191.0182 | 344.3105 | 348.2548
2020-10-21 18:00 | -32 | -32.0156 | 68.6492 | 68.9516 | 51.6714 | 51.7587 | -32 | -32.0624 | -169.8937 | 169.8998 | -169.8937 | 169.8998 | 23.4464 | 73.9201 | 140.4 | 143.0295 | 140.4 | 143.0871 | -175.6 | -180.8837 | -178.7 | -184.7013 | -183.1 | -189.1861 | -183 | -189.1904 | 307.8361 | 312.3269
2020-10-21 18:30 | -35 | -35.0571 | 64.378 | 64.5832 | 57.3565 | 57.4537 | -35 | -35.0571 | -174.2738 | 174.2798 | -174.2738 | 174.2798 | 12.3338 | 80.1206 | 141.3 | 144.3262 | 142.2 | 145.3301 | -175.6 | -181.5251 | -179.9 | -186.41 | -183.5 | -190.1463 | -184.1 | -191.0069 | 288.8475 | 290.4653
2020-10-21 19:00 | -35 | -35.0571 | 67.1455 | 67.5659 | 57.4913 | 57.5739 | -35 | -35.0571 | -178.6669 | 178.6969 | -178.6669 | 178.6969 | 9.3362 | 82.7545 | 140.1 | 143.0295 | 140.4 | 143.2634 | -175.5 | -181.3273 | -179.1 | -185.682 | -183.3 | -189.9184 | -183.2 | -189.927 | 305.6078 | 307.6736
2020-10-21 19:30 | -27 | -27.1662 | 71.5218 | 71.7062 | 52.6134 | 52.6743 | -30 | -30.2655 | -171.6975 | 171.8316 | -171.6975 | 171.8316 | 6.2163 | 74.0639 | 140.4 | 142.8605 | 140.4 | 142.8605 | -175.5 | -180.5492 | -178.7 | -184.4758 | -182.3 | -188.137 | -182.7 | -188.6985 | 285.9439 | 287.5269
2020-10-21 20:00 | -38 | -38 | 63.4821 | 64.3675 | 59.483 | 59.8173 | -38 | -38 | -179.9119 | 179.9262 | -179.9119 | 179.9262 | 14.6813 | 82.3679 | 141 | 144.3461 | 140.1 | 143.3391 | -175.7 | -181.7811 | -178.2 | -184.9205 | -182.4 | -189.1025 | -182.4 | -189.1819 | 287.1126 | 288.7878
2020-10-21 20:30 | -37 | -37.0135 | 62.109 | 62.7656 | 56.8909 | 57.3613 | -38 | -38 | -171.5132 | 171.6004 | -171.5132 | 171.6004 | 15.9531 | 81.7796 | 142.5 | 145.8117 | 142.2 | 145.3923 | -175.8 | -182.3144 | -178.2 | -185.1087 | -182 | -189.0106 | -181.7 | -188.8575 | 256.6872 | 258.3662
2020-10-21 21:00 | -30 | -30.0666 | 62.8318 | 63.6148 | 50.795 | 51.6011 | -30 | -30.0167 | -156.7621 | 157.0493 | -156.7621 | 157.0493 | 32.5541 | 92.3158 | 140.7 | 145.085 | 141.9 | 146.0338 | -175.9 | -184.0022 | -177.5 | -185.4742 | -181.6 | -189.8508 | -181.3 | -189.5462 | 243.4426 | 245.6159
2020-10-21 21:30 | -29 | -29.0172 | 59.1822 | 59.8102 | 50.2778 | 51.1157 | -30 | -30.0167 | -156.2318 | 156.61 | -156.2318 | 156.61 | 45.1241 | 99.5022 | 139.2 | 144.8056 | 138.9 | 144.684 | -174.1 | -184.019 | -174.8 | -184.5526 | -179 | -188.9158 | -178 | -188.0352 | 231.1233 | 233.2332
2020-10-21 22:00 | -27 | -27.0185 | 62.4791 | 62.9019 | 42.0083 | 43.3351 | -27 | -27.074 | -139.0538 | 139.8026 | -139.0538 | 139.8026 | 48.0026 | 103.3747 | 140.1 | 146.3465 | 139.8 | 145.9727 | -173.6 | -184.6099 | -173.6 | -184.1383 | -177.7 | -188.3045 | -177.5 | -188.4157 | 196.7192 | 199.0593
2020-10-21 22:30 | -20 | -20.0998 | 62.8259 | 63.0225 | 39.2659 | 40.5531 | -20 | -20.0998 | -138.9941 | 139.7933 | -138.9941 | 139.7933 | 73.0566 | 120.6298 | 141.3 | 148.3084 | 140.1 | 147.0582 | -175 | -187.4231 | -174.3 | -186.5906 | -178.4 | -190.9559 | -178.1 | -190.8908 | 200.7984 | 201.7518
2020-10-21 23:00 | -14 | -14 | 63.8285 | 63.8334 | 34.7201 | 35.6476 | -15 | -15 | -134.2064 | 134.7935 | -134.2064 | 134.7935 | 79.158 | 125.3872 | 142.2 | 150.4709 | 141.6 | 150.0027 | -175.8 | -190.5849 | -173.6 | -188.0721 | -178.4 | -193.3694 | -177.7 | -192.9178 | 185.4056 | 186.6697
2020-10-21 23:30 | 0 | 0 | 75.9909 | 75.9958 | 22.4525 | 23.8596 | 0 | 0 | -124.6124 | 124.8831 | -124.6124 | 124.8831 | 57.7786 | 110.8354 | 141.9 | 149.9919 | 141.6 | 149.904 | -176.2 | -190.9154 | -174 | -188.6929 | -177.8 | -192.7001 | -177.3 | -192.4716 | 182.4742 | 184.0468
2020-10-22 | -14 | -14 | 66.5128 | 66.513 | 28.9834 | 30.4021 | -14 | -14 | -124.5587 | 125.1146 | -124.5587 | 125.1146 | 62.6466 | 115.5599 | 142.2 | 150.179 | 144 | 152.0763 | -176.3 | -191.0462 | -173.9 | -188.4847 | -177.8 | -192.7001 | -177.4 | -192.5637 | 171.3935 | 172.9699
2020-10-22 00:30 | -9 | -9 | 65.4402 | 65.4491 | 26.598 | 28.1793 | -9 | -9 | -115.8698 | 116.5776 | -115.8698 | 116.5776 | 67.061 | 119.6157 | 143.7 | 151.9866 | 142.2 | 150.968 | -177.2 | -192.4964 | -174.4 | -189.2943 | -178.7 | -193.8394 | -178.1 | -193.7164 | 165.3146 | 166.67
2020-10-22 01:00 | -11 | -11 | 61.8457 | 61.8868 | 27.91 | 29.4817 | -11 | -11 | -113.5261 | 114.3475 | -113.5261 | 114.3475 | 69.0771 | 126.5466 | 143.4 | 153.02 | 144 | 153.1693 | -176.6 | -194.2074 | -174.2 | -190.6617 | -178.6 | -195.4541 | -177 | -193.9523 | 159.8655 | 163.303
2020-10-22 01:30 | -6 | -6.0828 | 58.1764 | 58.4316 | 28.807 | 33.3071 | -6 | -6 | -112.5452 | 115.5924 | -112.5452 | 115.5924 | 94.4055 | 128.7395 | 141.9 | 150.1874 | 141.9 | 150.5847 | -176.8 | -191.5077 | -174.9 | -189.2928 | -179.5 | -194.1171 | -178.8 | -193.6077 | 173.6656 | 176.5989
2020-10-22 02:00 | -14 | -15.6525 | 59.5299 | 59.8573 | 26.2432 | 32.1057 | -13 | -14.7648 | -106.5519 | 110.5685 | -106.5519 | 110.5685 | 90.8929 | 118.3403 | 143.4 | 151.6054 | 142.8 | 151.038 | -178.6 | -193.4001 | -174.9 | -188.9504 | -179.5 | -193.7386 | -179.5 | -194.1171 | 155.4408 | 159.733
2020-10-22 02:30 | -16 | -18.3576 | 51.3481 | 51.7091 | 33.9539 | 38.2896 | -17 | -19.2354 | -116.559 | 119.976 | -116.559 | 119.976 | 94.0523 | 107.5027 | 137.4 | 145.8423 | 136.8 | 145.4802 | -170.8 | -185.1618 | -169.4 | -184.686 | -173 | -188.7571 | -172.8 | -188.8149 | 177.1764 | 212.4098
2020-10-22 03:00 | -15 | -18.0278 | 50.2529 | 50.7296 | 33.9368 | 38.8196 | -15 | -18.0278 | -114.9192 | 118.7942 | -114.9192 | 118.7942 | 68.4197 | 83.0945 | 119.1 | 128.977 | 118.8 | 129.0488 | -147.1 | -160.9934 | -146.3 | -161.1209 | -150.9 | -166.1357 | -149.8 | -165.1372 | 203.4122 | 231.1274
2020-10-22 03:30 | -21 | -22.4722 | 49.3151 | 49.7132 | 36.9451 | 41.1882 | -22 | -23.7697 | -120.9441 | 124.4767 | -120.9441 | 124.4767 | 67.6908 | 82.1437 | 117.3 | 126.1806 | 118.2 | 127.3499 | -146.4 | -159.3404 | -145.8 | -160.2495 | -149.4 | -164.1474 | -149.2 | -164.2151 | 201.2071 | 229.322
2020-10-22 04:00 | -18 | -19.3132 | 57.9934 | 58.4712 | 30.8023 | 35.643 | -19 | -20.2485 | -112.8354 | 116.8137 | -112.8354 | 116.8137 | 64.6342 | 78.4089 | 115.8 | 124.565 | 117.6 | 126.2401 | -145.1 | -157.1154 | -144.8 | -158.3642 | -148.3 | -162.0511 | -147.8 | -161.7446 | 212.0488 | 238.8652
2020-10-22 04:30 | -18 | -18.6815 | 62.3826 | 62.6601 | 30.9585 | 34.3944 | -18 | -18.6815 | -115.185 | 117.9773 | -115.185 | 117.9773 | 68.6426 | 80.3682 | 116.7 | 125.0755 | 117.6 | 126.1314 | -145.9 | -157.0427 | -146.7 | -159.9729 | -149.2 | -162.545 | -149.6 | -163.3108 | 250.6473 | 273.1974
2020-10-22 05:00 | -24 | -25 | 55.5923 | 56.4423 | 42.4464 | 44.9002 | -24 | -24.7386 | -137.0399 | 138.8574 | -137.0399 | 138.8574 | 36.394 | 49.9141 | 115.8 | 123.9131 | 116.1 | 124.5159 | -145 | -156.733 | -145.1 | -158.4154 | -148.2 | -161.6276 | -148.2 | -161.7877 | 240.1938 | 270.5343
2020-10-22 05:30 | -19 | -20.2485 | 63.6997 | 65.3616 | 39.428 | 42.1207 | -19 | -20.2485 | -137.226 | 138.5675 | -137.226 | 138.5675 | 16.4553 | 48.563 | 116.7 | 124.7546 | 115.5 | 123.8481 | -144.7 | -156.4012 | -146.4 | -159.7778 | -149.9 | -163.5456 | -149.6 | -163.3108 | 273.325 | 310.5782
2020-10-22 06:00 | -31 | -31.5753 | 60.0197 | 61.7199 | 51.6162 | 52.9947 | -31 | -31.5753 | -160.6355 | 161.2649 | -160.6355 | 161.2649 | 7.8998 | 47.2444 | 117.9 | 124.6622 | 116.7 | 123.6266 | -148.8 | -158.5356 | -152.4 | -163.386 | -156.8 | -168.0669 | -156.3 | -167.7817 | 306.4839 | 344.3379
2020-10-22 06:30 | -4 | -6.4031 | 91.8257 | 93.1915 | 27.3355 | 29.4763 | -5 | -6.4031 | -132.8108 | 133.276 | -132.8108 | 133.276 | -11.4242 | 36.2705 | 122.1 | 124.9215 | 121.8 | 124.822 | -152.4 | -156.9698 | -157.4 | -163.2207 | -161.2 | -167.1763 | -161.2 | -167.2029 | 305.2281 | 344.3348
2020-10-22 07:00 | -12 | -13.4164 | 77.3938 | 79.1492 | 35.9188 | 38.0039 | -12 | -13.4164 | -144.1111 | 144.554 | -144.1111 | 144.554 | -26.0205 | 43.3372 | 125.7 | 129.8085 | 126 | 130.4031 | -158.1 | -164.2704 | -164.7 | -171.4405 | -168.1 | -174.9014 | -168.4 | -175.3004 | 303.4953 | 345.2826
2020-10-22 07:30 | -8 | -10 | 78.2583 | 79.4569 | 27.8984 | 30.5129 | -7 | -8.6023 | -128.7803 | 129.3134 | -128.7803 | 129.3134 | -10.7765 | 34.9737 | 131.7 | 136.0681 | 130.2 | 134.7705 | -163.1 | -170.3881 | -167.4 | -174.4486 | -171.5 | -178.612 | -171.5 | -178.64 | 277.6732 | 321.1815
2020-10-22 08:00 | -3 | -5.831 | 84.6768 | 86.0014 | 23.7352 | 26.3733 | -3 | -5.831 | -117.3788 | 117.8978 | -117.3788 | 117.8978 | -10.9449 | 36.7957 | 128.7 | 133.9684 | 128.1 | 133.226 | -159.3 | -167.5723 | -163.2 | -170.8051 | -167.1 | -174.8267 | -167.2 | -174.9811 | 259.955 | 303.9683
2020-10-22 08:30 | -13 | -13.9284 | 66.2711 | 67.4088 | 31.4327 | 33.5064 | -14 | -14.8661 | -121.4038 | 121.9865 | -121.4038 | 121.9865 | 6.8099 | 41.8294 | 128.1 | 132.2078 | 128.7 | 132.9383 | -160.3 | -166.6597 | -164.3 | -170.9602 | -167.4 | -173.9541 | -168.4 | -175.1622 | 269.4489 | 316.3848
2020-10-22 09:00 | -11 | -12.083 | 60.6736 | 61.777 | 27.247 | 30.0369 | -11 | -12.083 | -112.3534 | 113.1024 | -112.3534 | 113.1024 | 22.7082 | 53.5418 | 129.9 | 135.1216 | 129.6 | 134.8816 | -162.2 | -170.4541 | -165.3 | -174.4961 | -169 | -178.2579 | -169 | -178.2898 | 262.2586 | 316.5482
2020-10-22 09:30 | -10 | -11.6619 | 57.4236 | 58.5142 | 25.2901 | 28.3013 | -11 | -12.53 | -111.3943 | 112.0787 | -111.3943 | 112.0787 | 32.5515 | 79.8344 | 129.6 | 135.1692 | 130.2 | 135.66 | -162.7 | -171.7128 | -165.6 | -173.9969 | -169.5 | -178.0432 | -169.2 | -177.7914 | 222.1549 | 234.9938
2020-10-22 10:00 | -15 | -15.8114 | 53.5373 | 54.4537 | 30.5612 | 32.8592 | -16 | -16.4924 | -123.1003 | 123.6889 | -123.1003 | 123.6889 | 46.8338 | 85.4618 | 131.1 | 136.2757 | 132 | 137.3056 | -163.2 | -171.8391 | -166.2 | -174.4765 | -170.1 | -178.496 | -169.6 | -178.1452 | 226.3278 | 238.4394
2020-10-22 10:30 | -13 | -13.6015 | 40.8291 | 41.6901 | 24.9154 | 27.5771 | -14 | -14.3178 | -110.0107 | 110.7043 | -110.0107 | 110.7043 | 22.5704 | 75.9971 | 130.8 | 136.0694 | 130.2 | 135.41 | -163.5 | -172.0616 | -168 | -176.192 | -171.8 | -180.1769 | -171.4 | -179.7654 | 230.7006 | 242.9232
2020-10-22 11:00 | -11 | -11.7047 | 37.1938 | 38.069 | 22.6502 | 25.9963 | -11 | -11.7047 | -101.7207 | 102.6573 | -101.7207 | 102.6573 | 50.3304 | 88.985 | 132.9 | 138.42 | 131.7 | 137.5247 | -164.7 | -174.0892 | -164.8 | -173.7355 | -169.3 | -178.4473 | -168.9 | -178.0046 | 198.9662 | 211.1936
2020-10-22 11:30 | -9 | -9.8489 | 35.2188 | 35.8748 | 20.1718 | 23.6521 | -10 | -10.7703 | -94.8257 | 95.602 | -94.8257 | 95.602 | 67.5592 | 100.9428 | 132.9 | 138.6743 | 131.4 | 137.4118 | -164.5 | -173.801 | -165.4 | -174.3689 | -169.8 | -178.8903 | -169 | -178.0995 | 209.0437 | 220.7891
2020-10-22 12:00 | -9 | -9.8489 | 39.9751 | 40.5984 | 15.5061 | 20.1751 | -9 | -9.4868 | -91.1199 | 92.0163 | -91.1199 | 92.0163 | 63.2496 | 98.2439 | 131.7 | 137.6987 | 131.7 | 137.6114 | -163.3 | -173.3949 | -164.9 | -174.4735 | -168.7 | -178.4245 | -168.4 | -178.2623 | 188.5359 | 201.9422
2020-10-22 12:30 | -9 | -9.8489 | 32.9075 | 33.5951 | 19.905 | 23.3989 | -11 | -11.7047 | -89.4517 | 90.3003 | -89.4517 | 90.3003 | 56.0099 | 93.6851 | 131.4 | 138.133 | 132 | 138.2505 | -164.6 | -175.5744 | -164.6 | -174.7201 | -168.8 | -179.1799 | -168.4 | -178.8368 | 171.4894 | 187.9348
2020-10-22 13:00 | -10 | -11.6619 | 31.853 | 34.0121 | 18.9568 | 23.6129 | -10 | -11.6619 | -80.1403 | 81.8854 | -80.1403 | 81.8854 | 57.6074 | 102.4807 | 132.3 | 139.367 | 131.1 | 138.2232 | -164.3 | -175.363 | -164.5 | -175.0323 | -168.9 | -179.8512 | -168.6 | -179.5791 | 152.1236 | 162.7058
2020-10-22 13:30 | 0 | 4 | 44.0799 | 44.9873 | 10.2443 | 16.5634 | 0 | 3 | -69.7209 | 71.2942 | -69.7209 | 71.2942 | 54.1741 | 99.8467 | 132.6 | 139.275 | 132.3 | 138.8977 | -164.4 | -175.3281 | -164.2 | -174.7503 | -168 | -178.8 | -167.7 | -178.6212 | 143.1732 | 154.783
2020-10-22 14:00 | -5 | -7.0711 | 37.1682 | 37.2671 | 14.8428 | 20.3149 | -6 | -7.8102 | -71.5709 | 73.1796 | -71.5709 | 73.1796 | 51.9195 | 98.1092 | 131.7 | 138.4184 | 133.2 | 139.8463 | -163.9 | -175.0584 | -163.8 | -174.5466 | -167.5 | -178.3646 | -167.6 | -178.6655 | 149.6395 | 159.8901
2020-10-22 14:30 | 0 | 0 | 52.5884 | 52.8748 | 16.3634 | 19.914 | 0 | 1 | -73.5993 | 74.7808 | -73.5993 | 74.7808 | 62.4066 | 102.913 | 132 | 138.612 | 133.8 | 140.2371 | -164.6 | -175.5744 | -165.3 | -175.9551 | -168.4 | -179.1759 | -169 | -180.0829 | 162.6841 | 170.7769
2020-10-22 15:00 | 0 | 0 | 59.491 | 59.6167 | 9.8002 | 14.9376 | 0 | 0 | -69.9143 | 71.0846 | -69.9143 | 71.0846 | 36.0386 | 87.935 | 131.7 | 138.2349 | 130.5 | 137.2771 | -163.9 | -174.6405 | -165.4 | -175.6686 | -169.2 | -179.6239 | -169 | -179.6041 | 178.5567 | 186.7082
2020-10-22 15:30 | -1 | -2.2361 | 61.0737 | 61.2361 | 17.0788 | 20.5847 | -4 | -5.6569 | -86.4383 | 87.607 | -86.4383 | 87.607 | 46.7306 | 95.5012 | 132.3 | 138.4483 | 132.6 | 138.8235 | -163.1 | -173.3416 | -164.8 | -174.9086 | -168.7 | -178.9853 | -168.5 | -178.9646 | 225.0605 | 230.0547
2020-10-22 16:00 | 0 | 2 | 69.2322 | 69.5101 | 17.0184 | 21.0317 | 0 | 2 | -92.2279 | 93.5422 | -92.2279 | 93.5422 | 44.594 | 97.6003 | 130.2 | 136.8066 | 129.9 | 136.6137 | -161.6 | -172.3791 | -164.3 | -174.8785 | -168.1 | -178.8598 | -168 | -178.9029 | 252.6329 | 257.2238
2020-10-22 16:30 | 0 | 2 | 80.6053 | 80.693 | 11.5292 | 14.9015 | 2 | 2.2361 | -87.6096 | 88.1806 | -87.6096 | 88.1806 | 45.705 | 94.7438 | 130.5 | 136.5514 | 130.5 | 136.64 | -163.3 | -173.0895 | -166.8 | -176.3676 | -171.1 | -180.9868 | -171.2 | -181.2448 | 269.6552 | 272.7297
2020-10-22 17:00 | 0 | 0 | 79.5573 | 79.7062 | 17.9787 | 20.7711 | 0 | 1 | -95.1728 | 95.6658 | -95.1728 | 95.6658 | 40.0277 | 94.8968 | 130.2 | 136.1765 | 129.3 | 135.675 | -161.8 | -171.2825 | -166.3 | -176.0255 | -170.6 | -180.5142 | -170.3 | -180.362 | 300.0059 | 303.0488
2020-10-22 17:30 | 8 | 8.544 | 95.4603 | 95.6575 | 12.9776 | 15.3282 | 8 | 8.544 | -89.1048 | 89.2339 | -89.1048 | 89.2339 | 30.8755 | 81.3981 | 129.9 | 135.7148 | 129.6 | 135.603 | -162 | -171.2788 | -167.2 | -177.9372 | -171 | -181.8928 | -171 | -182.0296 | 316.9399 | 318.1629
2020-10-22 18:00 | 6 | 6.0828 | 101.7651 | 102.0301 | 7.4542 | 12.7942 | 5 | 5.3852 | -89.181 | 89.7516 | -89.181 | 89.7516 | 30.3983 | 85.571 | 130.2 | 136.899 | 129.9 | 136.3377 | -161.9 | -172.5218 | -166.7 | -177.7868 | -170.6 | -182.1633 | -170.6 | -182.1423 | 319.2837 | 320.2064
2020-10-22 18:30 | 8 | 8.0623 | 104.8148 | 105.0594 | 9.1285 | 12.6035 | 12 | 12.1655 | -94.1767 | 94.4052 | -94.1767 | 94.4052 | 24.53 | 83.0354 | 129.3 | 135.9503 | 130.2 | 136.533 | -161.6 | -172.1023 | -165.7 | -176.9545 | -169.6 | -181.1214 | -169.7 | -181.2265 | 321.4314 | 322.3564
2020-10-22 19:00 | 2 | 2 | 98.5713 | 98.9657 | 19.0572 | 20.5665 | 1 | 1 | -111.1322 | 111.1905 | -111.1322 | 111.1905 | 17.4206 | 77.6652 | 128.7 | 134.922 | 128.7 | 135.1033 | -160.6 | -170.2819 | -164.8 | -175.3062 | -169.2 | -179.86 | -169 | -179.638 | 331.4762 | 332.5328
2020-10-22 19:30 | 0 | 0 | 98.8308 | 99.1847 | 20.0589 | 21.5817 | 0 | 0 | -113.1974 | 113.2865 | -113.1974 | 113.2865 | 22.6977 | 79.0515 | 129 | 135.1186 | 128.1 | 134.2596 | -160.3 | -170.267 | -163.1 | -173.7172 | -167.9 | -178.7746 | -167 | -177.9297 | 322.0362 | 323.0865
2020-10-22 20:00 | 0 | 1 | 95.237 | 95.4786 | 21.5871 | 22.9415 | 0 | 0 | -112.9488 | 113.076 | -112.9488 | 113.076 | 22.8195 | 76.4842 | 127.8 | 134.5245 | 129.6 | 136.1435 | -161 | -171.2987 | -162.9 | -173.8067 | -167.6 | -178.7002 | -167.1 | -178.1966 | 293.4837 | 294.5668
2020-10-22 20:30 | -2 | -4.4721 | 89.2437 | 89.7568 | 24.0074 | 26.3827 | -3 | -4.2426 | -110.1292 | 110.6399 | -110.1292 | 110.6399 | 29.6197 | 92.8163 | 129.9 | 136.5211 | 128.7 | 135.6617 | -161.5 | -171.9397 | -163.5 | -173.9216 | -167.5 | -178.0913 | -167.4 | -178.1336 | 286.8667 | 289.374
2020-10-22 21:00 | -11 | -12.53 | 76.0902 | 76.8958 | 32.6704 | 35.5101 | -12 | -13.4164 | -119.7194 | 120.8267 | -119.7194 | 120.8267 | 42.4515 | 98.4259 | 131.1 | 138.1284 | 131.7 | 138.7924 | -164.1 | -175.5992 | -165.7 | -176.9545 | -169.7 | -181.1214 | -169.4 | -180.9808 | 275.5752 | 278.9368
2020-10-22 21:30 | -11 | -13.6015 | 72.9719 | 73.8004 | 29.9374 | 34.1024 | -12 | -13.8924 | -114.0412 | 116.0221 | -114.0412 | 116.0221 | 54.9862 | 104.7422 | 131.7 | 138.9829 | 130.8 | 138.1284 | -163.5 | -174.7192 | -165.3 | -176.4048 | -169.3 | -180.6768 | -169 | -180.4658 | 261.8015 | 265.0417
2020-10-22 22:00 | -14 | -17.8045 | 66.2529 | 67.0677 | 31.4622 | 36.673 | -14 | -17.8045 | -112.9806 | 116.1223 | -112.9806 | 116.1223 | 69.1612 | 123.9608 | 132 | 139.5568 | 130.8 | 138.4223 | -164.4 | -176.6001 | -164.9 | -176.5605 | -168.9 | -180.7255 | -168.5 | -180.4014 | 247.9749 | 248.0442
2020-10-22 22:30 | -17 | -20.2485 | 58.8151 | 59.4753 | 35.2117 | 40.1843 | -17 | -20.2485 | -123.3164 | 126.35 | -123.3164 | 126.35 | 62.5499 | 118.5824 | 132.9 | 141.4047 | 133.5 | 141.9688 | -166.5 | -180.3846 | -164.9 | -177.954 | -168.7 | -182.0016 | -168.2 | -181.7648 | 196.7965 | 196.8119
2020-10-22 23:00 | -7 | -13.0384 | 68.1924 | 68.6148 | 22.5296 | 30.0718 | -7 | -12.2066 | -105.5886 | 109.1665 | -105.5886 | 109.1665 | 69.7582 | 124.9449 | 132.3 | 140.9441 | 132.6 | 141.1228 | -166.2 | -180.1077 | -163.8 | -177.0488 | -168 | -181.4546 | -166.5 | -180.0784 | 185.8938 | 186.0087
2020-10-22 23:30 | 4 | 8.9443 | 77.9589 | 78.0445 | 12.1217 | 20.6606 | 3 | 7.6158 | -98.2729 | 100.4222 | -98.2729 | 100.4222 | 65.5975 | 118.3496 | 141.6 | 149.0396 | 141.6 | 149.5144 | -175.4 | -189.261 | -172.9 | -185.8646 | -176.4 | -189.4512 | -176.3 | -189.8552 | 182.5002 | 182.519
2020-10-23 | 9 | 11.4018 | 75.8149 | 75.8458 | 10.6665 | 19.6211 | 9 | 12.0416 | -81.9548 | 84.6061 | -81.9548 | 84.6061 | 71.1692 | 124.0662 | 143.1 | 151.2202 | 143.7 | 151.3157 | -177.4 | -192.2154 | -173.6 | -187.4445 | -177.6 | -191.8829 | -177.4 | -191.7946 | 160.2712 | 160.3008
2020-10-23 00:30 | 1 | 9.0554 | 69.0157 | 69.0628 | 13.4736 | 23.0626 | 2 | 9.2195 | -86.6262 | 90.5837 | -86.6262 | 90.5837 | 68.3184 | 124.386 | 140.7 | 148.8571 | 142.8 | 151.038 | -174.3 | -189.2411 | -170.6 | -184.6696 | -174.5 | -188.8247 | -173.8 | -188.3925 | 149.9765 | 150.007
2020-10-23 01:00 | -7 | -11.4018 | 57.2027 | 57.2102 | 20.7256 | 28.1687 | -6 | -10.8167 | -98.3039 | 102.443 | -98.3039 | 102.443 | 88.0099 | 137.8084 | 140.1 | 147.8054 | 139.2 | 147.049 | -173.5 | -187.0889 | -170.8 | -183.8386 | -174.7 | -187.943 | -174.3 | -187.831 | 175.7584 | 176.8812
2020-10-23 01:30 | 0 | 10 | 59.0745 | 59.175 | 16.9479 | 26.9269 | -1 | -10.0499 | -86.2098 | 91.5945 | -86.2098 | 91.5945 | 99.8862 | 141.5352 | 140.1 | 148.2902 | 140.1 | 148.3887 | -173.3 | -187.5924 | -171.2 | -184.7693 | -175.3 | -189.0575 | -174.9 | -188.9883 | 169.7179 | 170.1596
2020-10-23 02:00 | -4 | -10.7703 | 55.669 | 55.6766 | 19.0338 | 27.2921 | -5 | -10.2956 | -83.2035 | 87.6974 | -83.2035 | 87.6974 | 97.6393 | 139.251 | 140.7 | 149.5559 | 140.4 | 149.3759 | -175.3 | -190.5523 | -172.1 | -185.3797 | -176.5 | -190.0221 | -175.8 | -189.596 | 150.2553 | 150.7511
2020-10-23 02:30 | -7 | -14.7648 | 52.0226 | 52.2133 | 21.4171 | 31.5957 | -7 | -14.7648 | -89.8716 | 96.4725 | -89.8716 | 96.4725 | 97.349 | 136.1016 | 141 | 150.5994 | 141.3 | 150.8427 | -174.7 | -191.5263 | -171.5 | -186.3118 | -175.4 | -190.4879 | -174.8 | -190.2105 | 149.6033 | 160.672
2020-10-23 03:00 | -5 | -17.72 | 59.7538 | 60.857 | 13.3378 | 32.7927 | -5 | -17.72 | -82.6823 | 94.6172 | -82.6823 | 94.6172 | 95.3867 | 147.8182 | 140.7 | 149.967 | 141 | 150.4568 | -174.4 | -190.8851 | -170.6 | -186.0775 | -174.9 | -190.5397 | -174.4 | -190.4004 | 131.8316 | 131.8733
2020-10-23 03:30 | -18 | -24.0832 | 39.2861 | 39.9794 | 31.8977 | 41.164 | -19 | -24.8395 | -111.4686 | 118.758 | -111.4686 | 118.758 | 90.3059 | 128.5294 | 141.9 | 149.7986 | 141 | 148.8499 | -175.5 | -189.5815 | -172.7 | -186.1973 | -177 | -190.7838 | -176 | -189.9691 | 113.7319 | 115.9431
2020-10-23 04:00 | -23 | -28.6007 | 34.4216 | 35.5526 | 37.8278 | 46.4138 | -24 | -30 | -118.3159 | 125.765 | -118.3159 | 125.765 | 87.9344 | 126.6154 | 141.9 | 149.6074 | 142.5 | 150.4631 | -176.6 | -190.8647 | -172.1 | -185.5287 | -176.6 | -190.4501 | -176.3 | -190.2471 | 114.0642 | 116.9036
2020-10-23 04:30 | -20 | -27.5862 | 36.9703 | 38.5204 | 35.9262 | 45.9867 | -20 | -26.9072 | -115.1011 | 123.5037 | -115.1011 | 123.5037 | 88.5757 | 139.726 | 141 | 149.3373 | 142.2 | 150.4709 | -175.8 | -190.5943 | -172.7 | -187.0692 | -177.1 | -191.8615 | -176.5 | -191.4625 | 124.7375 | 126.4515
2020-10-23 05:00 | -18 | -24.7588 | 41.4573 | 42.3637 | 33.0369 | 42.0185 | -20 | -25.6125 | -117.2395 | 124.4431 | -117.2395 | 124.4431 | 81.8344 | 133.3127 | 141.6 | 149.3229 | 141.9 | 149.7081 | -176.2 | -190.4187 | -173 | -186.738 | -177.2 | -191.2314 | -176.8 | -191.0497 | 116.9634 | 120.277
2020-10-23 05:30 | -3 | -15.2971 | 53.5343 | 54.1453 | 22.4261 | 33.4134 | -4 | -15.5242 | -110.0278 | 116.3349 | -110.0278 | 116.3349 | 91.9645 | 142.7178 | 143.4 | 151.5047 | 141.6 | 149.611 | -178.9 | -193.3721 | -176.1 | -189.9491 | -179.6 | -193.7187 | -179 | -193.4646 | 157.4004 | 158.2538
2020-10-23 06:00 | -7 | -19.3132 | 54.3009 | 55.5202 | 22.9525 | 36.0044 | -7 | -19.3132 | -112.0278 | 119.2919 | -112.0278 | 119.2919 | 100.0386 | 148.1263 | 142.5 | 150.5597 | 141.9 | 149.895 | -178.4 | -192.1204 | -177.1 | -188.2415 | -181.6 | -192.8822 | -181 | -192.5552 | 192.8335 | 194.3644
2020-10-23 06:30 | 9 | 18.3576 | 75.5526 | 75.9464 | 1.9935 | 24.5119 | 9 | 18.3576 | -90.1931 | 96.7525 | -90.1931 | 96.7525 | 90.6727 | 131.5056 | 142.8 | 149.7225 | 142.2 | 149.3325 | -175.5 | -188.4673 | -175.9 | -186.4736 | -179.6 | -190.3904 | -179.3 | -190.3127 | 220.4224 | 221.5599
2020-10-23 07:00 | 11 | 18.6011 | 73.8975 | 74.3772 | 4.3088 | 24.3216 | 10 | 18.0278 | -88.9031 | 94.5575 | -88.9031 | 94.5575 | 85.5771 | 128.0735 | 141.6 | 148.5785 | 141.6 | 148.7613 | -175.2 | -187.3737 | -175.5 | -185.5354 | -179.4 | -189.4228 | -179.3 | -189.7136 | 216.5375 | 217.922
2020-10-23 07:30 | 13 | 19.105 | 82.7145 | 83.0191 | -3.7804 | 23.079 | 13 | 18.3848 | -76.2423 | 81.825 | -76.2423 | 81.825 | 72.7264 | 118.6595 | 140.7 | 147.721 | 141.6 | 148.5785 | -175.4 | -187.6541 | -175.6 | -185.3745 | -180.1 | -189.9302 | -180 | -190.346 | 206.5281 | 208.2454
2020-10-23 08:00 | 19 | 22.4722 | 90.5266 | 90.8158 | -4.0988 | 21.2751 | 20 | 23.3238 | -79.9207 | 84.9433 | -79.9207 | 84.9433 | 64.0471 | 107.8819 | 141 | 147.5576 | 140.7 | 147.4353 | -174.6 | -186.552 | -175.3 | -184.9624 | -179 | -188.7565 | -179.6 | -189.5802 | 201.4952 | 203.0885
2020-10-23 08:30 | 13 | 17.0294 | 77.9567 | 78.1021 | 3.3792 | 20.2792 | 11 | 15.5563 | -92.2419 | 95.8864 | -92.2419 | 95.8864 | 60.4152 | 104.4447 | 140.4 | 146.6337 | 141.3 | 147.3248 | -175.2 | -186.3185 | -176.8 | -185.8227 | -180.8 | -189.8753 | -180.6 | -189.8076 | 234.404 | 235.7871
2020-10-23 09:00 | 16 | 19.4165 | 82.8576 | 83.0709 | -0.14011 | 20.7078 | 15 | 18.6011 | -89.9591 | 93.7342 | -89.9591 | 93.7342 | 45.8997 | 100.6973 | 139.8 | 146.5008 | 138.9 | 145.4629 | -173 | -184.8432 | -174.8 | -184.4559 | -179.1 | -188.8828 | -178.9 | -188.7571 | 231.965 | 232.8756
2020-10-23 09:30 | 17 | 20.2485 | 82.9694 | 83.1324 | -1.3407 | 19.6525 | 16 | 19.4165 | -86.3179 | 89.5673 | -86.3179 | 89.5673 | 64.2869 | 111.4899 | 138 | 144.7841 | 137.1 | 143.7451 | -170.7 | -182.0587 | -173.1 | -182.5268 | -176.8 | -186.353 | -176.2 | -185.7522 | 234.2236 | 235.0141
2020-10-23 10:00 | 16 | 20 | 71.9527 | 72.0575 | -2.7259 | 21.0664 | 15 | 19.2094 | -77.1148 | 81.2011 | -77.1148 | 81.2011 | 63.9667 | 109.7688 | 137.4 | 144.5813 | 138.9 | 145.8238 | -170.8 | -182.8929 | -173 | -182.6553 | -176.9 | -186.7022 | -177.2 | -187.3081 | 201.4535 | 202.0057
2020-10-23 10:30 | 12 | 17.6918 | 70.6504 | 71.1172 | 2.8932 | 23.1264 | 11 | 17.0294 | -85.7713 | 90.5506 | -85.7713 | 90.5506 | 57.0658 | 106.8306 | 137.4 | 144.675 | 137.4 | 144.9593 | -169.9 | -182.6702 | -170.5 | -180.716 | -174.5 | -184.8547 | -174.4 | -184.8927 | 174.8614 | 175.1621
2020-10-23 11:00 | 5 | 12.083 | 59.9785 | 60.099 | 6.5722 | 21.9269 | 4 | 12.6491 | -93.3675 | 97.1018 | -93.3675 | 97.1018 | 54.5537 | 105.3641 | 138.3 | 144.7123 | 138 | 144.4256 | -171.2 | -182.3893 | -173.1 | -182.3059 | -176.9 | -186.1344 | -177.2 | -186.6382 | 198.0498 | 200.4365
2020-10-23 11:30 | 11 | 14.2127 | 58.3825 | 58.3846 | -1.8496 | 19.6642 | 12 | 15 | -76.7578 | 82.0049 | -76.7578 | 82.0049 | 84.5921 | 125.0198 | 139.5 | 146.2145 | 139.2 | 145.9283 | -173.8 | -185.3826 | -172.7 | -182.2111 | -177.1 | -186.8917 | -176.5 | -186.3874 | 178.1506 | 181.1476
2020-10-23 12:00 | 5 | 11.1803 | 71.5782 | 71.7183 | 6.5664 | 20.6407 | 5 | 11.1803 | -84.4307 | 88.7947 | -84.4307 | 88.7947 | 77.2082 | 117.6388 | 138.6 | 145.0701 | 139.2 | 145.9283 | -172 | -183.4515 | -171.9 | -181.1669 | -175.9 | -185.5318 | -175.7 | -185.3105 | 181.2643 | 184.2119
2020-10-23 12:30 | -11 | -15.5563 | 51.91 | 52.2098 | 24.1395 | 31.3541 | -10 | -14.8661 | -100.1991 | 103.456 | -100.1991 | 103.456 | 67.6235 | 113.2644 | 138 | 144.8752 | 139.5 | 146.3047 | -170.5 | -182.0108 | -174 | -183.4439 | -178.3 | -187.966 | -178 | -187.6812 | 214.6506 | 216.0239
2020-10-23 13:00 | -15 | -19.8494 | 33.4177 | 34.0418 | 30.7355 | 38.2799 | -19 | -23.0217 | -105.4579 | 109.6677 | -105.4579 | 109.6677 | 64.7311 | 113.4619 | 138.6 | 145.4468 | 138.6 | 145.6298 | -170.6 | -182.1746 | -174.4 | -183.8232 | -177.8 | -187.4599 | -178.6 | -188.5986 | 231.6602 | 232.8143
2020-10-23 13:30 | -18 | -22.8035 | 42.6536 | 43.5089 | 30.802 | 38.778 | -17 | -22.0227 | -90.9561 | 96.337 | -90.9561 | 96.337 | 72.3726 | 118.9255 | 138.6 | 146.3843 | 139.2 | 147.049 | -172.1 | -185.2684 | -173.8 | -184.3936 | -177.8 | -188.5981 | -177.6 | -188.6107 | 214.1345 | 214.5313
2020-10-23 14:00 | -19 | -23.0217 | 35.1075 | 35.6965 | 30.1571 | 37.8381 | -19 | -23.0217 | -82.6813 | 88.2745 | -82.6813 | 88.2745 | 88.4764 | 130.4662 | 139.5 | 146.8573 | 138.9 | 146.5723 | -172.4 | -185.2528 | -174.4 | -184.7273 | -178.5 | -189.0596 | -178.2 | -188.942 | 216.0759 | 216.3553
2020-10-23 14:30 | -3 | -14.3178 | 47.3146 | 47.6885 | 14.1469 | 27.6337 | -4 | -14.5602 | -63.9666 | 71.2503 | -63.9666 | 71.2503 | 93.7541 | 136.425 | 138.6 | 146.8738 | 138.9 | 146.9599 | -172.8 | -186.4775 | -175.5 | -186.3977 | -180.2 | -191.1943 | -179.2 | -190.5562 | 244.4241 | 244.433
2020-10-23 15:00 | -13 | -18.3848 | 43.7851 | 44.413 | 27.5106 | 35.7835 | -15 | -20.5183 | -86.4279 | 91.923 | -86.4279 | 91.923 | 112.0985 | 146.9778 | 138.6 | 146.1924 | 137.1 | 144.8677 | -172.3 | -184.8683 | -174.9 | -185.1337 | -179.3 | -189.619 | -179.2 | -189.8524 | 261.1139 | 261.2841
2020-10-23 15:30 | -8 | -15.2643 | 56.5815 | 57.0789 | 23.0031 | 31.8827 | -7 | -14.7648 | -95.3976 | 99.9129 | -95.3976 | 99.9129 | 93.3881 | 133.6822 | 137.4 | 144.675 | 137.1 | 144.675 | -170.1 | -182.5126 | -174.7 | -184.5922 | -178.7 | -188.8892 | -178.5 | -188.8954 | 284.1371 | 284.1871
2020-10-23 16:00 | -10 | -16.4012 | 57.772 | 58.3647 | 27.0791 | 34.8995 | -10 | -16.4012 | -111.1912 | 115.084 | -111.1912 | 115.084 | 54.9919 | 105.9865 | 136.8 | 144.0112 | 137.4 | 144.7692 | -170.9 | -183.022 | -174 | -183.7308 | -177.9 | -187.7456 | -177.9 | -188.0676 | 239.6142 | 239.7619
2020-10-23 16:30 | -6 | -13.4164 | 64.9727 | 65.387 | 23.413 | 31.4674 | -6 | -13.4164 | -114.7476 | 117.8501 | -114.7476 | 117.8501 | 54.8873 | 110.0632 | 135.9 | 142.9691 | 136.2 | 143.2543 | -168.6 | -180.7173 | -173.4 | -182.9384 | -177.7 | -187.4603 | -177.5 | -187.4951 | 288.995 | 289.0439
2020-10-23 17:00 | 4 | 11.7047 | 79.1961 | 79.4234 | 12.7083 | 23.4921 | 4 | 11.7047 | -100.2587 | 103.2875 | -100.2587 | 103.2875 | 38.757 | 101.2238 | 135.3 | 142.3057 | 136.8 | 144.1053 | -168.5 | -180.0805 | -173.9 | -183.1911 | -178 | -187.4605 | -178.1 | -187.7128 | 285.1958 | 285.2708
2020-10-23 17:30 | 0 | 11 | 76.5634 | 76.9881 | 17.1886 | 27.0552 | -1 | -10.0499 | -114.2052 | 117.2464 | -114.2052 | 117.2464 | 26.7516 | 91.6053 | 136.5 | 143.1729 | 138 | 144.7841 | -170.1 | -181.8828 | -173.9 | -183.3524 | -178 | -187.5863 | -178.3 | -187.9975 | 266.3631 | 266.445
2020-10-23 18:00 | -4 | -13.6015 | 69.4213 | 70.1247 | 26.3033 | 34.1397 | -4 | -13.6015 | -128.6674 | 131.5768 | -128.6674 | 131.5768 | 30.9476 | 95.6584 | 137.7 | 144.6812 | 137.1 | 144.0181 | -170.8 | -182.7858 | -173.8 | -183.4772 | -178.1 | -187.9671 | -178.2 | -188.1886 | 271.3099 | 271.4156
2020-10-23 18:30 | 1 | 12.0416 | 83.1031 | 83.5591 | 13.6714 | 25.3599 | 1 | 12.0416 | -109.8212 | 113.0913 | -109.8212 | 113.0913 | 37.2167 | 99.3482 | 138 | 145.0589 | 137.7 | 144.7735 | -170.8 | -182.7858 | -174 | -183.7951 | -178.4 | -188.4116 | -178.4 | -188.4784 | 271.2161 | 271.3356
2020-10-23 19:00 | 0 | 11 | 79.7457 | 80.1216 | 19.3497 | 26.6338 | 0 | 10 | -116.8484 | 118.8428 | -116.8484 | 118.8428 | 40.5063 | 99.3313 | 138 | 144.6936 | 138.3 | 145.1609 | -171.3 | -182.7953 | -174.8 | -184.1078 | -178.7 | -188.1879 | -178.5 | -188.029 | 271.1027 | 271.1773
2020-10-23 19:30 | 0 | 12.0416 | 77.5789 | 78.2911 | 21.2748 | 29.4219 | 0 | 12 | -117.2563 | 119.7856 | -117.2563 | 119.7856 | 62.5301 | 115.5611 | 139.2 | 146.3047 | 141.9 | 148.5948 | -173 | -184.9137 | -176.2 | -185.943 | -180.6 | -190.496 | -180.4 | -190.4341 | 288.5519 | 288.5922
2020-10-23 20:00 | 0 | 12 | 79.751 | 80.1504 | 17.1761 | 26.2472 | 0 | 12 | -108.1701 | 110.9834 | -108.1701 | 110.9834 | 66.7207 | 121.1527 | 139.8 | 147.3306 | 139.8 | 147.2361 | -173.1 | -185.9774 | -176.4 | -186.8462 | -180.7 | -191.2361 | -180.4 | -191.2496 | 282.3631 | 282.3649
2020-10-23 20:30 | 8 | 13.6015 | 85.8305 | 86.1864 | 8.6806 | 22.5611 | 8 | 13.6015 | -91.4511 | 95.71 | -91.4511 | 95.71 | 77.6148 | 127.4236 | 136.2 | 144.114 | 136.5 | 144.3976 | -170.3 | -183.2262 | -173 | -183.6398 | -177.1 | -187.8049 | -176.7 | -187.696 | 290.6236 | 290.6429
2020-10-23 21:00 | 4 | 11.7047 | 78.4148 | 78.668 | 12.8936 | 24.1465 | 3 | 11.4018 | -95.1287 | 99.3011 | -95.1287 | 99.3011 | 79.6451 | 128.6115 | 138 | 145.8164 | 138 | 146.0248 | -171 | -184.5088 | -173.2 | -184.1997 | -176.8 | -187.8914 | -175.8 | -187.0872 | 257.8397 | 258.3708
2020-10-23 21:30 | -1 | -14.0357 | 73.2915 | 73.7569 | 15.4227 | 27.7879 | -3 | -13.3417 | -99.2324 | 104.6475 | -99.2324 | 104.6475 | 62.2372 | 116.833 | 138 | 145.9135 | 138.6 | 146.9734 | -171.2 | -184.9372 | -170.3 | -181.3721 | -174.3 | -185.6096 | -174 | -185.5007 | 207.0908 | 207.7314
2020-10-23 22:00 | -1 | -14.0357 | 68.7365 | 69.1336 | 15.5828 | 28.3992 | -1 | -14.0357 | -94.5561 | 101.0602 | -94.5561 | 101.0602 | 73.9735 | 125.9247 | 138 | 147.0187 | 136.8 | 145.7889 | -170.8 | -185.7855 | -169.8 | -182.7986 | -173.8 | -187.0327 | -173.3 | -186.8286 | 198.7658 | 198.9139
2020-10-23 22:30 | 2 | 14.1421 | 69.5731 | 69.9679 | 13.534 | 27.1015 | 1 | 14.0357 | -93.7748 | 99.368 | -93.7748 | 99.368 | 95.8837 | 139.1788 | 138 | 147.1224 | 137.4 | 146.6644 | -171.1 | -186.2583 | -170 | -183.1891 | -174 | -187.5545 | -173.6 | -187.5201 | 195.7496 | 196.2579
2020-10-23 23:00 | 2 | 15.1327 | 68.0444 | 68.3893 | 12.1778 | 27.3254 | 2 | 14.1421 | -95.8261 | 101.6215 | -95.8261 | 101.6215 | 101.1691 | 143.6171 | 139.5 | 148.5303 | 137.7 | 146.7371 | -171.8 | -186.9016 | -170.2 | -183.5796 | -174 | -187.7023 | -173.4 | -187.3349 | 192.3625 | 192.9553
2020-10-23 23:30 | 2 | 17.1172 | 67.9206 | 68.4885 | 11.9439 | 28.9703 | 2 | 17.1172 | -104.6784 | 110.5168 | -104.6784 | 110.5168 | 86.1384 | 131.9413 | 139.8 | 148.6075 | 139.5 | 148.2237 | -173.9 | -188.9117 | -172 | -185.1015 | -176.1 | -189.5765 | -175.6 | -189.2056 | 200.4515 | 200.8089
2020-10-24 | -10 | -19.7231 | 52.3335 | 53.289 | 24.9537 | 37.3367 | -9 | -20.1246 | -116.7585 | 123.1411 | -116.7585 | 123.1411 | 91.2027 | 136.5804 | 139.8 | 148.8121 | 139.8 | 148.5061 | -173.2 | -188.6222 | -171.8 | -185.064 | -176 | -189.6694 | -175.5 | -189.4306 | 193.0374 | 193.434
2020-10-24 00:30 | -20 | -29 | 36.8362 | 39.2595 | 37.6633 | 49.0865 | -20 | -29 | -127.1498 | 135.3091 | -127.1498 | 135.3091 | 80.6656 | 126.7982 | 140.7 | 149.6579 | 140.7 | 149.967 | -173.6 | -189.5072 | -171.4 | -185.0299 | -175.3 | -189.3585 | -174.8 | -189.0858 | 170.6994 | 170.8821
2020-10-24 01:00 | -40 | -46.6476 | 19.3147 | 24.492 | 53.0718 | 62.2087 | -38 | -44.9444 | -141.7273 | 149.9955 | -141.7273 | 149.9955 | 82.5694 | 122.1639 | 140.4 | 149.1721 | 141 | 149.737 | -173.9 | -189.0684 | -170.7 | -183.7457 | -175.3 | -188.7594 | -174.4 | -188.1106 | 161.5028 | 161.9064
2020-10-24 01:30 | -40 | -46.1411 | 17.1754 | 22.8884 | 53.2944 | 62.6444 | -40 | -46.1411 | -140.5764 | 148.9405 | -140.5764 | 148.9405 | 79.7607 | 118.1527 | 132.9 | 141.9241 | 132.3 | 141.682 | -163.8 | -178.9661 | -161.2 | -174.2259 | -165 | -178.3825 | -165 | -178.654 | 158.0311 | 158.4814
2020-10-24 02:00 | -45 | -50.5371 | 11.0674 | 18.5627 | 58.4196 | 67.0134 | -44 | -49.6488 | -144.1252 | 152.4732 | -144.1252 | 152.4732 | 83.2395 | 115.8267 | 127.5 | 136.99 | 126.9 | 136.4317 | -159 | -173.8075 | -157.7 | -170.1543 | -161 | -173.7762 | -160.5 | -173.4644 | 165.0103 | 165.2624
2020-10-24 02:30 | -54 | -60.8276 | 2.5052 | 19.42 | 67.1939 | 76.3735 | -54 | -60.8276 | -150.5315 | 160.0514 | -150.5315 | 160.0514 | 71.583 | 104.2929 | 124.2 | 133.59 | 123.9 | 133.7586 | -153 | -167.0671 | -151 | -163.006 | -154.5 | -166.7004 | -154.4 | -166.9479 | 155.075 | 155.3559
2020-10-24 03:00 | -74 | -81.8596 | -16.6969 | 31.0422 | 86.4697 | 96.0011 | -75 | -82.3468 | -178.0373 | 188.9069 | -178.0373 | 188.9069 | 65.7641 | 98.3711 | 123.9 | 133.5337 | 123 | 132.2534 | -154.2 | -167.8886 | -151.1 | -163.7132 | -154.5 | -167.3846 | -153.8 | -166.8548 | 138.4531 | 138.4606
2020-10-24 03:30 | -78 | -84.6936 | -24.8822 | 31.2014 | 94.7321 | 100.5419 | -78 | -84.6936 | -190.2689 | 196.7989 | -190.2689 | 196.7989 | 72.0012 | 102.7912 | 125.4 | 134.4884 | 124.5 | 133.6496 | -155.9 | -169.965 | -153.2 | -166.0308 | -156.5 | -169.6927 | -156.1 | -169.5182 | 140.3032 | 140.3067
2020-10-24 04:00 | -93 | -98.3514 | -32.3991 | 39.2694 | 102.5909 | 108.8853 | -93 | -98.0306 | -201.7264 | 208.9184 | -201.7264 | 208.9184 | 56.8928 | 89.6048 | 123 | 132.1434 | 123.9 | 133.2007 | -153.2 | -166.733 | -150.4 | -162.8309 | -153.6 | -166.4 | -153.3 | -166.2389 | 134.0618 | 134.0666
2020-10-24 04:30 | -76 | -79.404 | -27.3324 | 35.1309 | 99.4754 | 105.7981 | -76 | -79.404 | -200.5049 | 207.838 | -200.5049 | 207.838 | 57.1142 | 90.755 | 126.6 | 135.608 | 128.7 | 137.4648 | -157.1 | -171.3846 | -154.2 | -167.4177 | -157.7 | -171.2545 | -157.4 | -171.1842 | 142.228 | 142.3355
2020-10-24 05:00 | -90 | -95.5196 | -29.5681 | 37.846 | 103.425 | 109.5907 | -90 | -94.8683 | -208.2374 | 215.505 | -208.2374 | 215.505 | 59.9059 | 91.1117 | 123.9 | 132.8729 | 124.8 | 133.8205 | -154.2 | -167.5347 | -151 | -163.3471 | -154.4 | -166.986 | -154 | -166.7774 | 151.112 | 151.1405
2020-10-24 05:30 | -92 | -97.0824 | -26.6379 | 36.485 | 105.2441 | 111.1789 | -92 | -96.7678 | -214.3454 | 221.1081 | -214.3454 | 221.1081 | 51.0044 | 86.2553 | 124.5 | 132.6916 | 124.8 | 133.077 | -154 | -166.9618 | -151.5 | -163.5069 | -154.9 | -167.1462 | -154.5 | -167.0024 | 159.0158 | 159.0421
2020-10-24 06:00 | -87 | -92.0272 | -22.5149 | 33.0442 | 101.4122 | 107.254 | -87 | -92.0272 | -211.8404 | 218.2864 | -211.8404 | 218.2864 | 55.2707 | 89.2987 | 124.2 | 132.6193 | 124.8 | 133.077 | -155.4 | -168.2157 | -153.5 | -165.3989 | -156.8 | -168.983 | -156.6 | -169.0222 | 178.7774 | 178.7865
2020-10-24 06:30 | -87 | -91.7061 | -21.5791 | 36.1523 | 101.8582 | 108.3741 | -87 | -91.7061 | -214.3592 | 220.7529 | -214.3592 | 220.7529 | 43.0836 | 107.8811 | 123.3 | 131.3582 | 123 | 131.3222 | -153.5 | -165.5683 | -152.2 | -163.4169 | -155.4 | -166.9801 | -155.4 | -167.034 | 199.0024 | 201.2235
2020-10-24 07:00 | -93 | -99.0202 | -23.859 | 39.3274 | 110.3794 | 116.9875 | -93 | -98.6813 | -225.5021 | 231.6374 | -225.5021 | 231.6374 | 49.6009 | 117.1082 | 130.8 | 139.4329 | 130.8 | 139.6419 | -162.9 | -176.4846 | -161.5 | -174.2771 | -165.5 | -178.5852 | -165.1 | -178.4793 | 217.2073 | 217.9034
2020-10-24 07:30 | -97 | -102.7862 | -23.4896 | 39.3144 | 112.1081 | 118.1074 | -97 | -102.4597 | -230.8847 | 236.0213 | -230.8847 | 236.0213 | 50.0487 | 116.04 | 135.9 | 143.6458 | 136.5 | 144.2123 | -169.5 | -182.6687 | -169.3 | -181.6736 | -173.1 | -185.7952 | -172.8 | -185.6983 | 230.5152 | 230.9511
2020-10-24 08:00 | -106 | -111.3194 | -28.0262 | 42.3925 | 121.7163 | 126.8547 | -106 | -111.018 | -248.6494 | 252.7855 | -248.6494 | 252.7855 | 42.9199 | 104.0346 | 136.2 | 141.1101 | 136.2 | 141.1888 | -169.8 | -178.519 | -170.6 | -178.822 | -175 | -183.3795 | -174.7 | -183.3343 | 251.2319 | 253.4571
2020-10-24 08:30 | -112 | -119.2686 | -33.0984 | 51.1312 | 128.6026 | 135.1422 | -112 | -119.2686 | -261.4836 | 267.2082 | -261.4836 | 267.2082 | 29.7402 | 99.6038 | 136.5 | 141.3996 | 135.6 | 140.531 | -169.4 | -177.8595 | -170.7 | -178.7683 | -174.7 | -182.9146 | -174.5 | -182.9024 | 264.8979 | 266.1222
2020-10-24 09:00 | -117 | -123.3288 | -31.6331 | 49.9236 | 128.576 | 134.5585 | -117 | -123.0163 | -257.7024 | 263.9468 | -257.7024 | 263.9468 | 22.3955 | 95.0991 | 136.2 | 140.7253 | 135.9 | 140.5108 | -170.6 | -178.2908 | -172.6 | -179.9771 | -176.4 | -183.933 | -176.2 | -183.8266 | 280.3185 | 281.1828
2020-10-24 09:30 | -124 | -130.9198 | -41.5739 | 58.4959 | 138.6307 | 144.5328 | -123 | -129.6534 | -258.724 | 265.6808 | -258.724 | 265.6808 | 22.5579 | 98.8143 | 135.6 | 140.3747 | 135.9 | 140.3596 | -170.5 | -178.9075 | -171 | -178.8777 | -176 | -184.1272 | -175.6 | -183.863 | 282.2978 | 282.599
2020-10-24 10:00 | -132 | -139.4597 | -52.5928 | 68.0755 | 147.8601 | 153.749 | -133 | -140.0893 | -266.8966 | 274.3404 | -266.8966 | 274.3404 | 12.3727 | 99.54 | 135.6 | 140.4526 | 136.8 | 141.6115 | -169.1 | -177.9126 | -171.5 | -179.6213 | -175.5 | -183.7675 | -175.9 | -184.4179 | 278.7392 | 278.855
2020-10-24 10:30 | -125 | -129.8076 | -46.6215 | 56.994 | 136.3727 | 140.8894 | -124 | -128.8449 | -247.5197 | 252.1234 | -247.5197 | 252.1234 | 0.95125 | 104.3975 | 136.2 | 141.7566 | 137.7 | 143.281 | -170.6 | -180.3513 | -174.1 | -182.946 | -178.2 | -187.2471 | -178 | -187.1184 | 275.2761 | 275.315
2020-10-24 11:00 | -130 | -134.3726 | -64.3606 | 70.612 | 139.2798 | 143.7163 | -128 | -132.4387 | -256.8072 | 261.1906 | -256.8072 | 261.1906 | 12.4614 | 102.7516 | 138.3 | 143.2939 | 139.2 | 144.3199 | -172.3 | -181.1411 | -175.8 | -183.9654 | -180.3 | -188.6487 | -179.9 | -188.3551 | 290.2207 | 290.2296
2020-10-24 11:30 | -123 | -128.4445 | -62.2766 | 69.9879 | 135.0157 | 140.2185 | -123 | -128.16 | -255.0286 | 259.7947 | -255.0286 | 259.7947 | 10.6901 | 100.8645 | 136.8 | 142.1687 | 137.4 | 142.6651 | -170.8 | -180.1235 | -175.1 | -183.5648 | -179 | -187.6751 | -178.9 | -187.64 | 280.8668 | 280.8808
2020-10-24 12:00 | -128 | -133.2404 | -72.717 | 79.0361 | 144.0086 | 148.6209 | -128 | -133.2404 | -259.8615 | 264.4706 | -259.8615 | 264.4706 | 13.9894 | 104.2221 | 138 | 143.0833 | 138.9 | 144.1103 | -172.3 | -181.4522 | -175 | -183.4094 | -179.3 | -187.9913 | -178.9 | -187.6702 | 257.7366 | 258.0097
2020-10-24 12:30 | -137 | -142.443 | -79.1872 | 86.0191 | 149.1621 | 154.2252 | -137 | -142.1724 | -260.9582 | 266.5323 | -260.9582 | 266.5323 | 23.6225 | 87.808 | 129.9 | 136.4291 | 129 | 135.2082 | -162.8 | -172.7561 | -164.7 | -174.714 | -170.2 | -181.2782 | -169.8 | -181.0411 | 254.0101 | 255.3021
2020-10-24 13:00 | -136 | -143.8923 | -77.5661 | 87.5218 | 147.4588 | 154.5758 | -135 | -142.9475 | -261.0102 | 269.347 | -261.0102 | 269.347 | 8.9667 | 78.0069 | 122.7 | 128.7489 | 121.8 | 128.2625 | -152.5 | -161.0253 | -154.6 | -163.4324 | -158 | -166.9085 | -158 | -167.0703 | 248.6894 | 251.0436
2020-10-24 13:30 | -125 | -131.5523 | -72.8346 | 80.8097 | 137.831 | 144.435 | -128 | -134.7145 | -250.9957 | 257.9746 | -250.9957 | 257.9746 | 30.6328 | 88.5375 | 120.6 | 126.9351 | 123.3 | 129.5031 | -153.3 | -162.4995 | -153.4 | -162.6936 | -156.8 | -166.4328 | -156 | -165.8145 | 206.3277 | 210.7393
2020-10-24 14:00 | -132 | -139.1402 | -61.1324 | 72.4649 | 144.8953 | 150.9728 | -130 | -136.6163 | -254.8968 | 261.966 | -254.8968 | 261.966 | 30.686 | 95.5727 | 123 | 128.7657 | 121.8 | 127.8004 | -153.9 | -162.0985 | -154.7 | -162.3584 | -158.2 | -166.1504 | -158.1 | -166.0534 | 199.7502 | 202.2407
2020-10-24 14:30 | -138 | -145.4648 | -68.0054 | 78.4837 | 149.0336 | 155.1373 | -138 | -145.1516 | -260.9931 | 268.1047 | -260.9931 | 268.1047 | 34.0827 | 91.0487 | 122.4 | 127.1692 | 123 | 127.9928 | -153.2 | -160.4839 | -152.7 | -159.9173 | -156.1 | -163.4312 | -156.1 | -163.58 | 202.8885 | 206.5251
2020-10-24 15:00 | -132 | -138.8272 | -59.7663 | 69.3701 | 145.595 | 150.7705 | -132 | -138.5208 | -249.5069 | 255.8234 | -249.5069 | 255.8234 | 33.3139 | 99.4072 | 123.9 | 129.8033 | 124.2 | 130.0897 | -152.2 | -160.7091 | -154 | -162.0065 | -157.2 | -165.4833 | -157.1 | -165.5769 | 208.9205 | 210.6727
2020-10-24 15:30 | -131 | -136.1249 | -56.7801 | 65.4182 | 145.0599 | 149.4039 | -131 | -135.8565 | -249.585 | 254.9912 | -249.585 | 254.9912 | 30.6244 | 97.9271 | 120.6 | 126.1189 | 123.3 | 128.7895 | -151.8 | -159.6358 | -154.7 | -162.1544 | -158.1 | -165.8482 | -158.2 | -165.9737 | 262.5786 | 264.4182
2020-10-24 16:00 | -133 | -138.3221 | -52.9758 | 62.8662 | 144.8054 | 149.1723 | -132 | -137.3608 | -260.2509 | 265.6039 | -260.2509 | 265.6039 | 43.07 | 101.6313 | 134.7 | 139.5838 | 134.4 | 139.3735 | -167.4 | -175.7758 | -171.8 | -179.4682 | -176 | -183.9227 | -175.5 | -183.4734 | 251.4336 | 252.95
2020-10-24 16:30 | -116 | -120.8801 | -46.9507 | 54.9147 | 127.658 | 132.5428 | -116 | -120.6027 | -245.5742 | 250.5542 | -245.5742 | 250.5542 | 24.3217 | 103.4751 | 138 | 142.8482 | 138.6 | 143.5835 | -172.5 | -181.3622 | -176.6 | -184.8183 | -180.9 | -189.2516 | -180.8 | -189.2615 | 247.9681 | 249.0382
2020-10-24 17:00 | -120 | -125.2837 | -45.381 | 55.0297 | 131.9313 | 136.9961 | -120 | -125.2837 | -259.8096 | 264.9477 | -259.8096 | 264.9477 | 23.7336 | 94.7583 | 138 | 142.2471 | 138.9 | 143.1204 | -172.3 | -179.9181 | -176.9 | -184.1049 | -181 | -188.3215 | -180.8 | -188.352 | 285.0539 | 286.0214
2020-10-24 17:30 | -111 | -115.8016 | -30.2745 | 42.2506 | 124.4134 | 129.0689 | -110 | -114.56 | -252.9417 | 256.7956 | -252.9417 | 256.7956 | 21.0947 | 93.2543 | 138.6 | 143.9015 | 138 | 143.0044 | -173.2 | -182.2758 | -178 | -186.6263 | -182.5 | -191.3088 | -182.3 | -191.2739 | 293.2499 | 294.5943
2020-10-24 18:00 | -99 | -102.8834 | -12.1538 | 29.6485 | 114.6555 | 118.6934 | -99 | -102.8834 | -240.7358 | 243.811 | -240.7358 | 243.811 | 21.7652 | 94.9684 | 137.7 | 142.8737 | 137.7 | 143.0349 | -172.4 | -181.5158 | -177.1 | -185.8638 | -181.6 | -190.542 | -181.5 | -190.5724 | 323.2434 | 324.1991
2020-10-24 18:30 | -94 | -97.5295 | -10.1324 | 27.8394 | 117.1366 | 120.4238 | -95 | -97.9847 | -248.7715 | 251.4376 | -248.7715 | 251.4376 | 14.7145 | 96.5221 | 136.5 | 142.3815 | 136.2 | 142.0939 | -169.8 | -179.4649 | -174.4 | -183.0484 | -178.7 | -187.4191 | -178.3 | -187.1286 | 321.279 | 322.8955
2020-10-24 19:00 | -88 | -90.2441 | 2.9528 | 22.8905 | 107.6903 | 110.174 | -88 | -90.0278 | -238.7591 | 240.5843 | -238.7591 | 240.5843 | 16.3353 | 99.2116 | 137.4 | 142.9099 | 137.4 | 142.9099 | -171.7 | -181.1369 | -175.8 | -184.2326 | -180.3 | -188.8261 | -180.1 | -188.7845 | 328.0709 | 329.3909
2020-10-24 19:30 | -72 | -73.9797 | 21.6631 | 30.0837 | 91.3065 | 93.8052 | -71 | -72.7805 | -216.5634 | 218.0302 | -216.5634 | 218.0302 | 5.6772 | 98.2874 | 137.4 | 143.0761 | 136.5 | 142.1281 | -171.1 | -180.9814 | -175.4 | -183.9411 | -179.7 | -188.4383 | -179.6 | -188.4281 | 302.1452 | 303.957
2020-10-24 20:00 | -80 | -81.7863 | 13.3131 | 25.137 | 98.453 | 100.7122 | -80 | -81.7863 | -225.2439 | 226.6693 | -225.2439 | 226.6693 | 15.9303 | 97.9086 | 136.5 | 141.5574 | 136.8 | 141.6893 | -170.7 | -179.4649 | -174.5 | -182.9024 | -178.7 | -187.1201 | -178.5 | -187.1382 | 302.3813 | 303.6779
2020-10-24 20:30 | -75 | -77.1298 | 14.2055 | 25.5033 | 93.7984 | 96.9722 | -74 | -75.9276 | -218.1242 | 220.6225 | -218.1242 | 220.6225 | 16.9739 | 99.3958 | 137.4 | 142.8277 | 138 | 143.4869 | -170 | -179.6865 | -174.6 | -183.8244 | -177.8 | -187.052 | -177.6 | -187.018 | 274.1199 | 276.6661
2020-10-24 21:00 | -76 | -78.339 | 11.9837 | 23.2905 | 92.8115 | 95.7929 | -76 | -78.339 | -211.3917 | 213.6912 | -211.3917 | 213.6912 | 28.2248 | 101.8237 | 136.8 | 142.4163 | 138 | 143.736 | -170.9 | -180.7325 | -173.4 | -182.843 | -177.9 | -187.4605 | -177.6 | -187.2702 | 267.9567 | 270.4715
2020-10-24 21:30 | -72 | -74.2159 | 12.2341 | 23.2814 | 89.0842 | 92.7017 | -72 | -73.9797 | -205.9258 | 208.8913 | -205.9258 | 208.8913 | 36.101 | 112.8955 | 137.4 | 142.9099 | 137.4 | 142.7461 | -171.5 | -180.9795 | -173.2 | -182.6851 | -178.3 | -187.9026 | -177.9 | -187.5864 | 251.9001 | 253.3939
2020-10-24 22:00 | -74 | -76.1577 | 12.8945 | 21.2318 | 85.3752 | 88.6334 | -74 | -76.4003 | -201.5337 | 204.3639 | -201.5337 | 204.3639 | 54.8713 | 117.488 | 138 | 143.405 | 137.7 | 143.0349 | -172.5 | -181.8943 | -173.9 | -182.8772 | -177.9 | -187.116 | -177.6 | -187.1122 | 241.5811 | 243.7614
2020-10-24 22:30 | -58 | -59.9083 | 20.7033 | 25.6745 | 74.0063 | 78.0068 | -58 | -59.9083 | -186.6923 | 189.519 | -186.6923 | 189.519 | 62.6481 | 125.1446 | 140.4 | 145.7966 | 140.1 | 145.5891 | -174.4 | -183.9818 | -175.5 | -185.0566 | -179.3 | -189.0093 | -179.3 | -189.264 | 217.6826 | 219.3776
2020-10-24 23:00 | -59 | -61.6847 | 13.6649 | 20.0644 | 78.0421 | 82.3038 | -58 | -60.7289 | -195.767 | 198.9889 | -195.767 | 198.9889 | 62.1112 | 121.6067 | 140.4 | 146.2081 | 140.4 | 146.2921 | -174.6 | -184.752 | -174 | -183.9568 | -178 | -188.1622 | -177.6 | -188.0124 | 201.9584 | 206.0018
2020-10-24 23:30 | -55 | -58.1893 | 19.4583 | 24.3098 | 70.3687 | 75.2545 | -55 | -58.1893 | -183.1182 | 186.144 | -183.1182 | 186.144 | 53.888 | 115.4011 | 138.3 | 143.9406 | 139.5 | 144.9301 | -173.4 | -183.1949 | -171.8 | -181.6812 | -175.9 | -185.9765 | -175.5 | -185.7919 | 206.6281 | 210.4472
2020-10-25 | -59 | -62.2977 | 12.5561 | 19.5267 | 73.5329 | 78.6297 | -59 | -62.2977 | -179.0061 | 182.8212 | -179.0061 | 182.8212 | 54.7566 | 113.2773 | 139.5 | 145.094 | 139.2 | 144.8885 | -174.3 | -184.2082 | -172.6 | -182.4703 | -176.8 | -186.6757 | -176.5 | -186.6786 | 181.9154 | 186.9496
2020-10-25 00:30 | -65 | -66.7083 | 3.8399 | 10.9857 | 79.5476 | 82.9923 | -65 | -66.7083 | -184.0461 | 187.1271 | -184.0461 | 187.1271 | 58.9298 | 105.7067 | 139.8 | 145.5482 | 139.8 | 145.632 | -173.5 | -183.911 | -171.5 | -182.2274 | -175.8 | -186.7475 | -175.1 | -186.2927 | 173.4727 | 178.5943
2020-10-25 01:00 | -72 | -74.7262 | -4.6756 | 13.8079 | 85.0869 | 89.1994 | -71 | -73.4983 | -181.1215 | 185.0224 | -181.1215 | 185.0224 | 57.9239 | 104.3843 | 141 | 146.7012 | 141.3 | 146.9896 | -175.8 | -186.3461 | -172.9 | -183.7817 | -176.1 | -187.0974 | -176.2 | -187.395 | 153.7465 | 159.6329
2020-10-25 01:30 | -61 | -63.8905 | -0.68051 | 11.8445 | 78.6124 | 82.9583 | -62 | -64.5601 | -168.1972 | 172.258 | -168.1972 | 172.258 | 66.6064 | 111.3776 | 141 | 147.037 | 141.9 | 148.0706 | -175.2 | -185.9471 | -173.2 | -184.4391 | -176.6 | -188.0101 | -176.4 | -188.0292 | 143.3464 | 149.5514
2020-10-25 02:00 | -60 | -62.3618 | 11.6549 | 16.191 | 63.1826 | 69.1395 | -60 | -62.0967 | -149.4633 | 155.2277 | -149.4633 | 155.2277 | 75.7531 | 113.3007 | 141 | 147.2083 | 141.3 | 147.4099 | -174.8 | -186.045 | -172.2 | -183.3626 | -176 | -187.4123 | -176.2 | -188.0154 | 139.2671 | 142.9478
2020-10-25 02:30 | -58 | -60.4401 | 4.2485 | 10.3838 | 71.1948 | 75.7196 | -59 | -61.4003 | -158.7101 | 163.188 | -158.7101 | 163.188 | 79.757 | 113.7634 | 141.3 | 147.582 | 141.6 | 147.7831 | -175.9 | -187.1129 | -172.5 | -183.6444 | -176.3 | -187.9162 | -176.5 | -188.2618 | 136.8769 | 139.6693
2020-10-25 03:00 | -56 | -57.7235 | 8.2536 | 10.771 | 67.2859 | 71.2157 | -56 | -57.7235 | -157.9661 | 162.0503 | -157.9661 | 162.0503 | 86.1501 | 115.7569 | 140.7 | 147.1826 | 141.6 | 147.956 | -175.5 | -187.1156 | -171.9 | -183.3229 | -175.9 | -187.5602 | -175.5 | -187.4648 | 133.4551 | 134.8019
2020-10-25 03:30 | -59 | -61.131 | 3.3144 | 9.2158 | 71.5636 | 75.8215 | -59 | -60.8769 | -162.5812 | 167.1908 | -162.5812 | 167.1908 | 83.3441 | 112.8249 | 142.5 | 148.5606 | 142.2 | 148.7313 | -176.5 | -187.7793 | -172.8 | -184.1326 | -176.9 | -188.5329 | -176.6 | -188.3555 | 128.1122 | 129.8407
2020-10-25 04:00 | -59 | -60.8769 | 4.9927 | 9.487 | 70.9843 | 74.9472 | -59 | -60.8769 | -155.6271 | 159.679 | -155.6271 | 159.679 | 84.8334 | 113.4511 | 141.6 | 147.7831 | 142.8 | 149.0188 | -175.7 | -186.9933 | -172.3 | -183.5597 | -176.2 | -187.7033 | -176.5 | -188.2966 | 131.3067 | 132.934
2020-10-25 04:30 | -68 | -70.0928 | -0.54816 | 10.4301 | 76.7548 | 81.2047 | -67 | -69.1231 | -164.5001 | 169.2355 | -164.5001 | 169.2355 | 83.7101 | 112.8168 | 144 | 150.4269 | 144.3 | 151.0014 | -178.8 | -190.9409 | -175.6 | -187.7576 | -179.4 | -191.8072 | -178.9 | -191.3876 | 132.5358 | 132.8343
2020-10-25 05:00 | -67 | -69.3758 | -3.1252 | 10.743 | 79.8673 | 83.8444 | -67 | -69.3758 | -175.1812 | 179.573 | -175.1812 | 179.573 | 82.4955 | 111.8157 | 143.4 | 149.5938 | 143.1 | 149.3922 | -178.3 | -189.6419 | -175.7 | -187.0275 | -179.8 | -191.3681 | -179.4 | -191.1553 | 137.9104 | 138.8423
2020-10-25 05:30 | -76 | -78.848 | -11.6363 | 18.1827 | 89.2518 | 93.5986 | -76 | -78.848 | -191.179 | 196.2907 | -191.179 | 196.2907 | 83.9272 | 112.6274 | 144.3 | 150.1215 | 143.7 | 149.8815 | -179 | -189.8295 | -175.7 | -186.4183 | -180.6 | -191.7051 | -180.1 | -191.3015 | 151.463 | 152.4754
2020-10-25 06:00 | -79 | -82.0061 | -17.6205 | 25.357 | 95.1021 | 100.4016 | -79 | -81.7435 | -201.857 | 208.1324 | -201.857 | 208.1324 | 76.4265 | 110.4985 | 143.1 | 148.1627 | 142.2 | 147.2157 | -177.4 | -186.9539 | -175.7 | -185.3415 | -179.5 | -189.3259 | -179.4 | -189.4549 | 155.646 | 156.7933
2020-10-25 06:30 | -87 | -92.0272 | -24.5916 | 34.4686 | 100.9515 | 107.457 | -87 | -92.0272 | -214.4186 | 221.7503 | -214.4186 | 221.7503 | 71.1935 | 124.6401 | 142.8 | 149.813 | 143.4 | 150.7508 | -178.1 | -190.7042 | -176.3 | -188.8159 | -180.5 | -193.2388 | -180.1 | -193.1168 | 163.5779 | 164.8435
2020-10-25 07:00 | -85 | -91.9239 | -30.6005 | 41.9016 | 102.2493 | 110.3523 | -84 | -90.6201 | -220.827 | 229.491 | -220.827 | 229.491 | 57.9109 | 112.1573 | 143.4 | 149.1736 | 141.3 | 147.278 | -176.2 | -186.5915 | -174.1 | -184.4441 | -180.3 | -191.0228 | -178.7 | -189.6001 | 155.505 | 157.1626
2020-10-25 07:30 | -103 | -107.28 | -40.0533 | 47.2453 | 116.4484 | 121.6401 | -104 | -108.2405 | -236.8713 | 242.2719 | -236.8713 | 242.2719 | 53.4015 | 114.7894 | 139.2 | 143.9312 | 138.3 | 143.138 | -173.3 | -181.7881 | -174.1 | -182.5208 | -178.2 | -186.8821 | -179 | -187.826 | 193.5566 | 193.7145
2020-10-25 08:00 | -117 | -121.8401 | -57.6197 | 64.9208 | 131.9362 | 137.1043 | -116 | -120.6027 | -249.3945 | 254.6266 | -249.3945 | 254.6266 | 32.5024 | 101.3091 | 122.1 | 127.3817 | 122.1 | 127.2965 | -151 | -158.2051 | -154.6 | -162.089 | -158.2 | -165.7932 | -158 | -165.8134 | 230.1429 | 230.2172
2020-10-25 08:30 | -128 | -134.1044 | -79.7887 | 87.1768 | 139.3399 | 145.8874 | -128 | -133.8096 | -259.1535 | 265.9005 | -259.1535 | 265.9005 | 4.9259 | 89.1473 | 111.9 | 117.2758 | 111.3 | 116.7035 | -140.1 | -146.9672 | -143.1 | -150.0387 | -146.9 | -153.9338 | -146.5 | -153.6724 | 215.1103 | 215.2372
2020-10-25 09:00 | -132 | -137.6408 | -85.0022 | 90.1643 | 137.6016 | 143.188 | -132 | -137.3608 | -248.3825 | 254.1976 | -248.3825 | 254.1976 | 21.1966 | 91.4775 | 111 | 116.4174 | 109.2 | 114.7946 | -138.8 | -145.427 | -142.1 | -148.8452 | -144.8 | -151.661 | -144.4 | -151.3089 | 214.1669 | 214.4266
2020-10-25 09:30 | -133 | -138.6001 | -80.1927 | 86.6079 | 139.0033 | 144.99 | -132 | -137.6408 | -246.9401 | 253.3991 | -246.9401 | 253.3991 | 37.432 | 95.911 | 109.8 | 115.7394 | 109.2 | 115.1703 | -139.7 | -146.5255 | -141.5 | -148.3324 | -144.1 | -151.1429 | -143.9 | -150.9825 | 200.4321 | 200.6803
2020-10-25 10:00 | -129 | -134.7665 | -84.3291 | 89.4213 | 133.7913 | 139.8692 | -128 | -133.5215 | -234.1243 | 240.8024 | -234.1243 | 240.8024 | 23.7264 | 85.67 | 106.5 | 111.8566 | 108.9 | 114.2342 | -134.3 | -140.3898 | -136.7 | -143.0066 | -140.4 | -146.9548 | -140.2 | -146.7934 | 200.1123 | 201.0463
2020-10-25 10:30 | -132 | -136.821 | -93.6419 | 97.6835 | 138.1193 | 143.4888 | -131 | -135.8565 | -241.7355 | 247.3799 | -241.7355 | 247.3799 | 25.0315 | 85.5243 | 103.8 | 108.5619 | 104.7 | 109.5986 | -130.8 | -136.405 | -130.8 | -136.9631 | -134.1 | -140.3452 | -134 | -140.3385 | 213.3686 | 216.1582
2020-10-25 11:00 | -128 | -134.4061 | -82.5432 | 88.0607 | 135.3222 | 141.5339 | -128 | -134.1044 | -244.6978 | 250.9849 | -244.6978 | 250.9849 | 10.64 | 82.6438 | 101.4 | 107.0121 | 100.2 | 106.0711 | -127.4 | -133.7432 | -130.6 | -136.9445 | -133.7 | -140.1717 | -133.1 | -139.6903 | 224.2583 | 225.962
2020-10-25 11:30 | -142 | -148.0811 | -89.7672 | 95.9698 | 148.9942 | 154.8548 | -142 | -148.0811 | -265.5878 | 271.8104 | -265.5878 | 271.8104 | 2.4171 | 74.8545 | 99.6 | 103.9339 | 100.5 | 104.3008 | -125.2 | -129.4305 | -128.6 | -133.7617 | -131.7 | -136.9622 | -131.7 | -136.9897 | 243.9064 | 245.2613
2020-10-25 12:00 | -152 | -158.8081 | -81.3621 | 91.1118 | 160.7649 | 166.5271 | -151 | -157.5627 | -278.7844 | 285.4003 | -278.7844 | 285.4003 | 5.3677 | 73.6622 | 101.1 | 105.288 | 102 | 106.0698 | -127.4 | -131.9887 | -128.6 | -133.8169 | -132.7 | -138.0889 | -131.6 | -136.964 | 249.5471 | 250.5121
2020-10-25 12:30 | -144 | -152.1085 | -80.461 | 87.3721 | 144.6587 | 150.5644 | -143 | -150.841 | -263.9651 | 269.6892 | -263.9651 | 269.6892 | -6.8184 | 87.9731 | 100.2 | 106.4708 | 99.9 | 105.8868 | -126 | -133.0387 | -128 | -135.7796 | -131.2 | -139.23 | -130.6 | -138.5977 | 248.7037 | 248.7089
2020-10-25 13:00 | -154 | -160.7234 | -85.1334 | 94.9903 | 163.7996 | 169.5059 | -153 | -159.7655 | -285.583 | 292.0132 | -285.583 | 292.0132 | 21.725 | 72.9488 | 99.9 | 104.5697 | 99.9 | 104.394 | -126.4 | -131.2366 | -129.2 | -135.0159 | -132.6 | -138.6179 | -132.2 | -138.3233 | 261.4562 | 261.6365
2020-10-25 13:30 | -146 | -152.4861 | -74.2919 | 83.8814 | 158.9677 | 164.0579 | -145 | -151.2415 | -278.2722 | 283.8559 | -278.2722 | 283.8559 | 13.3227 | 72.9361 | 99.9 | 104.4814 | 99 | 103.8906 | -126.2 | -131.1251 | -126.4 | -132.548 | -129.2 | -135.489 | -129.7 | -136.0865 | 265.2227 | 265.2661
2020-10-25 14:00 | -148 | -154.1201 | -79.0802 | 88.2959 | 159.3581 | 164.7067 | -147 | -153.16 | -284.3075 | 289.9624 | -284.3075 | 289.9624 | 22.7922 | 77.0534 | 112.2 | 117.2094 | 111.6 | 116.5484 | -143 | -149.0121 | -145.3 | -152.0203 | -148.7 | -155.5935 | -149.1 | -155.9758 | 257.445 | 257.4465
2020-10-25 14:30 | -135 | -141.3825 | -64.3982 | 75.0588 | 145.9096 | 151.7367 | -135 | -141.3825 | -272.7569 | 278.2306 | -272.7569 | 278.2306 | 14.4245 | 88.0248 | 114.6 | 120.0319 | 114.3 | 119.7455 | -143.8 | -150.922 | -147.7 | -155.1807 | -151.7 | -159.356 | -151.4 | -159.2887 | 256.6751 | 256.6832
2020-10-25 15:00 | -145 | -151.2415 | -65.002 | 77.5964 | 158.3351 | 163.6353 | -145 | -151.5289 | -289.733 | 294.9654 | -289.733 | 294.9654 | 30.7392 | 95.1518 | 130.8 | 135.9053 | 130.2 | 135.5761 | -163 | -171.3384 | -165.2 | -173.8017 | -168.5 | -177.2802 | -168.4 | -177.4671 | 244.5146 | 244.6826
2020-10-25 15:30 | -142 | -148.0811 | -56.023 | 70.3049 | 154.5243 | 159.5799 | -141 | -146.84 | -286.9212 | 291.8009 | -286.9212 | 291.8009 | 20.1224 | 96.6147 | 133.2 | 137.9791 | 132 | 136.821 | -167.7 | -175.7556 | -170.3 | -178.6866 | -174.9 | -183.369 | -174.5 | -183.1741 | 245.5648 | 245.857
2020-10-25 16:00 | -135 | -140.5205 | -44.3931 | 59.7613 | 149.1888 | 153.8865 | -134 | -139.56 | -283.1625 | 287.3944 | -283.1625 | 287.3944 | 19.5083 | 97.2943 | 138.3 | 143.2939 | 139.2 | 143.8552 | -173.2 | -181.814 | -174.8 | -183.8278 | -179.3 | -188.4784 | -178.9 | -188.3153 | 248.3647 | 249.0615
2020-10-25 16:30 | -136 | -140.9433 | -44.1612 | 62.2355 | 152.5 | 157.5118 | -137 | -141.651 | -294.2739 | 298.564 | -294.2739 | 298.564 | 14.547 | 82.394 | 138.9 | 143.0484 | 138.9 | 143.193 | -173.9 | -181.394 | -177.1 | -185.2081 | -181.7 | -189.9289 | -181.4 | -189.8177 | 284.2038 | 284.2503
2020-10-25 17:00 | -127 | -130.4952 | -30.4267 | 45.8852 | 144.4534 | 147.3333 | -126 | -129.5222 | -291.7536 | 293.3615 | -291.7536 | 293.3615 | -1.143 | 78.0686 | 136.5 | 140.8662 | 136.8 | 142.0065 | -172.5 | -181.6421 | -177.3 | -187.5979 | -181.7 | -192.1813 | -181 | -191.6836 | 310.5087 | 310.5215
2020-10-25 17:30 | -125 | -127.6754 | -26.1436 | 41.3988 | 141.4597 | 143.7176 | -124 | -126.6965 | -292.6407 | 293.5937 | -292.6407 | 293.5937 | 15.1837 | 79.4279 | 138.3 | 143.061 | 137.7 | 142.5584 | -173.5 | -181.8885 | -179 | -188.6615 | -184.2 | -194.1007 | -183.1 | -193.0889 | 340.3406 | 340.3464
2020-10-25 18:00 | -120 | -123.4544 | -23.4819 | 42.006 | 138.7041 | 141.6268 | -120 | -123.4544 | -289.4367 | 290.8625 | -289.4367 | 290.8625 | 15.7748 | 77.6501 | 138.3 | 141.8419 | 138 | 141.8213 | -172.6 | -179.5441 | -178.9 | -187.0464 | -183.7 | -192.0169 | -183.2 | -191.6558 | 353.5208 | 353.5417
2020-10-25 18:30 | -122 | -125.6344 | -22.6896 | 42.9569 | 139.9767 | 143.0141 | -122 | -125.6344 | -292.511 | 293.9022 | -292.511 | 293.9022 | 14.5314 | 83.0797 | 138.6 | 142.4052 | 138.9 | 142.977 | -173.7 | -180.6429 | -179.1 | -187.5318 | -183.6 | -192.0675 | -182.3 | -190.8844 | 356.6608 | 356.6815
2020-10-25 19:00 | -118 | -120.6192 | -18.2857 | 36.3789 | 136.3986 | 138.4916 | -117 | -119.4362 | -287.9474 | 288.6799 | -287.9474 | 288.6799 | 14.0689 | 74.9446 | 138.6 | 141.8734 | 138 | 141.2873 | -172.8 | -178.9212 | -179.5 | -187.0201 | -183.8 | -191.3444 | -183.5 | -191.2242 | 355.3757 | 355.4918
2020-10-25 19:30 | -106 | -107.2007 | -7.026 | 25.1881 | 127.0124 | 128.0858 | -107 | -108.1897 | -272.0153 | 272.1895 | -272.0153 | 272.1895 | 6.7195 | 88.762 | 138.3 | 140.9687 | 138.3 | 141.6448 | -172.6 | -177.7316 | -179 | -185.324 | -183.5 | -190.0005 | -183.3 | -189.9887 | 347.5739 | 347.5741
2020-10-25 20:00 | -109 | -111.8302 | -10.9442 | 32.1565 | 128.081 | 130.8369 | -109 | -111.8302 | -269.8956 | 271.269 | -269.8956 | 271.269 | -3.0726 | 85.2493 | 137.7 | 140.498 | 137.7 | 140.3801 | -173.1 | -178.0754 | -177.8 | -183.8561 | -182 | -188.1217 | -181.8 | -188.0811 | 315.8335 | 315.8872
2020-10-25 20:30 | -105 | -107.4895 | -11.7222 | 30.4948 | 123.9974 | 126.633 | -106 | -108.683 | -258.5839 | 260.1489 | -258.5839 | 260.1489 | 15.1204 | 81.9006 | 138.3 | 140.367 | 138.6 | 140.7662 | -173 | -177.1889 | -177.9 | -183.5523 | -182.2 | -187.9662 | -182 | -187.9208 | 304.655 | 305.1477
2020-10-25 21:00 | -118 | -121.5113 | -24.6558 | 38.8451 | 133.1934 | 136.2351 | -117 | -120.3038 | -266.8513 | 269.0396 | -266.8513 | 269.0396 | 19.6419 | 81.976 | 139.2 | 141.5164 | 139.5 | 141.9206 | -174.7 | -179.4238 | -177.4 | -183.5975 | -181.7 | -188.0358 | -181.7 | -188.1651 | 278.4243 | 279.249
2020-10-25 21:30 | -106 | -109.1421 | -18.5325 | 32.0654 | 121.7549 | 125.2035 | -105 | -107.9352 | -245.6721 | 248.4164 | -245.6721 | 248.4164 | 31.5939 | 102.1933 | 138.9 | 142.977 | 138 | 142.0315 | -171.6 | -178.9443 | -174.8 | -182.892 | -178.7 | -186.8925 | -177.1 | -185.3846 | 236.3991 | 236.5183
2020-10-25 22:00 | -100 | -103.5809 | -16.6033 | 30.9432 | 115.8004 | 119.4925 | -101 | -104.2929 | -230.7242 | 234.1594 | -230.7242 | 234.1594 | 51.6346 | 109.6522 | 138.3 | 142.6111 | 138.3 | 142.8334 | -172.3 | -180.1793 | -173.9 | -182.7626 | -178.1 | -187.1213 | -177.9 | -187.0568 | 226.9529 | 227.1835
2020-10-25 22:30 | -97 | -100.1699 | -10.202 | 24.9808 | 103.9861 | 108.2108 | -96 | -98.9545 | -217.5256 | 221.0312 | -217.5256 | 221.0312 | 64.7974 | 117.3288 | 139.2 | 143.705 | 139.8 | 144.4359 | -173.7 | -181.8409 | -173.5 | -182.6545 | -178.2 | -187.5566 | -177.4 | -186.9855 | 205.6578 | 206.2155
2020-10-25 23:00 | -89 | -92.1792 | -13.5905 | 25.2607 | 104.8255 | 108.9133 | -88 | -91.214 | -219.466 | 222.8571 | -219.466 | 222.8571 | 75.6835 | 120.3434 | 138.3 | 142.9087 | 139.8 | 144.5879 | -174.4 | -182.5984 | -173.2 | -182.4323 | -177.8 | -187.2079 | -177.6 | -187.2702 | 202.7562 | 204.7114
2020-10-25 23:30 | -77 | -80.3617 | -2.43 | 20.4112 | 93.6317 | 98.0439 | -78 | -81.0432 | -212.8238 | 215.8301 | -212.8238 | 215.8301 | 58.6298 | 108.9196 | 139.8 | 143.9941 | 140.4 | 144.6485 | -174 | -181.922 | -172 | -180.9177 | -176.2 | -185.4069 | -176 | -185.4677 | 192.1155 | 194.2022
2020-10-26 | -74 | -77.7946 | -6.7018 | 21.6492 | 94.0192 | 98.9505 | -74 | -77.7946 | -204.3463 | 208.2518 | -204.3463 | 208.2518 | 50.2921 | 104.8733 | 140.7 | 144.868 | 139.8 | 144.139 | -174.8 | -182.8333 | -172.6 | -181.7371 | -176.5 | -185.848 | -176.2 | -185.6574 | 163.5967 | 165.9771
2020-10-26 00:30 | -86 | -89.8443 | -14.6413 | 25.7994 | 100.4093 | 105.2835 | -85 | -88.8876 | -208.5418 | 212.8331 | -208.5418 | 212.8331 | 54.6318 | 108.1622 | 142.5 | 146.6169 | 141.3 | 145.4508 | -176.2 | -184.2013 | -173.9 | -182.9101 | -177.8 | -187.052 | -178 | -187.5548 | 160.4202 | 163.5923
2020-10-26 01:00 | -86 | -89.8443 | -18.1885 | 28.3767 | 102.5881 | 107.511 | -86 | -89.8443 | -207.6592 | 212.2209 | -207.6592 | 212.2209 | 58.2982 | 110.5125 | 143.1 | 147.3419 | 142.8 | 147.1224 | -176.4 | -184.3345 | -174.9 | -183.9538 | -179.1 | -188.3809 | -178.7 | -188.1879 | 160.9222 | 164.1401
2020-10-26 01:30 | -93 | -96.8401 | -21.1363 | 30.1549 | 103.2589 | 108.1822 | -93 | -96.566 | -206.4323 | 211.2519 | -206.4323 | 211.2519 | 70.5736 | 119.2506 | 141.6 | 146.7932 | 141.6 | 147.1142 | -176 | -186.1082 | -173.7 | -184.8745 | -177.9 | -189.3342 | -177 | -188.7454 | 160.3511 | 162.7371
2020-10-26 02:00 | -100 | -104.4031 | -31.3559 | 39.6291 | 113.5405 | 118.5131 | -101 | -105.3613 | -218.8053 | 224.0894 | -218.8053 | 224.0894 | 71.4297 | 112.7323 | 140.4 | 145.636 | 140.4 | 145.7966 | -175.9 | -185.9811 | -172.7 | -183.798 | -177.2 | -188.5055 | -176 | -187.5501 | 153.3203 | 155.0882
2020-10-26 02:30 | -103 | -107.8564 | -30.0768 | 39.0813 | 110.7584 | 116.2658 | -103 | -107.5639 | -214.2361 | 219.9681 | -214.2361 | 219.9681 | 69.0716 | 109.2086 | 140.7 | 146.0051 | 141.9 | 147.1618 | -175.1 | -184.3932 | -171.8 | -182.2079 | -175.7 | -186.3849 | -175.2 | -186.0142 | 143.2711 | 146.295
2020-10-26 03:00 | -101 | -105.9481 | -36.5324 | 45.6139 | 118.0218 | 123.4332 | -100 | -104.6948 | -221.9198 | 227.8194 | -221.9198 | 227.8194 | 69.0194 | 107.6802 | 141 | 145.9015 | 142.5 | 147.5832 | -176.1 | -185.3431 | -172.8 | -183.118 | -177 | -187.6109 | -176.6 | -187.4002 | 153.5367 | 156.8386
2020-10-26 03:30 | -107 | -111.6826 | -33.6402 | 43.5076 | 117.1623 | 122.3461 | -106 | -110.7249 | -221.3935 | 227.0744 | -221.3935 | 227.0744 | 70.0818 | 108.8989 | 139.2 | 144.0078 | 138.6 | 143.5835 | -171.5 | -180.4424 | -168.4 | -178.3752 | -172.2 | -182.5519 | -171.7 | -182.2139 | 153.5239 | 156.459
2020-10-26 04:00 | -96 | -100 | -23.5928 | 34.5635 | 109.5185 | 114.2519 | -96 | -99.7246 | -210.6966 | 215.6263 | -210.6966 | 215.6263 | 72.3152 | 111.5467 | 142.8 | 147.2679 | 141.6 | 146.5585 | -178.2 | -187.1247 | -175.4 | -185.4463 | -179.5 | -189.8441 | -179.2 | -189.8854 | 159.062 | 161.6851
2020-10-26 04:30 | -107 | -111.6826 | -28.2062 | 40.6872 | 118.5335 | 123.0827 | -106 | -110.44 | -226.1673 | 230.9293 | -226.1673 | 230.9293 | 60.3709 | 103.2368 | 142.8 | 147.2679 | 142.8 | 146.9792 | -177.6 | -186.1297 | -174.4 | -184.1738 | -178.6 | -188.601 | -178.6 | -188.8595 | 176.404 | 177.7613
2020-10-26 05:00 | -108 | -111.5706 | -22.3832 | 38.4301 | 123.5036 | 127.023 | -107 | -110.354 | -241.2931 | 244.3579 | -241.2931 | 244.3579 | 37.82 | 93.3801 | 143.4 | 148.1465 | 144.6 | 149.459 | -178.1 | -187.2444 | -175.2 | -185.2866 | -179.8 | -190.1569 | -179.1 | -189.5934 | 192.7905 | 192.9126
2020-10-26 05:30 | -100 | -102.8397 | -13.9727 | 35.3893 | 123.5581 | 126.4727 | -100 | -102.8397 | -246.0681 | 248.5172 | -246.0681 | 248.5172 | 17.9899 | 85.5713 | 143.4 | 147.781 | 143.1 | 147.6323 | -178.2 | -186.9727 | -177.1 | -186.1967 | -181.6 | -190.913 | -181.3 | -190.7206 | 229.9732 | 230.0129
2020-10-26 06:00 | -104 | -106.3015 | -7.5032 | 33.6595 | 123.7668 | 125.965 | -104 | -106.3015 | -251.5038 | 253.1175 | -251.5038 | 253.1175 | -6.1868 | 83.4679 | 142.2 | 144.6299 | 141.3 | 143.9131 | -177.8 | -183.0202 | -178.3 | -183.6249 | -182.9 | -188.3545 | -182.9 | -188.4264 | 251.3313 | 252.0564
2020-10-26 06:30 | -105 | -108.1712 | -7.0919 | 39.3957 | 125.7237 | 128.5626 | -104 | -107.2007 | -261.8358 | 263.4746 | -261.8358 | 263.4746 | -27.3703 | 71.6135 | 139.2 | 141.6813 | 140.7 | 143.2672 | -174.3 | -179.2654 | -177.4 | -183.3677 | -181.8 | -187.9029 | -181.7 | -187.8314 | 286.1079 | 286.626
2020-10-26 07:00 | -110 | -113.7585 | -16.1324 | 45.8705 | 132.923 | 136.0582 | -110 | -113.7585 | -264.127 | 266.3351 | -264.127 | 266.3351 | -30.8189 | 73.6671 | 140.1 | 142.1918 | 139.8 | 141.7448 | -175.8 | -180.161 | -179.6 | -184.8637 | -183.7 | -189.0366 | -183.7 | -189.1552 | 297.2447 | 297.9472
2020-10-26 07:30 | -110 | -114.8434 | -21.1368 | 46.5681 | 127.4786 | 131.6041 | -110 | -114.56 | -253.1432 | 256.048 | -253.1432 | 256.048 | -19.7755 | 72.774 | 139.8 | 142.2709 | 140.4 | 142.7508 | -174.7 | -179.5847 | -178.8 | -184.7942 | -183.4 | -189.4764 | -183.2 | -189.3333 | 293.4869 | 294.0134
2020-10-26 08:00 | -120 | -125.2837 | -37.7128 | 57.9108 | 133.5257 | 138.3332 | -121 | -126.2418 | -259.236 | 262.8475 | -259.236 | 262.8475 | -21.1317 | 75.1324 | 138.9 | 141.4999 | 141 | 143.5057 | -175.4 | -180.4051 | -179.3 | -185.3831 | -184 | -190.2338 | -183.5 | -189.7248 | 277.7964 | 278.448
2020-10-26 08:30 | -123 | -128.4445 | -43.8684 | 62.8097 | 136.9356 | 141.6828 | -123 | -128.4445 | -260.3675 | 264.228 | -260.3675 | 264.228 | 0.98779 | 74.9193 | 138.9 | 141.9155 | 139.5 | 142.4419 | -174.2 | -179.72 | -178.1 | -184.7442 | -182.4 | -189.2085 | -182.3 | -189.2457 | 277.6435 | 278.1432
2020-10-26 09:00 | -130 | -136.6163 | -54.0939 | 72.4985 | 142.7489 | 148.3893 | -130 | -136.0147 | -261.5185 | 267.0847 | -261.5185 | 267.0847 | 5.313 | 99.8383 | 140.4 | 143.4452 | 139.5 | 142.5028 | -175.3 | -180.9837 | -178.7 | -184.8343 | -183.1 | -189.4916 | -183 | -189.4207 | 262.8912 | 263.4693
2020-10-26 09:30 | -132 | -137.9275 | -57.6588 | 74.5192 | 143.9363 | 149.2007 | -132 | -137.9275 | -262.5661 | 267.6948 | -262.5661 | 267.6948 | 30.7392 | 91.4015 | 141.3 | 143.8005 | 141.9 | 144.5022 | -176.3 | -181.1876 | -179.9 | -185.8877 | -183.6 | -189.6951 | -184 | -190.1326 | 272.6035 | 273.3815
2020-10-26 10:00 | -121 | -126.2418 | -53.8207 | 67.8445 | 132.0793 | 136.8725 | -121 | -125.9603 | -247.0251 | 251.0089 | -247.0251 | 251.0089 | 43.5993 | 104.5278 | 140.7 | 143.4395 | 141 | 143.8515 | -176 | -181.2005 | -178.9 | -184.5954 | -183.3 | -189.1062 | -183 | -188.9143 | 259.5746 | 261.4149
2020-10-26 10:30 | -125 | -131.244 | -61.3325 | 77.178 | 136.7933 | 142.8269 | -125 | -131.244 | -255.0934 | 260.4495 | -255.0934 | 260.4495 | 37.4766 | 99.7787 | 139.5 | 142.1462 | 142.2 | 144.8537 | -174 | -179.2345 | -175.3 | -180.9341 | -179.4 | -185.154 | -179.2 | -185.1097 | 240.3471 | 242.1072
2020-10-26 11:00 | -135 | -141.0886 | -72.6282 | 85.7286 | 145.307 | 150.5666 | -134 | -139.8428 | -266.3065 | 270.927 | -266.3065 | 270.927 | 40.7667 | 100.4196 | 134.4 | 137.2047 | 135 | 137.7924 | -168.4 | -173.4622 | -171.9 | -177.3677 | -176 | -181.6177 | -175.5 | -181.1278 | 246.5737 | 247.8135
2020-10-26 11:30 | -132 | -138.2208 | -68.2942 | 81.9062 | 143.3556 | 148.7072 | -132 | -138.2208 | -258.0816 | 262.9805 | -258.0816 | 262.9805 | 35.7336 | 92.8773 | 134.7 | 137.4986 | 133.5 | 136.4459 | -167.1 | -172.2246 | -166.8 | -172.2285 | -170.9 | -176.5232 | -170.8 | -176.4515 | 234.3511 | 235.7719
2020-10-26 12:00 | -113 | -114.7563 | -55.6893 | 61.3037 | 122.4056 | 124.5323 | -112 | -113.7717 | -227.796 | 229.1279 | -227.796 | 229.1279 | 49.4527 | 99.2585 | 130.2 | 133.5445 | 130.5 | 134.1084 | -160.8 | -166.4501 | -162 | -168.1607 | -165.7 | -172.0201 | -165.7 | -172.128 | 240.9554 | 242.0821
2020-10-26 12:30 | -108 | -109.4897 | -46.8229 | 52.7016 | 116.7009 | 118.7285 | -108 | -109.3298 | -215.6351 | 216.8922 | -215.6351 | 216.8922 | 61.2795 | 107.3981 | 136.8 | 139.7987 | 138.3 | 141.3283 | -171.4 | -177.2342 | -171.7 | -178.4729 | -175.9 | -182.8957 | -175.5 | -182.566 | 227.73 | 229.6153
2020-10-26 13:00 | -104 | -105.3803 | -38.5914 | 43.9288 | 111.5967 | 113.3093 | -104 | -105.2236 | -200.2482 | 201.305 | -200.2482 | 201.305 | 74.0977 | 117.886 | 142.2 | 145.4551 | 143.1 | 146.2727 | -178.5 | -184.8932 | -176.7 | -184.08 | -181 | -188.5284 | -180.9 | -188.572 | 204.8025 | 206.1435
2020-10-26 13:30 | -103 | -104.7378 | -41.086 | 47.8702 | 111.7093 | 114.2127 | -103 | -104.561 | -209.3953 | 211.0585 | -209.3953 | 211.0585 | 64.7295 | 112.3489 | 144 | 147.1533 | 143.1 | 146.2108 | -179 | -185.5066 | -176.2 | -183.572 | -180.4 | -187.9681 | -180 | -187.6972 | 181.3933 | 182.898
2020-10-26 14:00 | -103 | -104.2353 | -37.9588 | 43.0292 | 112.7411 | 114.3441 | -104 | -105.2236 | -208.2107 | 209.158 | -208.2107 | 209.158 | 77.8597 | 120.9996 | 143.4 | 146.8836 | 144.3 | 147.9587 | -178.7 | -185.4558 | -177.1 | -184.9095 | -181.2 | -189.0966 | -180.9 | -188.9602 | 190.5058 | 191.8493
2020-10-26 14:30 | -99 | -99.985 | -28.1534 | 34.912 | 112.3079 | 113.9245 | -100 | -100.9752 | -208.5817 | 209.5258 | -208.5817 | 209.5258 | 77.4742 | 121.5511 | 144 | 147.6661 | 144 | 147.5344 | -180.4 | -187.6345 | -177 | -185.2595 | -180.4 | -188.7737 | -180.2 | -188.6713 | 180.9642 | 182.1131
2020-10-26 15:00 | -103 | -104.0865 | -30.677 | 37.4457 | 113.2312 | 115.1537 | -102 | -103.097 | -214.2868 | 215.4966 | -214.2868 | 215.4966 | 69.4331 | 115.6901 | 143.7 | 147.4405 | 143.7 | 147.5344 | -179.2 | -186.0716 | -177.8 | -185.7324 | -181.7 | -189.8128 | -181 | -189.2301 | 194.7762 | 195.6235
2020-10-26 15:30 | -92 | -92.9139 | -24.8614 | 30.5971 | 105.5434 | 107.3235 | -93 | -94.0479 | -209.7119 | 210.6253 | -209.7119 | 210.6253 | 62.6046 | 111.4858 | 143.7 | 147.112 | 143.7 | 147.3073 | -179.1 | -185.879 | -177.6 | -185.4832 | -181.7 | -189.8707 | -181.4 | -189.7296 | 210.6844 | 211.355
2020-10-26 16:00 | -106 | -106.9205 | -24.9036 | 32.7709 | 120.712 | 122.1196 | -104 | -104.9381 | -238.4684 | 239.1759 | -238.4684 | 239.1759 | 56.0347 | 107.4648 | 143.1 | 146.7221 | 142.5 | 146.137 | -178.5 | -185.4789 | -179.2 | -187.1883 | -184.2 | -192.5244 | -183 | -191.2599 | 246.7997 | 248.0252
2020-10-26 16:30 | -113 | -113.9912 | -28.8536 | 36.268 | 129.3392 | 130.5512 | -114 | -114.8564 | -251.6386 | 252.2861 | -251.6386 | 252.2861 | 41.5704 | 96.9357 | 143.7 | 146.9219 | 143.7 | 146.7981 | -178.2 | -184.2939 | -178.3 | -185.728 | -182.2 | -189.6963 | -182.3 | -189.904 | 273.5303 | 274.2125
2020-10-26 17:00 | -108 | -109.0367 | -13.0064 | 27.1616 | 124.4581 | 125.6678 | -107 | -107.912 | -249.7667 | 250.358 | -249.7667 | 250.358 | -2.5291 | 88.0138 | 141.3 | 144.5754 | 140.1 | 143.2135 | -174.7 | -181.0686 | -175.2 | -182.6406 | -179.7 | -187.2964 | -179.6 | -187.3136 | 260.2346 | 261.4648
2020-10-26 17:30 | -105 | -105.5746 | -8.1668 | 21.0549 | 122.3027 | 122.9698 | -105 | -105.4751 | -253.9965 | 254.1592 | -253.9965 | 254.1592 | -7.8351 | 89.5315 | 142.5 | 145.5012 | 143.1 | 146.1496 | -178.4 | -184.2851 | -179.8 | -186.661 | -183.9 | -190.975 | -183.6 | -190.6592 | 281.0851 | 282.0051
2020-10-26 18:00 | -101 | -101.4938 | -3.9529 | 20.0425 | 121.6519 | 122.374 | -101 | -101.4938 | -255.827 | 255.9913 | -255.827 | 255.9913 | -6.5417 | 91.9107 | 142.8 | 145.7349 | 143.1 | 146.0889 | -178.7 | -184.4758 | -180.1 | -187.0192 | -184.3 | -191.3872 | -184 | -191.0444 | 296.7824 | 297.2243
2020-10-26 18:30 | -107 | -107.4663 | -1.8068 | 21.3905 | 125.7977 | 126.3347 | -106 | -106.4706 | -263.1134 | 263.2011 | -263.1134 | 263.2011 | -19.9288 | 90.3476 | 142.5 | 145.3221 | 141.6 | 144.4991 | -176.9 | -182.6308 | -178.7 | -185.4558 | -182.8 | -189.7006 | -182.7 | -189.631 | 283.1661 | 283.7424
2020-10-26 19:00 | -97 | -97.3293 | 12.306 | 22.5455 | 115.723 | 116.092 | -97 | -97.1854 | -249.8151 | 249.8161 | -249.8151 | 249.8161 | -25.849 | 88.7539 | 141.9 | 144.5592 | 142.5 | 144.9112 | -177.6 | -183.1145 | -179.5 | -185.7298 | -183.8 | -190.0913 | -183.6 | -189.9491 | 279.9082 | 281.2724
2020-10-26 19:30 | -95 | -95.1893 | 14.3352 | 23.5438 | 115.1512 | 115.4693 | -95 | -95.1893 | -249.2409 | 249.2416 | -249.2409 | 249.2416 | -28.518 | 91.8666 | 141.9 | 144.3349 | 141.9 | 144.2803 | -177 | -182.0309 | -179.2 | -185.1097 | -183.7 | -189.7168 | -183.3 | -189.3295 | 282.1674 | 284.0576
2020-10-26 20:00 | -102 | -102.3132 | 4.2778 | 20.5367 | 123.237 | 123.6526 | -102 | -102.2399 | -259.6464 | 259.6603 | -259.6464 | 259.6603 | -9.1468 | 95.648 | 141.3 | 143.9703 | 142.2 | 144.9692 | -176.3 | -181.6594 | -179.1 | -185.2151 | -183.6 | -189.8524 | -183.1 | -189.4145 | 306.0669 | 307.5096
2020-10-26 20:30 | -94 | -94.2603 | 9.862 | 20.7366 | 111.2127 | 111.7336 | -94 | -94.1913 | -237.3622 | 237.4095 | -237.3622 | 237.4095 | 5.9087 | 102.654 | 141.6 | 144.6199 | 141 | 144.094 | -175.9 | -181.7396 | -178.6 | -185.2794 | -182.9 | -189.6905 | -182.6 | -189.4812 | 305.0081 | 306.1834
2020-10-26 21:00 | -90 | -90.3549 | 8.9522 | 19.7477 | 108.5499 | 109.2471 | -90 | -90.2718 | -227.4405 | 227.5938 | -227.4405 | 227.5938 | 18.3591 | 106.0442 | 140.4 | 144.0228 | 141.6 | 145.3267 | -175.7 | -182.5668 | -178.4 | -186.1348 | -182.6 | -190.5026 | -182.3 | -190.3297 | 278.7603 | 280.0145
2020-10-26 21:30 | -90 | -90.1388 | 5.7031 | 13.1933 | 107.0486 | 107.3623 | -89 | -89.0898 | -223.8047 | 223.844 | -223.8047 | 223.844 | 24.8817 | 101.4233 | 141.6 | 146.031 | 142.5 | 146.7592 | -176.5 | -184.7523 | -176.3 | -185.502 | -180.5 | -189.7409 | -180.6 | -190.2116 | 230.0114 | 230.14
2020-10-26 22:00 | -77 | -77.3175 | 12.9363 | 17.7133 | 93.3326 | 94.1903 | -78 | -78.2304 | -197.2727 | 197.7275 | -197.2727 | 197.7275 | 26.5484 | 113.2657 | 139.2 | 144.241 | 141 | 146.0569 | -174.4 | -183.4165 | -173.8 | -183.9962 | -177.6 | -187.9796 | -177.5 | -188.1158 | 200.6996 | 200.7006
2020-10-26 22:30 | -71 | -74.3303 | 10.8145 | 20.0791 | 90.8623 | 93.1692 | -71 | -74.3303 | -197.0915 | 198.5727 | -197.0915 | 198.5727 | 45.8841 | 128.4441 | 140.4 | 148.9705 | 140.4 | 148.9705 | -174.8 | -189.7795 | -173.3 | -187.2593 | -177.6 | -191.6397 | -177.1 | -191.4032 | 195.7328 | 195.7891
2020-10-26 23:00 | -74 | -75.3127 | 9.0774 | 19.5934 | 90.0685 | 92.5189 | -74 | -75.3127 | -196.548 | 198.2535 | -196.548 | 198.2535 | 62.4966 | 124.524 | 140.7 | 148.5657 | 141.6 | 149.8058 | -174.9 | -188.82 | -173.3 | -186.1271 | -177.3 | -190.419 | -177 | -190.2657 | 197.4579 | 197.9664
2020-10-26 23:30 | -64 | -67.3573 | 19.9975 | 30.5838 | 79.1944 | 83.6529 | -64 | -67.0522 | -189.0503 | 192.0495 | -189.0503 | 192.0495 | 48.6198 | 121.0803 | 141.3 | 149.1335 | 140.4 | 148.2817 | -175.5 | -188.9822 | -173.3 | -186.0023 | -177.6 | -190.5328 | -177.4 | -190.4918 | 200.2595 | 201.1427
2020-10-27 | -64 | -66.4831 | 17.1444 | 27.4278 | 78.4367 | 82.8938 | -65 | -67.4463 | -179.9374 | 183.4979 | -179.9374 | 183.4979 | 47.3818 | 118.9335 | 140.4 | 148.3784 | 139.8 | 147.7137 | -173.4 | -186.884 | -171.1 | -183.7869 | -174.9 | -187.8613 | -175.1 | -188.2811 | 187.4746 | 188.4838
2020-10-27 00:30 | -61 | -63.6003 | 15.7653 | 23.2977 | 75.1519 | 79.4394 | -60 | -62.3618 | -168.0064 | 171.7119 | -168.0064 | 171.7119 | 55.4474 | 124.5664 | 142.5 | 150.4631 | 143.1 | 151.1277 | -177.3 | -191.6261 | -174.5 | -187.7381 | -179.4 | -193.0124 | -178.8 | -192.7897 | 179.115 | 179.9964
2020-10-27 01:00 | -54 | -56.6127 | 15.436 | 22.1737 | 73.8601 | 77.8647 | -54 | -56.3205 | -160.8674 | 164.5538 | -160.8674 | 164.5538 | 56.9267 | 125.9175 | 143.4 | 151.5083 | 143.1 | 151.4195 | -177.9 | -192.3331 | -174.6 | -187.9984 | -178.4 | -192.0463 | -178.9 | -192.9572 | 172.0557 | 173.0474
2020-10-27 01:30 | -56 | -57.2713 | 15.3216 | 19.0677 | 70.6146 | 73.8432 | -56 | -57.2713 | -155.7751 | 158.6976 | -155.7751 | 158.6976 | 62.4826 | 119.7378 | 136.8 | 145.0763 | 136.8 | 145.1764 | -170.3 | -184.1633 | -168.3 | -181.2201 | -172.4 | -185.4364 | -171.9 | -185.3058 | 178.1376 | 179.325
2020-10-27 02:00 | -56 | -57.4891 | 15.5808 | 19.5816 | 69.5859 | 73.1618 | -56 | -57.4891 | -150.4081 | 153.8173 | -150.4081 | 153.8173 | 68.9889 | 118.9294 | 136.8 | 144.7791 | 135.9 | 144.0281 | -169.9 | -183.6033 | -168 | -180.6827 | -171.9 | -184.8979 | -171.3 | -184.4512 | 180.1564 | 181.2819
2020-10-27 02:30 | -55 | -56.0892 | 17.1574 | 19.9714 | 68.2285 | 71.2736 | -54 | -55.109 | -147.0812 | 149.8855 | -147.0812 | 149.8855 | 78.1254 | 126.4158 | 137.1 | 145.2598 | 136.8 | 145.0763 | -171.4 | -184.9546 | -169.2 | -181.909 | -173.2 | -186.0705 | -172.9 | -186.0117 | 177.0568 | 178.2539
2020-10-27 03:00 | -47 | -47.8539 | 29.9907 | 30.8343 | 55.783 | 58.7981 | -47 | -47.8539 | -127.8116 | 130.3623 | -127.8116 | 130.3623 | 76.4387 | 127.8663 | 142.8 | 151.038 | 143.1 | 151.5178 | -176.9 | -191.4467 | -174.2 | -187.6266 | -178.3 | -191.9719 | -177.6 | -191.5272 | 157.8248 | 158.6374
2020-10-27 03:30 | -48 | -48.8365 | 23.6489 | 25.2828 | 64.0489 | 66.6582 | -47 | -47.676 | -139.019 | 141.3725 | -139.019 | 141.3725 | 79.7883 | 129.632 | 142.8 | 150.7473 | 143.1 | 151.2244 | -176.9 | -191.3322 | -174.2 | -187.5713 | -178.1 | -191.6936 | -178.2 | -191.9719 | 164.7319 | 165.5419
2020-10-27 04:00 | -52 | -52.7731 | 22.4772 | 24.7184 | 67.025 | 69.6571 | -51 | -51.9711 | -145.9187 | 148.2542 | -145.9187 | 148.2542 | 74.1342 | 125.98 | 141.9 | 149.7986 | 141.9 | 149.9919 | -177.3 | -191.3241 | -174.4 | -187.4435 | -179 | -192.3465 | -178.1 | -191.6566 | 170.7243 | 171.6351
2020-10-27 04:30 | -56 | -56.8858 | 21.4579 | 24.3924 | 71.4173 | 73.7399 | -56 | -56.7186 | -154.4616 | 156.5145 | -154.4616 | 156.5145 | 57.662 | 117.1599 | 142.5 | 150.2715 | 142.2 | 149.892 | -176.6 | -190.3754 | -173.8 | -186.6292 | -178.1 | -191.2166 | -177.6 | -190.9339 | 171.4171 | 171.8545
2020-10-27 05:00 | -56 | -56.7186 | 25.914 | 30.2691 | 74.7709 | 76.5677 | -57 | -57.7062 | -163.8231 | 165.1814 | -163.8231 | 165.1814 | 39.6462 | 104.8844 | 141.6 | 148.7613 | 142.5 | 149.8022 | -177.2 | -190.0514 | -175 | -187.0674 | -179.1 | -191.3624 | -178.8 | -191.2586 | 184.3561 | 184.5028
2020-10-27 05:30 | -59 | -59.4138 | 30.5842 | 34.5824 | 78.0959 | 79.3876 | -60 | -60.407 | -176.6776 | 177.5524 | -176.6776 | 177.5524 | 24.1644 | 97.2081 | 142.2 | 147.2157 | 142.8 | 147.9511 | -177.2 | -186.9227 | -176.3 | -185.5643 | -180.1 | -189.4247 | -179.6 | -189.1066 | 218.4373 | 218.9664
2020-10-27 06:00 | -65 | -65.6201 | 30.3674 | 36.7136 | 81.5013 | 82.6292 | -66 | -66.6108 | -188.3439 | 188.9621 | -188.3439 | 188.9621 | -2.169 | 87.4058 | 140.4 | 143.1453 | 141.9 | 144.7337 | -175.4 | -180.7861 | -176.6 | -181.6889 | -181.7 | -186.9046 | -181.1 | -186.2979 | 244.7142 | 244.8531
2020-10-27 06:30 | -58 | -58.5491 | 41.6541 | 46.1943 | 70.5292 | 71.9206 | -57 | -57.5587 | -179.8956 | 180.2527 | -179.8956 | 180.2527 | -15.1981 | 66.4266 | 140.1 | 142.7351 | 141 | 143.6186 | -173.7 | -178.5887 | -177.3 | -182.2761 | -181.8 | -186.9085 | -181.5 | -186.6868 | 289.3418 | 289.6987
2020-10-27 07:00 | -51 | -51.1566 | 41.496 | 45.8102 | 74.5747 | 75.3535 | -50 | -50.1597 | -176.5044 | 176.6796 | -176.5044 | 176.6796 | -16.9236 | 63.9684 | 138.9 | 141.0616 | 140.1 | 142.2433 | -173.3 | -177.7891 | -178.5 | -183.059 | -183.5 | -188.2452 | -183.1 | -187.9001 | 302.6282 | 302.9052
2020-10-27 07:30 | -46 | -47.8017 | 36.3515 | 43.1267 | 63.7106 | 66.7649 | -46 | -47.8017 | -161.928 | 163.1264 | -161.928 | 163.1264 | -18.5025 | 71.3264 | 138.9 | 141.3866 | 138.9 | 141.3866 | -172.7 | -177.6397 | -178 | -183.0267 | -182.9 | -188.0947 | -182.3 | -187.4413 | 290.5421 | 290.658
2020-10-27 08:00 | -49 | -49.6488 | 32.8582 | 37.3321 | 65.5392 | 67.3004 | -50 | -50.636 | -165.1154 | 165.5188 | -165.1154 | 165.5188 | -0.62556 | 69.6096 | 138 | 140.9732 | 138.9 | 141.7337 | -173.4 | -178.9694 | -178 | -183.2858 | -182.4 | -187.8451 | -182.2 | -187.6509 | 289.6095 | 289.7115
2020-10-27 08:30 | -57 | -57.8705 | 19.2695 | 26.6158 | 71.0435 | 72.8775 | -56 | -56.8858 | -166.5714 | 167.1717 | -166.5714 | 167.1717 | 7.4422 | 70.3834 | 137.1 | 140.6053 | 137.4 | 141.0319 | -171.1 | -176.7921 | -175 | -180.9193 | -179.8 | -185.8208 | -179.5 | -185.6274 | 264.8872 | 264.9377
2020-10-27 09:00 | -50 | -51.1957 | 26.0711 | 31.777 | 66.6938 | 68.6117 | -49 | -50.01 | -158.2825 | 159.0136 | -158.2825 | 159.0136 | 24.5607 | 98.6457 | 138.6 | 141.8734 | 138.9 | 142.2955 | -172.2 | -177.9071 | -175 | -179.8722 | -179.4 | -184.458 | -179.2 | -184.1198 | 236.0863 | 236.0871
2020-10-27 09:30 | -50 | -50.9902 | 21.0207 | 26.5087 | 62.3467 | 64.5043 | -49 | -50.01 | -152.0506 | 152.8248 | -152.0506 | 152.8248 | 34.1902 | 102.9189 | 137.7 | 141.6693 | 138.9 | 142.9062 | -172 | -179.0643 | -173.9 | -180.0096 | -178 | -184.2288 | -177.9 | -184.1064 | 223.2758 | 223.2763
2020-10-27 10:00 | -44 | -44.911 | 26.6391 | 30.9366 | 51.934 | 54.3097 | -44 | -44.7214 | -134.1039 | 134.8739 | -134.1039 | 134.8739 | 43.5778 | 118.1302 | 138.3 | 143.8577 | 138 | 143.243 | -172.3 | -182.4152 | -174.2 | -182.9799 | -178.4 | -187.38 | -178.2 | -187.152 | 207.9709 | 208.4546
2020-10-27 10:30 | -42 | -42.2966 | 17.8355 | 22.1845 | 59.3808 | 60.7629 | -42 | -42.4264 | -136.7338 | 137.2488 | -136.7338 | 137.2488 | 52.1828 | 115.8659 | 137.7 | 143.448 | 138 | 143.8202 | -172 | -182.1977 | -173.9 | -183.3172 | -177.9 | -187.4599 | -177.6 | -187.3656 | 217.1122 | 217.1378
2020-10-27 11:00 | -48 | -48.3735 | 17.6765 | 21.7319 | 57.7779 | 59.4907 | -48 | -48.3735 | -130.7596 | 131.4726 | -130.7596 | 131.4726 | 56.3362 | 117.369 | 138.9 | 144.3527 | 138 | 143.8202 | -171.5 | -181.8585 | -173.2 | -182.7488 | -177.2 | -186.7957 | -177.3 | -187.2414 | 208.0218 | 208.0534
2020-10-27 11:30 | -43 | -43.4166 | 32.236 | 35.0313 | 58.0474 | 59.5387 | -43 | -43.2897 | -128.8395 | 129.4338 | -128.8395 | 129.4338 | 57.6168 | 119.36 | 140.1 | 145.6709 | 139.2 | 144.972 | -171.9 | -182.3689 | -174.3 | -183.9189 | -178.7 | -188.472 | -178.1 | -188.0311 | 215.4287 | 215.5089
2020-10-27 12:00 | -44 | -44.2832 | 25.4621 | 27.8151 | 56.8165 | 58.0886 | -44 | -44.2832 | -126.4174 | 126.8311 | -126.4174 | 126.8311 | 54.9935 | 117.1057 | 140.7 | 146.4962 | 138.6 | 144.396 | -172.9 | -183.0804 | -175.8 | -185.3095 | -180 | -189.6105 | -179.7 | -189.4204 | 213.711 | 213.8312
2020-10-27 12:30 | -40 | -40.1123 | 28.5962 | 30.6228 | 54.4252 | 55.565 | -41 | -41.1096 | -120.7821 | 121.1996 | -120.7821 | 121.1996 | 53.4756 | 116.6015 | 138 | 143.8202 | 138 | 143.905 | -170.7 | -181.0042 | -173 | -182.4955 | -177.4 | -187.1123 | -177 | -186.893 | 217.6451 | 217.8108
2020-10-27 13:00 | -50 | -50.01 | 28.5955 | 30.5412 | 65.048 | 65.6008 | -48 | -48.0104 | -133.9744 | 134.1162 | -133.9744 | 134.1162 | 62.3576 | 122.4667 | 137.7 | 143.448 | 138.3 | 144.1927 | -171.8 | -182.042 | -174.1 | -183.602 | -178.5 | -188.1872 | -178.3 | -188.2206 | 221.5679 | 221.7222
2020-10-27 13:30 | -41 | -41.1096 | 38.2645 | 39.5511 | 53.396 | 54.3422 | -40 | -40.05 | -121.266 | 121.5217 | -121.266 | 121.5217 | 52.5355 | 119.0921 | 137.1 | 143.128 | 138 | 144.2498 | -170.7 | -181.4407 | -173.3 | -183.1003 | -177.5 | -187.4308 | -177 | -187.0865 | 213.4447 | 213.659
2020-10-27 14:00 | -51 | -51.0882 | 16.2178 | 19.1046 | 67.834 | 68.6871 | -50 | -50.04 | -139.7299 | 140.1418 | -139.7299 | 140.1418 | 65.332 | 124.7521 | 138 | 144.0762 | 138 | 144.3374 | -171.7 | -182.3819 | -174.7 | -184.4921 | -178.9 | -188.9493 | -178.5 | -188.6737 | 220.867 | 220.9505
2020-10-27 14:30 | -47 | -47.0956 | 27.9074 | 29.7766 | 61.3734 | 62.3079 | -47 | -47.0425 | -133.6472 | 134.0697 | -133.6472 | 134.0697 | 74.5348 | 130.5449 | 138.3 | 144.5368 | 138.3 | 144.5368 | -172 | -182.9693 | -174.9 | -185.0356 | -178.3 | -188.6084 | -178.2 | -188.6776 | 231.853 | 231.8593
2020-10-27 15:00 | -43 | -43.2897 | 37.6285 | 40.1168 | 60.2176 | 61.6282 | -43 | -43.2897 | -137.4404 | 138.2848 | -137.4404 | 138.2848 | 61.3713 | 125.7299 | 138.3 | 144.8009 | 136.8 | 143.1905 | -170.7 | -181.8165 | -173.7 | -183.8362 | -178 | -188.3249 | -177.8 | -188.432 | 250.4949 | 250.5088
2020-10-27 15:30 | -56 | -56.1427 | 33.3425 | 36.4083 | 72.4875 | 73.523 | -55 | -55.2268 | -156.8147 | 157.5553 | -156.8147 | 157.5553 | 56.4048 | 122.5508 | 137.4 | 143.8524 | 137.7 | 144.139 | -171 | -181.9953 | -174.7 | -184.7813 | -179 | -189.4007 | -178.6 | -189.1541 | 270.0467 | 270.0755
2020-10-27 16:00 | -55 | -55.4437 | 29.4725 | 34.3758 | 78.2497 | 79.6351 | -55 | -55.4437 | -173.763 | 174.6023 | -173.763 | 174.6023 | 41.4856 | 117.3926 | 137.7 | 143.7028 | 137.7 | 143.9628 | -171.7 | -182.4832 | -175.7 | -185.8245 | -179 | -189.1407 | -178.8 | -189.0812 | 286.9533 | 287.1508
2020-10-27 16:30 | -66 | -66.6108 | 27.6768 | 34.34 | 85.4244 | 86.9922 | -66 | -66.6108 | -193.3595 | 194.3464 | -193.3595 | 194.3464 | 26.1682 | 109.1215 | 138 | 144.0762 | 137.7 | 143.8756 | -172.3 | -183.1833 | -176 | -186.2386 | -179.8 | -190.0595 | -179.5 | -189.9713 | 296.4066 | 296.5601
2020-10-27 17:00 | -71 | -71.8471 | 23.8799 | 30.9576 | 91.712 | 93.1313 | -71 | -71.7008 | -209.284 | 209.9479 | -209.284 | 209.9479 | 5.735 | 101.4289 | 138.3 | 144.0241 | 137.7 | 143.7028 | -171.7 | -182.0803 | -174.7 | -184.619 | -178.7 | -188.76 | -178.6 | -188.8245 | 294.2694 | 294.4822
2020-10-27 17:30 | -65 | -65.6201 | 31.8956 | 36.942 | 84.908 | 86.2012 | -64 | -64.6297 | -203.5234 | 203.9719 | -203.5234 | 203.9719 | -2.4758 | 105.9999 | 138.3 | 144.1927 | 138.9 | 144.684 | -173 | -183.2078 | -176.9 | -186.4479 | -181.4 | -191.1282 | -181.2 | -191.0332 | 306.5094 | 306.5979
2020-10-27 18:00 | -64 | -64.3817 | 34.0699 | 37.8767 | 84.6286 | 85.565 | -65 | -65.3758 | -202.9169 | 203.1594 | -202.9169 | 203.1594 | 1.2124 | 106.9243 | 139.2 | 144.8885 | 139.5 | 145.4285 | -171.6 | -181.8864 | -176.1 | -186.0087 | -180.5 | -190.5609 | -180.4 | -190.5304 | 317.2066 | 317.2625
2020-10-27 18:30 | -58 | -58.5491 | 41.1259 | 44.6239 | 78.5728 | 79.8585 | -58 | -58.5491 | -193.6926 | 194.0577 | -193.6926 | 194.0577 | 1.2729 | 110.4254 | 137.4 | 143.2446 | 138 | 143.905 | -171.5 | -181.8585 | -175.3 | -185.1869 | -179.7 | -189.8017 | -179.1 | -189.3324 | 322.8824 | 322.9167
2020-10-27 19:00 | -66 | -66.6108 | 34.773 | 40.1605 | 88.4696 | 89.4737 | -66 | -66.4831 | -209.1317 | 209.3898 | -209.1317 | 209.3898 | -5.7207 | 106.3352 | 138.6 | 144.5654 | 138 | 143.8202 | -172.6 | -182.7972 | -175.6 | -185.0565 | -179.8 | -189.3579 | -179.4 | -188.9781 | 311.3596 | 311.4811
2020-10-27 19:30 | -69 | -69.7209 | 32.6831 | 39.9728 | 90.3074 | 91.73 | -69 | -69.7209 | -209.8316 | 210.4502 | -209.8316 | 210.4502 | -12.9283 | 103.8827 | 138.6 | 144.396 | 138.6 | 144.4805 | -172.6 | -183.0289 | -175.6 | -185.1851 | -179.7 | -189.3896 | -179.3 | -189.0425 | 284.9259 | 285.1084
2020-10-27 20:00 | -73 | -73.9797 | 27.8312 | 35.6662 | 92.6457 | 94.1745 | -72 | -72.9931 | -210.6626 | 211.4435 | -210.6626 | 211.4435 | -7.6223 | 103.3202 | 139.8 | 145.4651 | 139.5 | 145.2601 | -172.8 | -183.1511 | -175.7 | -185.0884 | -180 | -189.4852 | -179.5 | -189.0096 | 274.6332 | 274.7144
2020-10-27 20:30 | -67 | -68.0661 | 28.1896 | 35.3609 | 89.0929 | 90.6895 | -68 | -68.884 | -200.6325 | 201.5921 | -200.6325 | 201.5921 | 2.3371 | 107.2824 | 139.2 | 145.3118 | 140.7 | 146.8349 | -173.5 | -184.584 | -175.1 | -185.2247 | -179.7 | -189.9325 | -179 | -189.3354 | 254.3506 | 254.4198
2020-10-27 21:00 | -61 | -62.3699 | 32.1927 | 39.1346 | 80.5582 | 82.7427 | -60 | -61.3922 | -181.6133 | 183.1953 | -181.6133 | 183.1953 | 18.1883 | 115.6682 | 139.2 | 146.1249 | 139.2 | 146.1095 | -173.1 | -184.8432 | -175.2 | -185.9136 | -179.4 | -190.2733 | -179 | -190.0301 | 251.2851 | 251.3153
2020-10-27 21:30 | -64 | -65.5134 | 26.8091 | 33.8286 | 80.6019 | 82.951 | -63 | -64.5368 | -180.9406 | 182.7354 | -180.9406 | 182.7354 | 36.3556 | 116.9461 | 139.2 | 146.201 | 138.9 | 146.0076 | -173.1 | -185.3269 | -173.4 | -184.4559 | -177.8 | -189.1719 | -177.3 | -188.8738 | 232.015 | 232.0213
2020-10-27 22:00 | -47 | -48.5077 | 38.0095 | 42.3646 | 65.9731 | 68.9295 | -48 | -49.4773 | -153.8476 | 156.3194 | -153.8476 | 156.3194 | 49.0292 | 125.1315 | 138.9 | 146.1924 | 138.6 | 145.9086 | -172.9 | -185.5 | -172.9 | -184.6677 | -177.2 | -188.9876 | -176.7 | -188.8225 | 212.1589 | 212.3998
2020-10-27 22:30 | -54 | -55.5428 | 30.6587 | 35.7326 | 69.4701 | 72.4435 | -53 | -54.5711 | -162.9772 | 165.3861 | -162.9772 | 165.3861 | 55.0672 | 124.3032 | 139.5 | 146.4866 | 139.5 | 146.6709 | -173.4 | -185.894 | -172 | -183.4863 | -176 | -187.6887 | -175.8 | -187.6756 | 189.2585 | 190.3244
2020-10-27 23:00 | -45 | -46.8402 | 36.5128 | 41.0284 | 62.2873 | 66.0659 | -45 | -47.1275 | -154.1739 | 156.9754 | -154.1739 | 156.9754 | 62.2885 | 130.3451 | 138.9 | 146.3819 | 138.9 | 146.4768 | -172.2 | -185.4354 | -170.5 | -182.8285 | -174.6 | -187.0497 | -174.6 | -187.2657 | 187.0007 | 188.2286
2020-10-27 23:30 | -40 | -42.0595 | 47.6319 | 50.2575 | 49.6171 | 53.6194 | -39 | -40.8044 | -145.1312 | 147.3545 | -145.1312 | 147.3545 | 51.5878 | 134.9042 | 140.4 | 148.771 | 141.3 | 149.5222 | -175 | -189.3852 | -172.7 | -184.7749 | -176.8 | -188.9986 | -176.3 | -188.6731 | 187.0803 | 195.547
2020-10-28 | -35 | -37 | 43.3995 | 45.6327 | 50.5004 | 54.1759 | -34 | -36.0555 | -138.3912 | 140.9075 | -138.3912 | 140.9075 | 58.8118 | 135.0747 | 141 | 149.4364 | 140.1 | 148.6878 | -175.5 | -190.4244 | -172.5 | -184.7666 | -176.9 | -189.305 | -176.5 | -189.1461 | 181.7476 | 190.1665
2020-10-28 00:30 | -33 | -34.7851 | 41.7074 | 43.6124 | 48.6621 | 52.5535 | -32 | -33.8378 | -128.4303 | 131.5239 | -128.4303 | 131.5239 | 63.1219 | 143.6615 | 141 | 149.6363 | 141.3 | 150.1206 | -174.4 | -189.5284 | -172.1 | -184.8639 | -176.3 | -189.3784 | -175.6 | -188.67 | 171.9158 | 182.7136
2020-10-28 01:00 | -29 | -30.3645 | 43.2018 | 44.0403 | 44.5163 | 47.7673 | -30 | -31.0483 | -117.3272 | 120.0607 | -117.3272 | 120.0607 | 73.2206 | 145.7243 | 140.4 | 148.0897 | 141.6 | 149.3229 | -175.3 | -189.283 | -173.6 | -185.3698 | -177.7 | -189.5608 | -177 | -189.1505 | 173.5639 | 189.6095
2020-10-28 01:30 | -20 | -21.1896 | 49.6683 | 50.1788 | 35.7007 | 39.677 | -21 | -22.1359 | -103.9946 | 107.1647 | -103.9946 | 107.1647 | 78.3468 | 142.7016 | 140.1 | 147.9976 | 141.3 | 149.3271 | -175.4 | -189.6026 | -172.9 | -184.7496 | -177.3 | -189.3258 | -176.9 | -189.1983 | 159.7122 | 176.2159
2020-10-28 02:00 | -14 | -16.1245 | 51.3045 | 51.6716 | 33.5208 | 37.4895 | -15 | -17 | -96.8242 | 100.1347 | -96.8242 | 100.1347 | 76.5508 | 140.4401 | 141.9 | 149.7986 | 141.6 | 149.611 | -175.5 | -189.6363 | -172.6 | -184.3632 | -176.9 | -188.811 | -176.2 | -188.4602 | 140.675 | 159.2403
2020-10-28 02:30 | -16 | -17.4642 | 56.2158 | 56.5374 | 28.3951 | 32.8585 | -16 | -17.4642 | -88.1146 | 91.7118 | -88.1146 | 91.7118 | 81.4273 | 141.4022 | 142.5 | 150.0822 | 141.6 | 149.5144 | -176.8 | -190.974 | -173.1 | -184.8314 | -177.2 | -189.1271 | -177.1 | -189.3854 | 135.5251 | 157.3368
2020-10-28 03:00 | -14 | -15.6525 | 57.3827 | 57.6406 | 26.6094 | 31.2855 | -16 | -17.088 | -84.3935 | 87.9575 | -84.3935 | 87.9575 | 81.1248 | 134.8244 | 141.3 | 149.3271 | 142.2 | 150.0828 | -175.9 | -189.9518 | -172.4 | -183.8961 | -176.8 | -188.3452 | -175.8 | -187.7106 | 138.651 | 154.4229
2020-10-28 03:30 | -10 | -11.6619 | 59.4086 | 59.6103 | 25.7912 | 30.0418 | -10 | -11.6619 | -82.6974 | 85.9919 | -82.6974 | 85.9919 | 82.9839 | 133.7146 | 141.9 | 149.4184 | 141.3 | 148.8487 | -176 | -189.7067 | -172.7 | -183.8665 | -176.9 | -188.2577 | -176.3 | -187.9354 | 140.9021 | 157.1958
2020-10-28 04:00 | -15 | -15.8114 | 55.5248 | 55.6426 | 30.9276 | 33.9007 | -15 | -15.5242 | -94.0307 | 96.4781 | -94.0307 | 96.4781 | 78.0527 | 127.7933 | 141.9 | 148.9554 | 141.6 | 148.9463 | -175.8 | -188.9293 | -172.5 | -183.2294 | -176.6 | -187.4673 | -176.4 | -187.3461 | 143.1102 | 160.5746
2020-10-28 04:30 | -10 | -10.7703 | 64.213 | 64.3441 | 26.1229 | 28.9303 | -11 | -11.7047 | -89.8786 | 91.892 | -89.8786 | 91.892 | 76.3186 | 125.9002 | 140.4 | 147.4353 | 141 | 148.1903 | -175.3 | -187.6318 | -173.6 | -183.7787 | -177.6 | -187.9468 | -177.1 | -187.6721 | 169.9791 | 182.6422
2020-10-28 05:00 | -6 | -6.0828 | 71.6338 | 71.756 | 24.7681 | 26.6162 | -6 | -6.3246 | -97.1533 | 98.2807 | -97.1533 | 98.2807 | 56.2701 | 109.7367 | 140.4 | 146.6337 | 141.3 | 147.582 | -174.7 | -186.8577 | -173.3 | -183.2298 | -177.1 | -187.1488 | -176.7 | -186.9002 | 185.0616 | 193.8086
2020-10-28 05:30 | -5 | -5.3852 | 80.8981 | 81.1429 | 23.3089 | 25.535 | -5 | -5.3852 | -102.0794 | 103.0935 | -102.0794 | 103.0935 | 20.2758 | 91.2071 | 141 | 146.6187 | 141 | 146.7012 | -175 | -185.1301 | -174.8 | -182.5714 | -178.9 | -186.7857 | -178.6 | -186.672 | 189.8075 | 192.4194
2020-10-28 06:00 | -8 | -8.0623 | 81.5993 | 82.2341 | 28.3537 | 29.3306 | -8 | -8.0623 | -118.7368 | 119.1391 | -118.7368 | 119.1391 | 14.7612 | 78.4007 | 140.1 | 143.5976 | 140.7 | 144.183 | -175.7 | -181.9295 | -177.2 | -182.4136 | -181.7 | -186.9987 | -181.4 | -186.7309 | 229.2363 | 233.766
2020-10-28 06:30 | 1 | 5.099 | 92.4712 | 92.5138 | 19.8449 | 21.1955 | 1 | 6.0828 | -116.5343 | 116.7436 | -116.5343 | 116.7436 | -16.9335 | 59.057 | 147 | 150.2126 | 147 | 150.2746 | -182.1 | -189.3516 | -168.5 | -172.4079 | -172.4 | -176.3048 | -172.1 | -176.0114 | 293.7369 | 297.9622
2020-10-28 07:00 | -9 | -9 | 78.7904 | 79.6646 | 33.8323 | 34.2622 | -10 | -11.1803 | -134.0833 | 134.084 | -134.0833 | 134.084 | -28.8014 | 60.8424 | 146.4 | 149.2059 | 146.4 | 149.1483 | -180.9 | -187.1342 | -167.6 | -170.703 | -171.4 | -174.5102 | -171.4 | -174.5102 | 313.9338 | 316.9612
2020-10-28 07:30 | -5 | -5.099 | 77.3877 | 78.0636 | 21.8366 | 23.2708 | -5 | -5.099 | -111.9911 | 112.0588 | -111.9911 | 112.0588 | -41.4032 | 74.6826 | 145.2 | 149.1733 | 144.6 | 148.6587 | -179.9 | -187.7723 | -167.8 | -172.1465 | -171.9 | -176.1932 | -171.7 | -176.0073 | 280.0605 | 281.538
2020-10-28 08:00 | -6 | -6.3246 | 67.8739 | 68.5889 | 23.6052 | 25.5097 | -6 | -6.3246 | -114.4623 | 114.6615 | -114.4623 | 114.6615 | -32.0637 | 73.743 | 146.1 | 150.47 | 146.4 | 150.7613 | -181.2 | -189.5677 | -168.4 | -173.4622 | -172.4 | -177.6093 | -172.2 | -177.3911 | 278.7455 | 280.2347
2020-10-28 08:30 | -23 | -24.0416 | 42.9787 | 45.3641 | 39.2677 | 42.0888 | -24 | -25.2982 | -137.0291 | 137.9144 | -137.0291 | 137.9144 | -8.7858 | 64.9334 | 145.5 | 149.9598 | 145.2 | 149.8896 | -180.5 | -189.1515 | -165.6 | -171.4489 | -169.3 | -175.2299 | -169.3 | -175.3782 | 274.9462 | 276.6686
2020-10-28 09:00 | -22 | -22.2036 | 41.0039 | 41.9308 | 34.5126 | 36.1566 | -21 | -21.2132 | -127.4592 | 127.849 | -127.4592 | 127.849 | 9.3597 | 86.8544 | 144.9 | 149.7493 | 144.9 | 149.979 | -178.8 | -188.5034 | -166.5 | -172.6579 | -170.5 | -176.7272 | -170.1 | -176.3677 | 248.1758 | 249.57
2020-10-28 09:30 | -23 | -25.0799 | 32.9087 | 35.5164 | 33.0126 | 36.991 | -23 | -25.0799 | -119.4862 | 121.9505 | -119.4862 | 121.9505 | 28.7361 | 93.8699 | 145.2 | 150.4245 | 144.6 | 150.084 | -178.3 | -188.5759 | -166.3 | -172.9507 | -170 | -176.701 | -170.3 | -177.0716 | 230.2181 | 232.8144
2020-10-28 10:00 | -20 | -21.9317 | 31.0435 | 34.1716 | 31.68 | 36.0298 | -21 | -22.8473 | -112.6514 | 115.4839 | -112.6514 | 115.4839 | 37.7869 | 94.3302 | 144 | 149.1878 | 143.4 | 148.4524 | -178.9 | -188.3778 | -167.5 | -173.5699 | -171.2 | -177.3242 | -171.3 | -177.5254 | 219.5365 | 223.3741
2020-10-28 10:30 | -18 | -19.6977 | 29.3578 | 31.8978 | 29.9102 | 33.8777 | -20 | -21.1896 | -107.0336 | 109.8046 | -107.0336 | 109.8046 | 40.8265 | 100.4624 | 143.4 | 149.0094 | 144.9 | 150.3275 | -178.2 | -188.7764 | -167 | -173.353 | -170.8 | -177.1486 | -170.5 | -176.8329 | 190.1912 | 193.1553
2020-10-28 11:00 | -19 | -19.9249 | 26.462 | 29.2099 | 31.24 | 34.7947 | -21 | -21.8403 | -105.2721 | 107.814 | -105.2721 | 107.814 | 43.0524 | 107.7704 | 144.9 | 150.6983 | 144.6 | 150.4099 | -179 | -190.0974 | -167.9 | -174.5303 | -171.6 | -178.4456 | -171.3 | -178.1979 | 188.0866 | 190.8048
2020-10-28 11:30 | -24 | -24.7386 | 26.9507 | 29.6436 | 32.839 | 36.2715 | -25 | -25.7099 | -103.957 | 106.677 | -103.957 | 106.677 | 44.5849 | 121.9876 | 143.4 | 149.5087 | 143.7 | 149.712 | -179.4 | -190.8124 | -168.2 | -175.22 | -171.8 | -178.8444 | -171.6 | -178.764 | 192.4278 | 203.2775
2020-10-28 12:00 | -24 | -24.7386 | 22.8837 | 26.1744 | 34.0097 | 37.5904 | -24 | -24.7386 | -103.5701 | 106.8237 | -103.5701 | 106.8237 | 56.2934 | 118.3629 | 145.5 | 151.6081 | 145.2 | 151.1524 | -178.6 | -190.1202 | -167.3 | -174.0497 | -171.5 | -178.3216 | -171 | -178.0482 | 213.641 | 216.4881
2020-10-28 12:30 | -20 | -20.3961 | 29.5948 | 31.9186 | 29.4486 | 32.8078 | -21 | -21.3776 | -92.4534 | 95.4634 | -92.4534 | 95.4634 | 54.2471 | 119.8418 | 145.5 | 151.3577 | 144.9 | 150.8642 | -178.4 | -189.634 | -166.8 | -173.5415 | -170.2 | -177.0303 | -169.9 | -176.8803 | 216.4243 | 218.9835
2020-10-28 13:00 | -18 | -18.2483 | 33.5075 | 35.5276 | 29.0389 | 32.0377 | -18 | -18.1108 | -90.4333 | 93.1407 | -90.4333 | 93.1407 | 49.3881 | 119.0191 | 144.6 | 151.0881 | 145.2 | 151.7493 | -179.9 | -192.0763 | -167.8 | -174.5579 | -171.4 | -178.1843 | -171.3 | -178.2255 | 217.3099 | 219.8739
2020-10-28 13:30 | -20 | -20.3961 | 34.9404 | 37.2707 | 32.0393 | 34.9974 | -20 | -20.3961 | -93.0482 | 95.9431 | -93.0482 | 95.9431 | 45.054 | 115.4405 | 144.6 | 151.2631 | 143.4 | 150.0279 | -179.3 | -191.6201 | -166.9 | -173.6376 | -170.7 | -177.4837 | -170.6 | -177.5251 | 211.021 | 213.6874
2020-10-28 14:00 | -23 | -23.1948 | 30.0391 | 32.1257 | 35.8227 | 38.5783 | -23 | -23.1948 | -103.1754 | 105.7708 | -103.1754 | 105.7708 | 39.413 | 114.7182 | 143.1 | 149.052 | 144 | 150.1691 | -179.1 | -190.1915 | -167.3 | -173.9398 | -171.2 | -177.8829 | -171 | -177.7996 | 235.9996 | 238.27
2020-10-28 14:30 | -23 | -23.5372 | 26.336 | 29.1102 | 35.6855 | 39.1018 | -24 | -24.5153 | -115.76 | 118.5083 | -115.76 | 118.5083 | 45.3469 | 114.718 | 138.9 | 144.2713 | 138.3 | 143.8577 | -172.5 | -182.1176 | -173.8 | -181.1847 | -178 | -185.5526 | -177.3 | -184.8421 | 197.055 | 198.2297
2020-10-28 15:00 | -31 | -31.7805 | 20.0149 | 23.7711 | 44.6215 | 47.6962 | -31 | -31.5753 | -122.6697 | 125.9039 | -122.6697 | 125.9039 | 40.2217 | 112.4632 | 136.8 | 142.0873 | 139.2 | 144.7232 | -173.6 | -183.4488 | -173.7 | -181.0605 | -178.1 | -185.6203 | -177.7 | -185.3215 | 201.8617 | 203.0287
2020-10-28 15:30 | -26 | -26.6833 | 34.4794 | 36.1782 | 39.1049 | 41.5119 | -26 | -26.6833 | -115.0805 | 117.4644 | -115.0805 | 117.4644 | 28.1809 | 106.0397 | 138.3 | 143.6126 | 138.6 | 143.8211 | -172.8 | -181.9258 | -173.6 | -180.6164 | -177.8 | -184.9567 | -177.4 | -184.613 | 203.2689 | 204.6946
2020-10-28 16:00 | -19 | -19.4165 | 43.7165 | 44.7763 | 33.2044 | 35.8397 | -19 | -19.4165 | -117.7353 | 119.895 | -117.7353 | 119.895 | 4.8163 | 98.5921 | 138 | 143.0044 | 139.2 | 144.4795 | -173 | -182.211 | -173.2 | -180.1897 | -177.4 | -184.5854 | -176.9 | -184.0496 | 212.6809 | 213.9182
2020-10-28 16:30 | -27 | -27.6586 | 49.2962 | 49.4384 | 42.2474 | 42.5899 | -28 | -28.6356 | -137.12 | 137.4934 | -137.12 | 137.4934 | -3.8289 | 98.7151 | 139.5 | 144.0703 | 139.2 | 144.0078 | -173.3 | -181.8789 | -174.4 | -180.8413 | -178.7 | -185.2434 | -178.4 | -185.0069 | 221.0198 | 221.6049
2020-10-28 17:00 | -37 | -37.4833 | 52.016 | 54.5775 | 59.1285 | 60.6596 | -38 | -38.3275 | -165.8722 | 167.5084 | -165.8722 | 167.5084 | 13.6136 | 99.4246 | 138.9 | 143.4894 | 138.6 | 143.1239 | -172.7 | -180.886 | -176.5 | -182.832 | -180.9 | -187.2112 | -180.7 | -187.0955 | 263.5168 | 264.4615
2020-10-28 17:30 | -29 | -29.0172 | 67.2544 | 68.2273 | 47.065 | 47.9279 | -29 | -29.0689 | -149.2518 | 150.076 | -149.2518 | 150.076 | -2.2859 | 79.9814 | 139.2 | 143.0582 | 139.8 | 143.438 | -173.6 | -180.7403 | -176.8 | -182.3143 | -181.1 | -186.7283 | -180.6 | -186.2434 | 243.8619 | 247.264
2020-10-28 18:00 | -10 | -10.0499 | 87.3904 | 87.7047 | 26.6378 | 27.7117 | -11 | -11.0454 | -123.2487 | 123.8801 | -123.2487 | 123.8801 | -15.8467 | 57.2371 | 138.6 | 142.9021 | 136.8 | 140.9406 | -170.2 | -177.7343 | -172.7 | -179.5715 | -176.9 | -183.967 | -176.7 | -183.7472 | 225.0715 | 229.7174
2020-10-28 18:30 | -7 | -7 | 89.7433 | 89.918 | 23.4392 | 24.3672 | -5 | -5 | -109.52 | 109.7448 | -109.52 | 109.7448 | -18.6391 | 52.5414 | 138.3 | 141.9764 | 137.1 | 140.7397 | -171.1 | -177.8684 | -172.1 | -178.3498 | -176.2 | -182.6473 | -176.5 | -182.9631 | 221.5776 | 228.5978
2020-10-28 19:00 | 0 | 0 | 93.0477 | 93.2603 | 22.8263 | 23.6951 | 0 | 0 | -111.8581 | 112.0327 | -111.8581 | 112.0327 | -19.2351 | 51.8951 | 138 | 141.2873 | 137.7 | 140.9301 | -171.2 | -177.3242 | -172.7 | -178.217 | -177 | -182.7771 | -176.7 | -182.3895 | 213.0125 | 219.7118
2020-10-28 19:30 | -6 | -6 | 94.5277 | 94.7804 | 26.1285 | 26.5919 | -5 | -5.099 | -120.5286 | 120.5932 | -120.5286 | 120.5932 | -26.6182 | 48.7958 | 138.3 | 141.3283 | 138.3 | 141.3283 | -171.5 | -177.1292 | -172.8 | -177.8309 | -177.3 | -182.654 | -176.2 | -181.371 | 201.8313 | 207.6504
2020-10-28 20:00 | -4 | -4 | 92.1573 | 92.4382 | 28.007 | 28.4594 | -3 | -3 | -121.2353 | 121.3379 | -121.2353 | 121.3379 | -18.8213 | 47.0394 | 138.6 | 141.6839 | 137.7 | 140.8665 | -172.9 | -178.6349 | -173.7 | -178.8953 | -177.8 | -183.1155 | -177.7 | -182.9945 | 189.667 | 196.304
2020-10-28 20:30 | -3 | -3 | 93.1646 | 93.4548 | 21.941 | 23.6362 | -6 | -6 | -109.4358 | 110.0238 | -109.4358 | 110.0238 | 2.0399 | 83.3897 | 140.7 | 144.4499 | 140.7 | 144.3153 | -174.3 | -181.0296 | -173.9 | -178.8499 | -178.1 | -183.1706 | -177.8 | -183.0202 | 190.0562 | 193.0058
2020-10-28 21:00 | 0 | 0 | 90.6208 | 90.7282 | 19.1143 | 20.2183 | 0 | 0 | -103.2119 | 103.617 | -103.2119 | 103.617 | 11.2024 | 81.2279 | 140.4 | 144.295 | 139.8 | 143.7811 | -174 | -181.0138 | -173.5 | -178.6772 | -177.7 | -182.9468 | -177.1 | -182.388 | 173.4869 | 176.9571
2020-10-28 21:30 | 1 | 1 | 90.186 | 90.2673 | 15.7796 | 17.4029 | 1 | 1 | -98.6305 | 99.3549 | -98.6305 | 99.3549 | 21.2918 | 83.9773 | 141.6 | 145.6014 | 141.9 | 145.9789 | -176.5 | -184.3146 | -175 | -180.6434 | -179.3 | -185.1067 | -178.4 | -184.0635 | 146.7363 | 151.0114
2020-10-28 22:00 | 6 | 6.0828 | 83.0517 | 83.1738 | 17.5731 | 20.5651 | 7 | 7.0711 | -98.9986 | 100.6428 | -98.9986 | 100.6428 | 45.778 | 102.9525 | 141.6 | 146.3253 | 141.6 | 145.9579 | -176.5 | -184.5759 | -173.9 | -179.7334 | -178.5 | -184.6862 | -177.9 | -184.0038 | 149.8367 | 155.1535
2020-10-28 22:30 | 9 | 10.8167 | 91.4083 | 91.5494 | 5.3682 | 14.6571 | 8 | 10 | -84.5699 | 87.2669 | -84.5699 | 87.2669 | 61.6183 | 127.1799 | 142.2 | 147.3721 | 141.9 | 147.0331 | -176.1 | -185.4055 | -173.3 | -180.6203 | -177.6 | -185.1406 | -177.1 | -184.6504 | 144.4116 | 151.8268
2020-10-28 23:00 | 10 | 10.198 | 87.1582 | 87.2212 | 8.6009 | 14.5468 | 9 | 9.4868 | -91.5429 | 93.8351 | -91.5429 | 93.8351 | 63.7603 | 127.2246 | 141.9 | 149.6074 | 141.3 | 148.8487 | -175.8 | -188.966 | -173.6 | -184.4404 | -177.7 | -188.7049 | -176.2 | -187.293 | 143.0776 | 152.704
2020-10-28 23:30 | 24 | 24.1868 | 103.2667 | 103.3041 | -8.9032 | 14.5205 | 24 | 24.1868 | -74.6643 | 76.507 | -74.6643 | 76.507 | 49.5235 | 114.492 | 141.6 | 148.3978 | 142.2 | 149.0602 | -176.2 | -188.344 | -173 | -182.8487 | -176.8 | -186.8973 | -176.7 | -186.9982 | 146.8461 | 157.0536
2020-10-29 | 14 | 14.5602 | 90.0141 | 90.0961 | 2.5594 | 13.8082 | 15 | 15.8114 | -83.2286 | 85.8076 | -83.2286 | 85.8076 | 52.7195 | 121.8691 | 141.9 | 149.0469 | 141.3 | 148.5682 | -174.8 | -187.7029 | -171.6 | -182.2203 | -175.8 | -186.4852 | -175.1 | -185.9537 | 144.8906 | 154.4193
2020-10-29 00:30 | 14 | 14.8661 | 85.5843 | 85.6353 | 2.3045 | 15.2624 | 15 | 16.1555 | -76.7806 | 80.428 | -76.7806 | 80.428 | 62.0809 | 131.1994 | 142.2 | 149.9883 | 142.8 | 150.6514 | -176.3 | -189.9851 | -174 | -184.9941 | -178.6 | -189.924 | -177.3 | -188.6337 | 139.8336 | 150.2532
2020-10-29 01:00 | 3 | 7.6158 | 67.4739 | 67.5557 | 17.7263 | 24.222 | 4 | 7.2111 | -95.9673 | 99.6748 | -95.9673 | 99.6748 | 73.8639 | 122.92 | 141.6 | 149.0396 | 141.6 | 149.2279 | -174.9 | -188.4996 | -171.8 | -182.8497 | -176 | -187.1729 | -175.7 | -187.1306 | 154.7273 | 155.5892
2020-10-29 01:30 | -4 | -7.2111 | 64.5702 | 64.6173 | 19.947 | 25.2243 | -4 | -6.4031 | -96.6365 | 100.0674 | -96.6365 | 100.0674 | 81.029 | 122.4696 | 141 | 148.5639 | 141.9 | 149.6074 | -176.4 | -189.8922 | -173.7 | -187.3867 | -178.3 | -192.326 | -177.5 | -191.8112 | 151.6725 | 152.251
2020-10-29 02:00 | -4 | -8.0623 | 61.9211 | 62.0513 | 21.4245 | 27.2407 | -4 | -8.0623 | -94.9705 | 99.0323 | -94.9705 | 99.0323 | 86.0647 | 135.035 | 141 | 148.376 | 141.3 | 148.6611 | -175.5 | -189.1309 | -172.3 | -186.4316 | -176.3 | -190.7013 | -175.6 | -190.4004 | 150.558 | 150.7252
2020-10-29 02:30 | -18 | -20.1246 | 48.0298 | 48.3925 | 33.7905 | 38.5881 | -19 | -21.0238 | -110.7936 | 114.88 | -110.7936 | 114.88 | 97.8818 | 145.4391 | 142.2 | 149.7033 | 142.8 | 150.3671 | -176.7 | -190.282 | -173.9 | -188.0632 | -178 | -192.4636 | -177 | -191.7308 | 157.1142 | 157.2907
2020-10-29 03:00 | -24 | -25.632 | 46.7418 | 47.4212 | 33.9319 | 40.0895 | -25 | -26.5707 | -110.272 | 115.5623 | -110.272 | 115.5623 | 96.6672 | 144.7917 | 142.5 | 150.0822 | 142.5 | 149.9883 | -176.4 | -190.2272 | -172.7 | -186.9541 | -177.2 | -191.724 | -176.9 | -191.754 | 155.2947 | 155.5436
2020-10-29 03:30 | -29 | -30.6757 | 40.0651 | 40.8092 | 43.0848 | 47.672 | -30 | -31.6228 | -123.2444 | 127.4374 | -123.2444 | 127.4374 | 95.76 | 143.8304 | 141.9 | 149.5126 | 141.6 | 149.1335 | -176.5 | -189.9481 | -173 | -186.8512 | -177.3 | -191.4748 | -176.4 | -190.9465 | 157.6012 | 157.9276
2020-10-29 04:00 | -27 | -28.4605 | 42.91 | 43.3658 | 42.5199 | 46.1428 | -26 | -27.2029 | -124.5157 | 127.9139 | -124.5157 | 127.9139 | 89.8502 | 137.4685 | 142.5 | 149.895 | 142.8 | 150.4613 | -177 | -190.1193 | -174.3 | -187.943 | -178.3 | -192.2511 | -177.6 | -191.8491 | 155.6562 | 156.0192
2020-10-29 04:30 | -18 | -20.1246 | 58.6163 | 59.4057 | 29.9873 | 36.0145 | -18 | -20.1246 | -109.5801 | 113.8697 | -109.5801 | 113.8697 | 77.5333 | 129.4755 | 142.8 | 149.813 | 142.5 | 149.895 | -176.5 | -189.6539 | -173.2 | -186.961 | -177.4 | -191.5296 | -176.8 | -191.0877 | 166.9206 | 168.0276
2020-10-29 05:00 | -33 | -34.4819 | 42.5127 | 44.3211 | 52.1514 | 55.0391 | -32 | -33.2415 | -148.5765 | 150.9665 | -148.5765 | 150.9665 | 65.4252 | 119.1337 | 141.3 | 148.5682 | 142.8 | 149.813 | -177.7 | -190.5537 | -174.9 | -188.2023 | -178.9 | -192.5848 | -178.5 | -192.2504 | 195.4679 | 197.7075
2020-10-29 05:30 | -35 | -35.9026 | 50.3353 | 52.1687 | 51.6674 | 53.7492 | -33 | -33.7343 | -151.709 | 153.3378 | -151.709 | 153.3378 | 57.4006 | 112.5629 | 141.9 | 148.4178 | 142.5 | 148.3921 | -176.3 | -187.3195 | -175 | -186.5426 | -178.8 | -190.5232 | -178.8 | -190.825 | 226.428 | 229.2097
2020-10-29 06:00 | -32 | -32.3883 | 63.6217 | 65.1709 | 46.0012 | 47.5637 | -31 | -31.4006 | -152.8573 | 153.706 | -152.8573 | 153.706 | 36.3674 | 94.9118 | 141.6 | 144.5592 | 141 | 144.094 | -176.7 | -182.4641 | -177.6 | -183.9983 | -181.5 | -188.0241 | -181.9 | -188.6468 | 261.4973 | 263.6511
2020-10-29 06:30 | -24 | -25.2982 | 70.7771 | 73.4518 | 36.7081 | 40.5606 | -23 | -24.0416 | -147.9348 | 149.1657 | -147.9348 | 149.1657 | 13.819 | 70.0719 | 139.8 | 141.6956 | 140.4 | 142.5909 | -174.7 | -179.1319 | -178.1 | -183.194 | -182.3 | -187.5113 | -181.9 | -187.1931 | 248.2776 | 249.8728
2020-10-29 07:00 | -18 | -18.2483 | 61.4759 | 62.9915 | 40.7251 | 41.9313 | -18 | -18.2483 | -149.7976 | 150.0439 | -149.7976 | 150.0439 | -4.1655 | 68.5332 | 139.8 | 141.9479 | 139.2 | 141.5164 | -173.5 | -178.0288 | -175.1 | -180.0201 | -179.6 | -184.6758 | -179.8 | -184.917 | 229.605 | 231.6096
2020-10-29 07:30 | -9 | -9 | 78.7157 | 78.8533 | 16.0141 | 17.0822 | -10 | -10 | -107.2954 | 107.3886 | -107.2954 | 107.3886 | -15.3785 | 48.3617 | 141.3 | 143.4254 | 140.7 | 142.7322 | -174.2 | -178.4687 | -174.5 | -179.1382 | -178.5 | -183.3289 | -178.8 | -183.5756 | 169.6203 | 172.8201
2020-10-29 08:00 | -9 | -9 | 64.3751 | 64.5217 | 24.9375 | 25.6627 | -9 | -9 | -115.8181 | 115.9635 | -115.8181 | 115.9635 | -14.5704 | 52.433 | 141.3 | 143.2245 | 141.6 | 143.721 | -175.3 | -179.478 | -176.4 | -181.0344 | -180.3 | -185.1046 | -179.4 | -184.0254 | 162.6181 | 166.1577
2020-10-29 08:30 | -15 | -15 | 52.5257 | 53.3351 | 28.2245 | 30.1321 | -14 | -14 | -111.6526 | 112.5482 | -111.6526 | 112.5482 | -1.7044 | 65.7954 | 141.9 | 144.2803 | 139.2 | 141.6257 | -175.3 | -180.1223 | -175 | -180.0434 | -179.5 | -184.9338 | -180 | -185.4431 | 157.303 | 163.6218
2020-10-29 09:00 | -15 | -15.1327 | 52.2636 | 53.1448 | 21.0826 | 24.2721 | -15 | -15.1327 | -94.1655 | 95.8496 | -94.1655 | 95.8496 | 11.2022 | 75.192 | 139.5 | 142.6893 | 139.8 | 142.858 | -173.1 | -178.8788 | -173.7 | -179.8682 | -177.7 | -184.0687 | -177.6 | -183.9722 | 161.7614 | 168.6588
2020-10-29 09:30 | -37 | -37.4833 | 21.4158 | 25.0182 | 48.8817 | 50.6394 | -37 | -37.3363 | -130.6291 | 131.9802 | -130.6291 | 131.9802 | 29.4586 | 95.2385 | 139.2 | 143.2684 | 141.3 | 145.5223 | -173.9 | -181.394 | -174.5 | -182.0546 | -179.1 | -186.9199 | -178.7 | -186.5367 | 171.1336 | 191.8705
2020-10-29 10:00 | -47 | -48.7647 | 27.1869 | 35.8365 | 52.4407 | 56.5534 | -48 | -47.8017 | -127.3771 | 130.9754 | -127.3771 | 130.9754 | 37.0943 | 101.5086 | 138.9 | 143.9516 | 140.7 | 145.6891 | -172.7 | -181.8008 | -173.9 | -182.9722 | -177.9 | -187.3666 | -177.5 | -186.9544 | 172.7332 | 187.2715
2020-10-29 10:30 | -33 | -33.541 | 30.2988 | 34.1788 | 47.6074 | 49.6128 | -33 | -33.541 | -120.3563 | 121.6608 | -120.3563 | 121.6608 | 27.69 | 94.3068 | 137.1 | 140.8078 | 137.1 | 140.9457 | -171.1 | -177.827 | -172.9 | -179.8462 | -177 | -184.201 | -176.7 | -183.9405 | 183.3859 | 195.7848
2020-10-29 11:00 | -52 | -53.1507 | 21.1071 | 29.8362 | 67.4337 | 69.7057 | -52 | -53.1507 | -142.4778 | 144.0792 | -142.4778 | 144.0792 | 10.0217 | 85.465 | 135.9 | 139.1719 | 137.4 | 140.7662 | -169.5 | -175.5787 | -173.1 | -179.4198 | -177.1 | -183.621 | -176.9 | -183.4017 | 197.7189 | 208.6274
2020-10-29 11:30 | -60 | -62.0967 | 13.6816 | 30.1873 | 78.6953 | 81.8719 | -60 | -62.0967 | -163.4924 | 165.4097 | -163.4924 | 165.4097 | 16.4605 | 86.1598 | 138.3 | 141.7756 | 138.6 | 141.9377 | -171.9 | -178.2094 | -173.8 | -180.3332 | -178.1 | -184.8509 | -177.6 | -184.2622 | 207.0762 | 217.8079
2020-10-29 12:00 | -52 | -52.6118 | 19.2342 | 26.3091 | 63.4511 | 65.1209 | -52 | -52.7731 | -155.7686 | 156.0485 | -155.7686 | 156.0485 | 22.7917 | 87.5521 | 141.3 | 144.8342 | 142.2 | 145.8444 | -176.6 | -183.6511 | -177 | -184.0632 | -180.9 | -188.0879 | -180.7 | -187.9505 | 187.2179 | 202.3264
2020-10-29 12:30 | -35 | -34.3657 | 46.9358 | 49.8633 | 52.2093 | 53.5833 | -34 | -34.5254 | -144.4486 | 144.5329 | -144.4486 | 144.5329 | -0.30328 | 82.9088 | 136.5 | 140.2926 | 137.4 | 140.8978 | -169.5 | -176.1382 | -173.7 | -180.4249 | -177.7 | -184.6818 | -177.5 | -184.3808 | 204.1937 | 221.1662
2020-10-29 13:00 | -35 | -35.0143 | 53.6128 | 55.514 | 55.1107 | 55.5783 | -34 | -34 | -160.6272 | 160.7853 | -160.6272 | 160.7853 | -5.4793 | 75.4435 | 136.5 | 139.4435 | 136.5 | 139.7578 | -170.4 | -175.9641 | -175.4 | -181.1804 | -179.3 | -185.3071 | -179.2 | -185.1599 | 225.9153 | 240.3386
2020-10-29 13:30 | -33 | -33.0606 | 41.1427 | 42.6556 | 46.8908 | 47.8174 | -33 | -33.0606 | -140.5273 | 141.0182 | -140.5273 | 141.0182 | -5.3285 | 79.1334 | 138.9 | 142.1664 | 139.8 | 143.1098 | -172.6 | -178.7281 | -175.8 | -182.0001 | -179.4 | -185.7104 | -179.9 | -186.0968 | 230.8116 | 244.9906
2020-10-29 14:00 | -23 | -23.3452 | 38.1651 | 39.5767 | 36.2288 | 38.2088 | -23 | -23.1948 | -121.4241 | 122.029 | -121.4241 | 122.029 | -1.8901 | 86.7936 | 138.3 | 142.0445 | 137.1 | 140.8764 | -171.9 | -178.5297 | -173.6 | -180.3286 | -177.6 | -184.6129 | -177.4 | -184.1735 | 227.2313 | 240.1623
2020-10-29 14:30 | -20 | -20.2237 | 52.2414 | 53.5484 | 34.5419 | 36.4835 | -18 | -18.4391 | -121.1563 | 121.5745 | -121.1563 | 121.5745 | 24.76 | 86.8005 | 140.4 | 143.8903 | 140.1 | 143.6637 | -174.4 | -179.8943 | -173.8 | -180.4941 | -177.7 | -183.7761 | -177.5 | -184.3932 | 197.4851 | 209.8611
2020-10-29 15:00 | -11 | -11.7047 | 55.7132 | 56.3928 | 27.6846 | 30.305 | -11 | -11.7047 | -115.4887 | 116.02 | -115.4887 | 116.02 | 15.4072 | 92.1575 | 137.4 | 141.3777 | 138 | 142.1747 | -171.8 | -178.832 | -173.7 | -180.7445 | -177.5 | -185.1013 | -177.3 | -185.0623 | 216.9853 | 229.3358
2020-10-29 15:30 | -15 | -15.0333 | 64.1656 | 64.3456 | 32.5722 | 32.9687 | -16 | -16.1245 | -128.0956 | 128.1265 | -128.0956 | 128.1265 | 28.9311 | 94.0807 | 139.2 | 143.0582 | 138.6 | 142.6146 | -173.3 | -179.6264 | -174.1 | -181.84 | -178.7 | -185.9363 | -178.8 | -185.3325 | 235.0494 | 245.1616
2020-10-29 16:00 | -27 | -28.4605 | 54.3682 | 56.3992 | 49.151 | 51.1142 | -27 | -28.4605 | -154.8143 | 155.856 | -154.8143 | 155.856 | 29.9802 | 89.803 | 136.5 | 140.1552 | 138 | 141.9089 | -169.7 | -177.3606 | -170.8 | -178.2419 | -174.1 | -182.4564 | -175.3 | -181.681 | 251.8646 | 256.8156
2020-10-29 16:30 | -22 | -22.8035 | 62.9636 | 64.1418 | 41.1609 | 42.9654 | -23 | -23.5372 | -150.8225 | 151.4784 | -150.8225 | 151.4784 | -1.4094 | 81.1042 | 137.7 | 141.257 | 136.8 | 140.5845 | -171.4 | -177.9673 | -172.6 | -179.3792 | -176.4 | -183.8022 | -176.4 | -183.928 | 257.6508 | 263.9679
2020-10-29 17:00 | -8 | -8.544 | 81.7524 | 82.4737 | 30.9456 | 32.5709 | -8 | -8.2462 | -136.3121 | 136.7516 | -136.3121 | 136.7516 | -0.98585 | 80.056 | 138 | 141.2873 | 137.7 | 140.9301 | -172.3 | -177.6777 | -173.6 | -179.6854 | -177.6 | -183.7804 | -177.5 | -183.6144 | 251.7098 | 258.0053
2020-10-29 17:30 | -17 | -17.1172 | 76.3769 | 77.1369 | 39.9183 | 40.9832 | -17 | -17.1172 | -149.1708 | 149.4438 | -149.1708 | 149.4438 | -11.311 | 79.3055 | 139.2 | 142.4596 | 140.1 | 143.3391 | -174.3 | -179.913 | -176.3 | -182.9132 | -180.4 | -186.9654 | -180.1 | -186.9118 | 252.5172 | 258.9997
2020-10-29 18:00 | -23 | -23.1948 | 69.67 | 70.7721 | 46.899 | 48.1732 | -22 | -22.3607 | -162.77 | 163.1931 | -162.77 | 163.1931 | -3.3076 | 83.5987 | 138.9 | 142.361 | 139.2 | 142.7861 | -173.6 | -179.5785 | -174.6 | -182.4162 | -178.5 | -186.0007 | -178.6 | -185.92 | 263.3419 | 268.7266
2020-10-29 18:30 | -17 | -17.72 | 78.2175 | 79.1597 | 38.6312 | 40.2536 | -17 | -17.72 | -149.1439 | 149.6226 | -149.1439 | 149.6226 | -7.6371 | 82.9373 | 138.6 | 142.2687 | 138.6 | 142.3366 | -172.2 | -179.3792 | -173.7 | -181.0887 | -177.9 | -185.4849 | -177.6 | -185.2256 | 259.2566 | 264.7297
2020-10-29 19:00 | -20 | -20.3961 | 79.8198 | 80.9999 | 41.5562 | 42.9139 | -20 | -20.3961 | -153.2886 | 153.6671 | -153.2886 | 153.6671 | 7.0052 | 85.1726 | 136.5 | 140.0875 | 136.5 | 140.1552 | -170.6 | -177.2093 | -172.4 | -179.8361 | -176.3 | -183.86 | -176.1 | -183.9443 | 267.6068 | 273.3401
2020-10-29 19:30 | -9 | -9.2195 | 87.7838 | 88.6205 | 32.9689 | 34.1844 | -9 | -9.2195 | -139.7429 | 140.0074 | -139.7429 | 140.0074 | 0.37538 | 86.1103 | 139.5 | 143.7028 | 139.5 | 143.7751 | -173.2 | -180.7674 | -174.9 | -183.0879 | -179.2 | -187.4844 | -179 | -187.4795 | 256.1357 | 261.4697
2020-10-29 20:00 | -14 | -14.5602 | 80.8696 | 81.734 | 37.415 | 39.0177 | -14 | -14.3178 | -145.1021 | 145.5781 | -145.1021 | 145.5781 | 3.0926 | 89.7956 | 138.6 | 143.199 | 139.8 | 144.2863 | -172.2 | -180.8093 | -174 | -182.8541 | -178 | -187.2504 | -178 | -187.0568 | 248.629 | 253.5263
2020-10-29 20:30 | -26 | -26.6833 | 68.3769 | 69.7386 | 46.2034 | 47.7773 | -26 | -26.6833 | -154.1485 | 154.8773 | -154.1485 | 154.8773 | 1.5225 | 86.6795 | 139.8 | 144.5879 | 140.4 | 145.3217 | -173 | -182.1541 | -172.5 | -182.1826 | -176.5 | -186.5146 | -176.4 | -186.227 | 207.1263 | 213.3895
2020-10-29 21:00 | -27 | -27.4591 | 63.5688 | 64.5877 | 47.1999 | 48.5773 | -28 | -28.2843 | -150.3483 | 151.5221 | -150.3483 | 151.5221 | 17.5442 | 88.8803 | 140.4 | 145.2446 | 140.4 | 145.4777 | -174.5 | -183.0052 | -173.7 | -182.211 | -177.8 | -186.828 | -177 | -186.859 | 193.4304 | 197.5145
2020-10-29 21:30 | -22 | -22.8035 | 61.0336 | 61.9741 | 43.9888 | 45.9655 | -22 | -22.8035 | -141.363 | 142.748 | -141.363 | 142.748 | 30.3404 | 95.6002 | 140.4 | 145.636 | 141 | 146.2942 | -175.8 | -185.3411 | -173.8 | -183.6704 | -177.8 | -187.8758 | -178.1 | -188.3217 | 170.1784 | 173.9468
2020-10-29 22:00 | -25 | -25.4951 | 65.4485 | 66.1515 | 37.3303 | 39.7326 | -24 | -24.7386 | -125.6002 | 127.1643 | -125.6002 | 127.1643 | 36.5771 | 100.4201 | 141.6 | 148.0432 | 141.6 | 148.2194 | -174.9 | -186.529 | -172.4 | -184.2818 | -176.2 | -188.402 | -176 | -188.286 | 161.526 | 165.3805
2020-10-29 22:30 | -22 | -23.4094 | 60.3756 | 61.0054 | 36.4397 | 39.6648 | -22 | -23.4094 | -127.8813 | 129.7277 | -127.8813 | 129.7277 | 57.0433 | 114.5249 | 140.7 | 148.2792 | 140.7 | 148.2817 | -175.5 | -189.3911 | -172.3 | -187.0243 | -176 | -191.1092 | -175.7 | -191.0616 | 162.7522 | 167.0503
2020-10-29 23:00 | -11 | -13.6015 | 65.9931 | 66.7257 | 29.9595 | 34.3971 | -11 | -13.6015 | -118.8171 | 121.174 | -118.8171 | 121.174 | 60.1377 | 117.1863 | 141.9 | 149.5126 | 141.3 | 149.2303 | -176.1 | -190.1748 | -172.4 | -186.6387 | -176.3 | -190.9692 | -176.2 | -190.6385 | 154.7282 | 158.582
2020-10-29 23:30 | -16 | -18.3576 | 61.2785 | 61.9497 | 33.2495 | 37.0665 | -17 | -18.7883 | -135.243 | 137.0113 | -135.243 | 137.0113 | 54.6839 | 108.4074 | 142.2 | 149.4244 | 140.4 | 147.7124 | -175.6 | -188.4309 | -171.8 | -185.2497 | -176.2 | -189.0937 | -175.1 | -188.8721 | 166.3238 | 168.4824
2020-10-30 | -8 | -12.0416 | 60.1937 | 60.6473 | 29.0583 | 34.1659 | -8 | -11.3137 | -124.224 | 126.8929 | -124.224 | 126.8929 | 53.4749 | 110.913 | 140.1 | 147.71 | 140.7 | 148.1848 | -173.6 | -187.2765 | -169.9 | -184.0231 | -173.8 | -188.3308 | -172.1 | -187.8692 | 154.9168 | 157.0384
2020-10-30 00:30 | -18 | -21.095 | 52.7838 | 53.588 | 35.078 | 40.1298 | -18 | -21.095 | -125.3569 | 128.9334 | -125.3569 | 128.9334 | 58.7111 | 117.021 | 141.3 | 148.9433 | 140.7 | 148.7595 | -174.8 | -189.2707 | -171.1 | -185.254 | -174.4 | -189.2231 | -174.3 | -189.4931 | 147.087 | 148.8895
2020-10-30 01:00 | -16 | -19.4165 | 54.6759 | 55.4942 | 31.8915 | 37.9267 | -17 | -20.2485 | -116.0417 | 120.3772 | -116.0417 | 120.3772 | 59.9005 | 121.5345 | 140.7 | 149.1534 | 141 | 149.6363 | -174.9 | -189.9219 | -170.9 | -185.9579 | -174.9 | -190.5552 | -174.3 | -190.2687 | 145.0136 | 148.2018
2020-10-30 01:30 | -22 | -24.1661 | 46.4395 | 47.0187 | 37.9125 | 42.4302 | -22 | -24.1661 | -126.2023 | 130.4642 | -126.2023 | 130.4642 | 81.6572 | 133.4776 | 140.4 | 148.4758 | 141.3 | 149.3271 | -174.6 | -188.5313 | -171.3 | -185.6285 | -174.8 | -189.7124 | -174.1 | -190.1454 | 154.8679 | 155.3591
2020-10-30 02:00 | -9 | -11.4018 | 57.3543 | 57.5141 | 25.9225 | 30.9159 | -10 | -11.6619 | -104.4965 | 108.7139 | -104.4965 | 108.7139 | 75.2569 | 123.0027 | 139.2 | 147.5393 | 140.4 | 148.3784 | -174 | -188.7704 | -170.4 | -185.0648 | -174.3 | -189.6343 | -173.8 | -189.4095 | 132.8408 | 133.0787
2020-10-30 02:30 | -21 | -22.4722 | 45.884 | 46.3069 | 35.7104 | 40.3378 | -22 | -23.7697 | -118.223 | 122.9599 | -118.223 | 122.9599 | 93.6554 | 137.0038 | 141 | 148.8499 | 141.3 | 149.3271 | -175 | -189.7007 | -171.5 | -186.8112 | -175.5 | -191.1965 | -175 | -190.8802 | 148.2869 | 148.6475
2020-10-30 03:00 | -22 | -22.3607 | 44.9409 | 44.956 | 36.7928 | 39.5397 | -21 | -21.587 | -118.6515 | 121.657 | -118.6515 | 121.657 | 90.5048 | 131.4286 | 141.9 | 149.7986 | 140.7 | 148.5657 | -175.6 | -189.2281 | -171.2 | -186.0394 | -175.3 | -190.6331 | -175 | -190.0276 | 142.2437 | 142.6205
2020-10-30 03:30 | -19 | -21.4709 | 49.9105 | 50.4239 | 32.7687 | 38.3116 | -20 | -22.3607 | -113.1689 | 118.5834 | -113.1689 | 118.5834 | 93.9871 | 136.6818 | 140.4 | 148.3784 | 140.1 | 148.2902 | -174.2 | -188.8085 | -170.2 | -184.4856 | -174.1 | -189.0157 | -173.6 | -189.0165 | 150.8109 | 151.2224
2020-10-30 04:00 | -20 | -22.3607 | 49.1686 | 49.7667 | 34.7167 | 40.0285 | -20 | -22.8254 | -116.5515 | 120.7925 | -116.5515 | 120.7925 | 87.7873 | 131.2001 | 140.7 | 148.3742 | 141 | 148.6587 | -174.4 | -188.7242 | -170.8 | -185.4772 | -174.8 | -189.9156 | -174.1 | -189.6343 | 155.4065 | 155.7947
2020-10-30 04:30 | -20 | -21.9317 | 51.3001 | 51.7887 | 35.8984 | 39.9888 | -20 | -21.9317 | -120.2923 | 123.3961 | -120.2923 | 123.3961 | 87.4942 | 129.2114 | 140.7 | 147.9976 | 141 | 148.376 | -174.5 | -187.998 | -170.8 | -185.224 | -174.8 | -189.7232 | -174.5 | -189.6002 | 180.988 | 181.3874
2020-10-30 05:00 | -28 | -29.4109 | 54.3315 | 55.4739 | 40.1603 | 43.5967 | -26 | -27.5136 | -132.1187 | 134.5727 | -132.1187 | 134.5727 | 56.5652 | 108.5366 | 141.6 | 149.3229 | 140.7 | 148.3742 | -175.3 | -189.2453 | -172 | -186.0462 | -175.8 | -189.8696 | -175.5 | -189.7462 | 175.8265 | 178.5492
2020-10-30 05:30 | -33 | -34.2053 | 54.4715 | 56.4631 | 45.9904 | 48.9503 | -32 | -33.2415 | -145.2886 | 147.3228 | -145.2886 | 147.3228 | 42.0949 | 95.6243 | 141.3 | 146.8254 | 141 | 146.7012 | -174.9 | -185.1095 | -172.5 | -183.3303 | -176.4 | -187.1578 | -176.2 | -187.071 | 199.4259 | 202.2861
2020-10-30 06:00 | -27 | -28.4605 | 59.0812 | 60.5425 | 41.0056 | 44.8571 | -27 | -28.1603 | -145.2408 | 147.2294 | -145.2408 | 147.2294 | 32.3342 | 85.9624 | 139.8 | 143.1742 | 141 | 144.4107 | -174.2 | -181.5964 | -174.2 | -181.4123 | -178.2 | -185.6703 | -177.8 | -185.4371 | 238.9363 | 240.6652
2020-10-30 06:30 | -39 | -40.025 | 44.7243 | 47.3782 | 58.1723 | 60.3205 | -39 | -40.025 | -173.593 | 174.7513 | -173.593 | 174.7513 | -3.1741 | 62.4331 | 128.7 | 131.883 | 128.4 | 131.6562 | -161.3 | -166.0191 | -163.3 | -169.1889 | -167.7 | -173.4762 | -167.3 | -173.1028 | 282.8817 | 285.9948
2020-10-30 07:00 | -33 | -34.2053 | 47.8922 | 51.0194 | 53.7437 | 56.014 | -33 | -34.2053 | -160.7742 | 162.0946 | -160.7742 | 162.0946 | -14.3626 | 63.5281 | 124.8 | 128.4967 | 125.7 | 129.5142 | -154.8 | -160.8273 | -158 | -163.9966 | -161.8 | -167.9255 | -161.7 | -168.1607 | 295.8271 | 300.5136
2020-10-30 07:30 | -51 | -51.788 | 28.9724 | 33.4878 | 68.1023 | 69.8845 | -50 | -50.8035 | -175.3145 | 176.821 | -175.3145 | 176.821 | -42.446 | 63.0709 | 107.4 | 111.6742 | 107.4 | 111.7567 | -134.9 | -139.6101 | -140 | -144.8647 | -143.3 | -148.4338 | -143.5 | -148.2852 | 296.4529 | 301.2715
2020-10-30 08:00 | -49 | -50.01 | 25.565 | 30.4434 | 64.7838 | 66.8479 | -48 | -49.0306 | -164.0575 | 165.606 | -164.0575 | 165.606 | -53.9576 | 66.9529 | 90.9 | 95.2631 | 90.3 | 94.6009 | -114 | -118.2224 | -122.8 | -126.2447 | -125.7 | -129.0591 | -125.8 | -129.4681 | 303.9982 | 308.1923
2020-10-30 08:30 | -53 | -54.3415 | 21.2744 | 28.939 | 69.0429 | 71.5772 | -53 | -54.3415 | -169.0094 | 171.0087 | -169.0094 | 171.0087 | -62.5456 | 74.5455 | 91.2 | 95.5494 | 92.1 | 96.5879 | -115.5 | -119.4263 | -122.4 | -126.3139 | -125.4 | -129.2248 | -125.8 | -129.1745 | 297.5755 | 302.3652
2020-10-30 09:00 | -60 | -61.1882 | 18.5328 | 26.8095 | 70.5126 | 73.0276 | -61 | -62.1691 | -165.5335 | 167.5832 | -165.5335 | 167.5832 | -57.2502 | 77.3311 | 90.3 | 94.2501 | 90.6 | 94.368 | -114.9 | -117.441 | -121.8 | -125.3688 | -124.8 | -128.4729 | -125 | -128.2076 | 296.8526 | 304.4078
2020-10-30 09:30 | -58 | -59.439 | 1.6461 | 18.0219 | 73.5527 | 76.3853 | -57 | -58.4637 | -171.1632 | 173.5132 | -171.1632 | 173.5132 | -45.9773 | 78.639 | 90.9 | 96.6028 | 91.8 | 97.2505 | -114.3 | -119.9135 | -122.1 | -127.5251 | -125.2 | -131.0228 | -124.9 | -131.2806 | 298.0808 | 306.761
2020-10-30 10:00 | -58 | -59.439 | 0.85544 | 18.7626 | 68.1947 | 71.5028 | -57 | -58.4637 | -159.3299 | 162.1951 | -159.3299 | 162.1951 | -25.3515 | 70.5583 | 93 | 97.9049 | 91.2 | 96.5851 | -115.5 | -119.7242 | -121.7 | -126.6823 | -124.5 | -129.9102 | -124.7 | -129.7185 | 291.5518 | 298.2073
2020-10-30 10:30 | -66 | -67.4685 | -4.3881 | 19.353 | 77.2748 | 79.8758 | -66 | -67.4685 | -168.5037 | 170.7689 | -168.5037 | 170.7689 | -27.2231 | 62.0846 | 90.9 | 95.5362 | 91.5 | 96.1995 | -114.1 | -118.834 | -120.3 | -125.4287 | -123.3 | -128.5335 | -123.7 | -128.0783 | 283.1738 | 289.1048
2020-10-30 11:00 | -74 | -75.3127 | -7.7888 | 20.8534 | 85.248 | 87.4814 | -73 | -74.3303 | -179.1746 | 181.1414 | -179.1746 | 181.1414 | -41.0422 | 72.1481 | 90 | 94.4047 | 90.9 | 95.4443 | -113.8 | -117.8163 | -121.4 | -125.6482 | -124.5 | -128.9456 | -124.5 | -128.6033 | 296.8088 | 302.5393
2020-10-30 11:30 | -68 | -70.342 | -9.3137 | 23.3654 | 78.5998 | 82.1086 | -68 | -70.0928 | -169.3583 | 172.3398 | -169.3583 | 172.3398 | -28.4296 | 76.9931 | 88.8 | 94.0226 | 89.4 | 94.6879 | -112.4 | -117.1412 | -120.5 | -125.508 | -123.5 | -128.6002 | -123.4 | -128.516 | 294.7631 | 299.8849
2020-10-30 12:00 | -73 | -75.1864 | -19.3587 | 29.7368 | 82.5354 | 86.1993 | -73 | -75.1864 | -174.3214 | 177.3296 | -174.3214 | 177.3296 | -3.1105 | 71.015 | 92.4 | 98.9491 | 93.3 | 99.79 | -116.7 | -122.981 | -120.3 | -127.7701 | -122.5 | -130.2997 | -122.6 | -130.682 | 268.5894 | 274.3878
2020-10-30 12:30 | -77 | -78.6448 | -21.8818 | 32.6463 | 88.2317 | 91.8951 | -77 | -79.3095 | -177.2433 | 180.519 | -177.2433 | 180.519 | -2.8037 | 73.7931 | 91.2 | 98.3822 | 91.5 | 98.6603 | -115 | -122.003 | -119.2 | -127.1208 | -121.9 | -129.8372 | -121.6 | -129.7778 | 281.8628 | 287.4317
2020-10-30 13:00 | -74 | -76.4003 | -22.0031 | 32.6539 | 88.6733 | 92.242 | -74 | -76.4003 | -174.1677 | 177.1424 | -174.1677 | 177.1424 | 11.4113 | 73.6074 | 92.1 | 98.669 | 92.4 | 99.1653 | -116.9 | -123.2679 | -119.8 | -126.7271 | -122.6 | -129.9885 | -122.5 | -129.6391 | 280.9343 | 287.0853
2020-10-30 13:30 | -81 | -83.4326 | -21.4064 | 31.8539 | 85.7855 | 89.9059 | -80 | -82.4621 | -173.4293 | 176.5492 | -173.4293 | 176.5492 | 15.0852 | 74.1361 | 91.5 | 98.4375 | 92.1 | 98.9955 | -115.6 | -121.846 | -118.7 | -125.6015 | -121.3 | -128.4805 | -121 | -128.2655 | 278.7701 | 284.8019
2020-10-30 14:00 | -84 | -86.8332 | -25.8086 | 37.8229 | 99.7265 | 103.4978 | -84 | -86.8332 | -189.1966 | 192.5541 | -189.1966 | 192.5541 | 13.8028 | 75.5973 | 90.3 | 97.3231 | 90.6 | 97.2703 | -114.1 | -121.2164 | -117.6 | -125.1575 | -120.2 | -128.0638 | -120.3 | -128.1644 | 285.7001 | 289.8616
2020-10-30 14:30 | -88 | -90.7083 | -19.0492 | 34.9027 | 103.7148 | 107.4226 | -87 | -89.4986 | -194.7772 | 198.5505 | -194.7772 | 198.5505 | -3.5615 | 75.9428 | 90 | 96.6023 | 91.5 | 98.1092 | -114 | -121.0848 | -118.2 | -125.4677 | -121 | -128.8573 | -120.5 | -128.2523 | 297.4982 | 301.4741
2020-10-30 15:00 | -92 | -95.6033 | -22.6021 | 39.6053 | 113.0616 | 117.0666 | -91 | -94.921 | -210.1859 | 214.5951 | -210.1859 | 214.5951 | -11.3042 | 73.8037 | 89.1 | 95.5461 | 89.4 | 96.2645 | -112.8 | -118.998 | -117.9 | -124.6467 | -120.6 | -127.5591 | -120.5 | -127.5591 | 299.8177 | 303.6466
2020-10-30 15:30 | -107 | -111.4002 | -27.6494 | 44.4488 | 119.6711 | 124.3211 | -106 | -110.44 | -224.8449 | 229.5688 | -224.8449 | 229.5688 | -14.2111 | 72.44 | 90 | 96.7117 | 90 | 96.7117 | -114.6 | -120.6113 | -118.1 | -125.2853 | -120.9 | -128.198 | -120.6 | -127.5926 | 301.1677 | 305.4034
2020-10-30 16:00 | -101 | -104.8093 | -27.6419 | 40.8393 | 115.256 | 119.3356 | -101 | -104.8093 | -220.3523 | 224.0445 | -220.3523 | 224.0445 | -23.8386 | 78.4442 | 90 | 96.933 | 90.3 | 97.3231 | -113.5 | -120.9002 | -120.5 | -128.2857 | -123.4 | -130.7609 | -123.2 | -130.8551 | 325.6381 | 329.207
2020-10-30 16:30 | -107 | -110.8603 | -30.1886 | 44.8663 | 126.3118 | 130.0132 | -107 | -110.6029 | -238.7437 | 242.3077 | -238.7437 | 242.3077 | -31.0184 | 76.6614 | 90.6 | 97.0536 | 91.2 | 97.6139 | -114.6 | -121.2417 | -120.4 | -127.0389 | -123.1 | -130.6158 | -122.9 | -130.5829 | 338.4391 | 341.2843
2020-10-30 17:00 | -96 | -100.2846 | -16.4861 | 39.1932 | 121.4756 | 125.8346 | -96 | -100.2846 | -242.3009 | 246.3328 | -242.3009 | 246.3328 | -47.4989 | 81.5776 | 89.4 | 94.4919 | 90.6 | 95.4377 | -113 | -117.4164 | -119 | -124.001 | -121.6 | -126.8455 | -121.7 | -126.8563 | 332.0619 | 334.5438
2020-10-30 17:30 | -111 | -116.0905 | -20.0871 | 43.7369 | 131.0518 | 135.1507 | -114 | -118.6802 | -260.281 | 264.0712 | -260.281 | 264.0712 | -48.7067 | 81.1841 | 90.3 | 95.3438 | 90 | 95.0598 | -114.3 | -118.6799 | -121.1 | -125.9158 | -124 | -129.1437 | -123.9 | -128.7808 | 336.7018 | 339.0873
2020-10-30 18:00 | -108 | -113.842 | -14.9115 | 44.7781 | 126.1753 | 131.5813 | -108 | -113.842 | -254.5935 | 259.5811 | -254.5935 | 259.5811 | -48.1028 | 83.1979 | 90.3 | 95.6365 | 91.5 | 96.5767 | -114.3 | -119.6442 | -120.6 | -126.207 | -123.7 | -129.3917 | -123.3 | -129.1412 | 326.7056 | 328.9782
2020-10-30 18:30 | -100 | -105.9481 | -7.2107 | 42.9753 | 120.8819 | 126.2286 | -100 | -105.622 | -255.9593 | 261.0898 | -255.9593 | 261.0898 | -49.6349 | 86.0749 | 89.4 | 94.8873 | 90.9 | 96.3019 | -113.2 | -118.4362 | -119.5 | -125.1068 | -122 | -128.0141 | -122 | -127.8575 | 336.3687 | 338.1554
2020-10-30 19:00 | -107 | -112.272 | -10.1227 | 44.0346 | 126.2174 | 130.9662 | -107 | -112.272 | -264.0503 | 268.4636 | -264.0503 | 268.4636 | -51.2637 | 84.7005 | 90.3 | 95.6365 | 90 | 95.4528 | -114 | -118.956 | -119 | -124.6491 | -121.9 | -127.5966 | -121.6 | -127.489 | 328.5288 | 330.437
2020-10-30 19:30 | -101 | -104.8093 | -5.5069 | 35.7823 | 123.6807 | 127.1154 | -101 | -104.5466 | -262.7702 | 265.7234 | -262.7702 | 265.7234 | -51.4738 | 83.9401 | 90.3 | 96.8819 | 90.3 | 96.8819 | -113.8 | -120.0541 | -118.4 | -125.8305 | -121.4 | -128.7096 | -121.4 | -128.7096 | 327.1105 | 329.4801
2020-10-30 20:00 | -105 | -108.9312 | -7.6053 | 37.1187 | 123.5576 | 127.5748 | -105 | -108.9312 | -258.9356 | 262.5383 | -258.9356 | 262.5383 | -40.8568 | 82.0152 | 90.6 | 97.777 | 89.7 | 97.1078 | -113.3 | -120.6444 | -118.3 | -126.0442 | -121.5 | -129.0767 | -121 | -129.2395 | 319.8536 | 321.5688
2020-10-30 20:30 | -106 | -110.7249 | -7.5857 | 38.9221 | 120.4717 | 125.0838 | -107 | -111.4002 | -248.2541 | 252.4003 | -248.2541 | 252.4003 | -34.2786 | 80.6199 | 91.2 | 98.4951 | 91.2 | 98.6088 | -116.6 | -122.6174 | -119.7 | -127.3177 | -123.1 | -131.1096 | -123 | -130.2323 | 305.5912 | 307.7315
2020-10-30 21:00 | -105 | -110.0636 | -7.0843 | 38.1991 | 116.1071 | 121.428 | -105 | -110.0636 | -239.0836 | 244.3842 | -239.0836 | 244.3842 | -27.4248 | 79.3127 | 91.5 | 99.4648 | 91.5 | 99.2311 | -116.2 | -123.8775 | -119.7 | -128.0478 | -122.3 | -131.0561 | -122.4 | -130.9988 | 288.5125 | 290.0973
2020-10-30 21:30 | -98 | -103.0922 | -11.6153 | 37.1427 | 116.3942 | 121.5377 | -98 | -103.0922 | -241.3617 | 246.6463 | -241.3617 | 246.6463 | -10.7964 | 74.2989 | 92.7 | 100.5698 | 92.1 | 100.3714 | -116.7 | -124.4951 | -118.6 | -127.7213 | -121.7 | -130.5067 | -121.7 | -130.4701 | 276.7272 | 278.6935
2020-10-30 22:00 | -96 | -101.1929 | -2.6314 | 32.6781 | 101.4964 | 107.2714 | -96 | -101.1929 | -215.0577 | 221.0988 | -215.0577 | 221.0988 | -0.69927 | 73.8483 | 92.1 | 100.8544 | 93 | 101.921 | -116.4 | -124.7319 | -118.4 | -128.2474 | -121.2 | -131.5546 | -121.1 | -131.1693 | 260.6807 | 261.6838
2020-10-30 22:30 | -86 | -91.0824 | -3.5535 | 28.2733 | 99.2683 | 104.6235 | -86 | -90.7579 | -214.8361 | 220.1037 | -214.8361 | 220.1037 | 0.75852 | 90.0511 | 93.6 | 101.8676 | 94.8 | 102.9713 | -118.1 | -126.3333 | -118.7 | -127.8149 | -121.2 | -130.1725 | -121.1 | -129.7087 | 231.9445 | 232.3915
2020-10-30 23:00 | -75 | -80.0562 | 0.43121 | 27.0661 | 91.4235 | 97.5282 | -80 | -84.7585 | -208.0559 | 214.1682 | -208.0559 | 214.1682 | 15.3284 | 91.7791 | 93.3 | 100.7795 | 93.6 | 101.3352 | -117.5 | -125.5032 | -116.9 | -126.4426 | -120 | -128.7668 | -119.3 | -128.4471 | 250.1659 | 251.7003
2020-10-30 23:30 | -71 | -76.3217 | 6.3036 | 26.9477 | 84.0601 | 90.7384 | -73 | -78.1857 | -201.0759 | 207.1448 | -201.0759 | 207.1448 | 6.2587 | 88.501 | 92.4 | 99.9468 | 93 | 100.5018 | -116.2 | -124.134 | -117.1 | -125.5518 | -119.8 | -128.6168 | -119.5 | -128.3715 | 245.5316 | 247.2045
2020-10-31 | -77 | -82.28 | -3.4016 | 26.5459 | 90.8483 | 97.1822 | -76 | -80.9938 | -203.5742 | 210.1926 | -203.5742 | 210.1926 | 11.2147 | 90.104 | 92.1 | 100.1106 | 93.3 | 100.8933 | -117.2 | -125.6798 | -117.9 | -126.6653 | -120.5 | -130.0626 | -120.2 | -129.2819 | 237.9683 | 239.9753
2020-10-31 00:30 | -72 | -77.6209 | -0.67164 | 25.4114 | 84.0983 | 91.2948 | -72 | -77.2528 | -187.6659 | 195.5872 | -187.6659 | 195.5872 | 13.9773 | 94.0098 | 92.7 | 100.6865 | 93.6 | 101.6323 | -117.2 | -125.8006 | -117.6 | -126.9787 | -120.4 | -130.0797 | -119.9 | -129.6534 | 223.7027 | 226.0217
2020-10-31 01:00 | -75 | -79.3788 | -8.9527 | 23.8358 | 88.4975 | 94.6085 | -76 | -80.3243 | -188.801 | 196.1801 | -188.801 | 196.1801 | 15.0322 | 83.8306 | 93.3 | 100.8933 | 93.6 | 100.8326 | -117.3 | -125.1553 | -118.2 | -125.9299 | -121.2 | -128.9955 | -120.6 | -128.6583 | 212.1083 | 215.5252
2020-10-31 01:30 | -64 | -68.7095 | 0.31604 | 19.2392 | 76.0249 | 82.9154 | -63 | -67.7791 | -169.8508 | 177.552 | -169.8508 | 177.552 | 19.7812 | 88.4474 | 93 | 100.8464 | 93.6 | 101.285 | -117 | -125.8223 | -116.9 | -126.2175 | -119.8 | -129.0591 | -119.5 | -128.8912 | 198.4809 | 202.1783
2020-10-31 02:00 | -66 | -70.2282 | -0.32442 | 18.4881 | 76.1482 | 82.7551 | -65 | -69.2892 | -168.3267 | 175.7919 | -168.3267 | 175.7919 | 25.5964 | 91.0127 | 93.3 | 101.4 | 92.4 | 100.5282 | -117.7 | -125.8366 | -117.5 | -126.6277 | -120.2 | -128.9295 | -119.9 | -128.6342 | 190.5903 | 194.3416
2020-10-31 02:30 | -65 | -69.2892 | -1.1878 | 17.455 | 75.5908 | 82.0631 | -65 | -68.9493 | -166.5351 | 174.2825 | -166.5351 | 174.2825 | 30.9332 | 92.0885 | 94.8 | 102.5373 | 94.2 | 102.0692 | -118.7 | -127.1576 | -117.5 | -126.5514 | -120.7 | -129.9311 | -120.9 | -129.8014 | 186.8031 | 190.4671
2020-10-31 03:00 | -53 | -55.3624 | 3.317 | 11.1379 | 70.9194 | 75.2041 | -53 | -55.0818 | -156.082 | 160.8851 | -156.082 | 160.8851 | 35.5167 | 91.4131 | 93.9 | 101.9086 | 94.2 | 102.5373 | -117.4 | -126.1675 | -116.4 | -125.8114 | -119.3 | -128.6891 | -118.6 | -128.2094 | 188.5434 | 192.5252
2020-10-31 03:30 | -61 | -62.5859 | 3.7936 | 10.398 | 70.3797 | 74.3366 | -60 | -61.6117 | -155.5244 | 160.1048 | -155.5244 | 160.1048 | 35.1114 | 89.1115 | 93.3 | 101.1231 | 93.6 | 101.4 | -118 | -125.9378 | -117.3 | -125.8648 | -120.3 | -128.8171 | -119.9 | -128.6498 | 186.239 | 190.5103
2020-10-31 04:00 | -52 | -53.3667 | 9.3266 | 11.2577 | 64.9574 | 68.3286 | -52 | -53.1507 | -150.6928 | 154.4943 | -150.6928 | 154.4943 | 36.1824 | 89.9053 | 93.3 | 101.1231 | 94.2 | 101.9541 | -117.7 | -126.174 | -118 | -126.9229 | -120.8 | -129.244 | -120.6 | -129.0027 | 193.4725 | 197.3373
2020-10-31 04:30 | -46 | -47.0744 | 17.4648 | 18.3624 | 58.568 | 62.0265 | -46 | -47.0744 | -143.3457 | 147.1131 | -143.3457 | 147.1131 | 31.2892 | 87.2738 | 94.2 | 102.0692 | 94.2 | 102.3018 | -118.3 | -126.8729 | -117.2 | -126.5332 | -120 | -129.6154 | -119.9 | -129.3931 | 189.6685 | 193.4166
2020-10-31 05:00 | -50 | -50.8035 | 17.1612 | 18.3089 | 62.3753 | 65.0498 | -51 | -51.788 | -148.3169 | 151.22 | -148.3169 | 151.22 | 28.8467 | 84.2333 | 94.5 | 101.8914 | 95.1 | 102.5601 | -119.8 | -127.343 | -119.4 | -127.847 | -122.1 | -130.8335 | -121.9 | -130.8276 | 195.4377 | 198.5548
2020-10-31 05:30 | -48 | -48.8365 | 19.2868 | 20.6597 | 61.9775 | 64.7528 | -48 | -48.8365 | -148.4327 | 151.4168 | -148.4327 | 151.4168 | 18.6295 | 82.0655 | 95.7 | 102.5675 | 95.4 | 102.6158 | -118.9 | -126.2914 | -118.7 | -127.3886 | -121.9 | -130.1034 | -121.6 | -130.2453 | 202.5644 | 206.512
2020-10-31 06:00 | -43 | -43.7379 | 25.4409 | 26.3832 | 57.8241 | 60.5436 | -43 | -43.7379 | -147.1542 | 150.0678 | -147.1542 | 150.0678 | 13.8683 | 71.3872 | 96.3 | 100.6879 | 98.1 | 102.2402 | -122.4 | -126.0948 | -122.4 | -126.6739 | -125.4 | -129.56 | -125.3 | -129.4765 | 189.3648 | 195.5519
2020-10-31 06:30 | -47 | -47.5184 | 24.5752 | 25.5865 | 63.1688 | 65.1903 | -47 | -47.5184 | -160.7455 | 163.1223 | -160.7455 | 163.1223 | 5.9904 | 67.1207 | 96 | 100.3136 | 95.1 | 99.3652 | -119.5 | -122.9309 | -120.8 | -124.8773 | -123.8 | -128.132 | -123.6 | -127.8431 | 207.6569 | 212.4809
2020-10-31 07:00 | -47 | -47.3814 | 27.4077 | 28.3466 | 61.6786 | 63.6267 | -48 | -48.3735 | -157.8456 | 159.9949 | -157.8456 | 159.9949 | 5.5773 | 66.1082 | 97.2 | 101.0426 | 96.6 | 100.3835 | -122.1 | -124.9362 | -123.7 | -127.0912 | -126.6 | -130.3154 | -126.4 | -130.5363 | 217.9021 | 223.3903
2020-10-31 07:30 | -56 | -56.5685 | 18.7038 | 21.8164 | 72.562 | 74.929 | -56 | -56.7186 | -175.7193 | 178.2179 | -175.7193 | 178.2179 | -3.1778 | 64.592 | 97.2 | 100.8803 | 97.2 | 101.2081 | -122.4 | -126.2171 | -125.4 | -129.8586 | -128.3 | -133.5692 | -128.2 | -132.8917 | 223.9278 | 227.4742
2020-10-31 08:00 | -57 | -58.2495 | 20.3261 | 24.3928 | 73.7806 | 76.5748 | -57 | -58.2495 | -176.5993 | 179.3836 | -176.5993 | 179.3836 | -7.34 | 63.937 | 101.1 | 104.7211 | 102.6 | 106.1699 | -128.6 | -132.5987 | -132.6 | -136.2565 | -135.6 | -139.8703 | -135.5 | -139.361 | 215.8718 | 217.9179
2020-10-31 08:30 | -77 | -78.8543 | 10.4401 | 23.5516 | 83.3946 | 87.4206 | -77 | -78.8543 | -182.666 | 187.0301 | -182.666 | 187.0301 | 2.0947 | 64.6007 | 103.5 | 106.8884 | 104.1 | 107.322 | -131.9 | -135.1046 | -136.2 | -139.9442 | -139.3 | -143.3656 | -139.1 | -143.2426 | 226.7252 | 228.4519
2020-10-31 09:00 | -83 | -85.3756 | 0.8232 | 22.6203 | 96.4308 | 99.9254 | -82 | -84.6463 | -197.7012 | 201.9423 | -197.7012 | 201.9423 | 2.288 | 65.7986 | 100.5 | 104.1419 | 100.8 | 104.5103 | -127.7 | -131.141 | -132.6 | -135.6748 | -135.5 | -139.0943 | -135.8 | -139.6524 | 245.789 | 246.6234
2020-10-31 09:30 | -70 | -72.5328 | 8.5978 | 22.3975 | 87.8403 | 91.3724 | -71 | -73.4983 | -188.6431 | 192.6114 | -188.6431 | 192.6114 | -8.1135 | 68.6537 | 104.1 | 107.4695 | 102.9 | 106.2326 | -129.3 | -132.6222 | -134.7 | -138.8282 | -138.3 | -142.1267 | -138 | -142.1028 | 246.2654 | 246.905
2020-10-31 10:00 | -81 | -83.4326 | -1.6213 | 22.6561 | 97.6256 | 100.9894 | -80 | -82.4621 | -198.319 | 202.5666 | -198.319 | 202.5666 | 10.6683 | 71.1735 | 105.3 | 108.4864 | 105.6 | 108.85 | -131.5 | -134.7383 | -135.8 | -140.0413 | -139.3 | -143.3397 | -139 | -143.1934 | 254.1006 | 254.9091
2020-10-31 10:30 | -77 | -79.3095 | -1.0345 | 21.1282 | 94.0344 | 97.6339 | -77 | -79.3095 | -190.8332 | 195.2017 | -190.8332 | 195.2017 | 13.9185 | 70.7756 | 105.3 | 108.857 | 106.8 | 110.234 | -133.4 | -137.6298 | -137.4 | -142.0552 | -141.1 | -145.8615 | -140.6 | -145.6926 | 240.0022 | 240.9809
2020-10-31 11:00 | -69 | -71.3092 | -5.6833 | 18.813 | 86.9516 | 90.8245 | -69 | -71.3092 | -185.3378 | 189.5241 | -185.3378 | 189.5241 | 0.14772 | 72.1405 | 104.4 | 107.9104 | 106.2 | 109.7278 | -133.3 | -137.4256 | -138.5 | -142.3929 | -141.6 | -146.4433 | -141.7 | -146.2005 | 250.3133 | 251.065
2020-10-31 11:30 | -74 | -76.1577 | -4.8061 | 17.1516 | 83.784 | 87.7584 | -74 | -76.1577 | -175.8618 | 180.3365 | -175.8618 | 180.3365 | -6.49 | 75.8773 | 105.6 | 109.1472 | 105.6 | 109.1472 | -133 | -136.6953 | -138.9 | -142.9991 | -142.4 | -146.3219 | -142.1 | -146.1035 | 262.8348 | 263.2689
2020-10-31 12:00 | -79 | -81.2527 | -13.4043 | 22.5891 | 92.8497 | 96.7575 | -74 | -76.4003 | -184.0514 | 188.7353 | -184.0514 | 188.7353 | -4.2507 | 76.9219 | 108 | 111.4709 | 108.3 | 111.9788 | -135.5 | -138.7568 | -143.3 | -146.4189 | -146.7 | -150.8087 | -146.3 | -149.9847 | 266.269 | 266.7547
2020-10-31 12:30 | -82 | -84.4038 | -19.3345 | 26.7681 | 96.3655 | 100.3582 | -83 | -85.3756 | -188.4152 | 193.4053 | -188.4152 | 193.4053 | -0.59191 | 76.6834 | 104.1 | 108.0104 | 104.4 | 108.1416 | -131.3 | -136.1602 | -139.4 | -144.2369 | -143.2 | -147.1954 | -143 | -147.6095 | 286.2932 | 286.5709
2020-10-31 13:00 | -78 | -80.5233 | -22.5253 | 27.8788 | 89.6121 | 93.7898 | -78 | -80.5233 | -177.0344 | 181.9674 | -177.0344 | 181.9674 | 2.0053 | 79.6051 | 103.8 | 107.5624 | 103.8 | 107.8019 | -130.7 | -134.8262 | -139.6 | -144.3895 | -143.3 | -148.2156 | -143.1 | -147.7385 | 287.7893 | 288.0627
2020-10-31 13:30 | -80 | -82 | -17.1792 | 23.0468 | 91.972 | 95.4089 | -81 | -83.1986 | -181.3979 | 185.6764 | -181.3979 | 185.6764 | 12.3519 | 84.2161 | 107.1 | 111.8071 | 108 | 113.2857 | -135.3 | -141.6051 | -144.2 | -150.9344 | -146.9 | -154.325 | -147.4 | -153.6068 | 278.409 | 278.5312
2020-10-31 14:00 | -81 | -83.4326 | -23.9882 | 28.2258 | 91.2906 | 94.9844 | -81 | -83.1986 | -185.4257 | 190.1035 | -185.4257 | 190.1035 | 1.3596 | 81.4031 | 101.1 | 106.3495 | 102.9 | 108.0621 | -127.9 | -133.6848 | -136.5 | -142.4699 | -140 | -145.9475 | -139.9 | -145.3814 | 273.3065 | 273.7749
2020-10-31 14:30 | -70 | -72.5328 | -15.8137 | 20.2935 | 80.5905 | 84.6519 | -69 | -71.0634 | -170.9714 | 175.8503 | -170.9714 | 175.8503 | -10.7061 | 79.8905 | 96 | 101.1298 | 95.4 | 100.7518 | -120.4 | -125.255 | -129.7 | -135.5137 | -133 | -138.7987 | -133.1 | -138.5018 | 282.7435 | 283.4202
2020-10-31 15:00 | -78 | -80.2808 | -14.3737 | 19.1314 | 87.0689 | 90.6883 | -76 | -78.1025 | -180.5977 | 185.3285 | -180.5977 | 185.3285 | -16.1781 | 76.8986 | 89.7 | 95.9986 | 90.3 | 96.5595 | -113.4 | -119.471 | -122.1 | -128.3254 | -125 | -131.5192 | -124.7 | -131.7405 | 275.8608 | 276.3942
2020-10-31 15:30 | -74 | -76.1577 | -15.1935 | 19.4106 | 88.9167 | 92.2806 | -76 | -77.8781 | -183.2128 | 187.843 | -183.2128 | 187.843 | -20.131 | 79.3568 | 89.7 | 95.9986 | 89.4 | 96.0436 | -113.2 | -119.4757 | -121 | -127.8219 | -124.2 | -130.793 | -123.6 | -130.7325 | 282.0851 | 282.5484
2020-10-31 16:00 | -71 | -73.0069 | -16.4146 | 20.3578 | 83.3516 | 87.274 | -71 | -73.0069 | -179.1043 | 183.4567 | -179.1043 | 183.4567 | -14.2716 | 79.9703 | 90.9 | 97.6591 | 89.7 | 96.5431 | -113.2 | -119.7952 | -120.1 | -127.8894 | -123.5 | -131.0841 | -123.2 | -130.932 | 266.8113 | 267.595
2020-10-31 16:30 | -69 | -70.8308 | -12.1663 | 15.81 | 81.1226 | 84.6676 | -69 | -70.6116 | -172.7315 | 176.3614 | -172.7315 | 176.3614 | -12.2993 | 76.2854 | 89.7 | 96.1059 | 91.5 | 98.0013 | -116 | -122.2853 | -122.2 | -128.6742 | -125.6 | -132.0252 | -125 | -131.7738 | 268.6871 | 269.4171
2020-10-31 17:00 | -68 | -69.4262 | -0.068371 | 11.1965 | 82.5645 | 85.6739 | -68 | -69.4262 | -183.2544 | 186.613 | -183.2544 | 186.613 | -21.8026 | 78.3221 | 92.4 | 98.4224 | 91.5 | 97.4742 | -115.2 | -120.2039 | -120.6 | -127.4414 | -124 | -130.7006 | -124 | -130.5398 | 299.8738 | 300.6717
2020-10-31 17:30 | -66 | -67.4685 | 15.5647 | 20.417 | 77.4119 | 80.4284 | -66 | -67.6831 | -183.5266 | 186.5082 | -183.5266 | 186.5082 | -27.9066 | 80.3369 | 91.8 | 97.6328 | 92.1 | 97.7328 | -117.2 | -121.8472 | -122.3 | -128.277 | -125.2 | -131.7601 | -125.3 | -131.4994 | 304.0983 | 305.3076
2020-10-31 18:00 | -70 | -72.8011 | 10.4769 | 21.6958 | 86.6373 | 90.828 | -70 | -72.5328 | -202.4143 | 206.2656 | -202.4143 | 206.2656 | -18.0861 | 81.5817 | 91.8 | 97.9637 | 92.4 | 98.736 | -116.5 | -123.1075 | -123.1 | -129.7483 | -125.9 | -132.6262 | -125.7 | -132.3097 | 318.5414 | 318.9279
2020-10-31 18:30 | -59 | -61.131 | 26.6274 | 31.0024 | 75.056 | 78.4552 | -59 | -61.131 | -188.2803 | 190.9701 | -188.2803 | 190.9701 | -24.6696 | 82.2255 | 92.1 | 98.0376 | 92.7 | 98.9118 | -116 | -122.2868 | -122.3 | -128.8945 | -125.9 | -132.0573 | -124.8 | -132.0567 | 324.878 | 325.32
2020-10-31 19:00 | -51 | -52.8867 | 35.9001 | 39.4822 | 68.6994 | 72.1098 | -51 | -53.1601 | -178.8064 | 180.93 | -178.8064 | 180.93 | -30.8644 | 85.584 | 91.5 | 97.6826 | 92.7 | 98.7041 | -117.2 | -123.0532 | -122.7 | -129.0554 | -125.8 | -132.3796 | -125.6 | -132.1225 | 328.1537 | 328.4526
2020-10-31 19:30 | -53 | -54.8179 | 40.2442 | 44.3477 | 65.3841 | 69.1625 | -53 | -54.5711 | -181.3805 | 183.4703 | -181.3805 | 183.4703 | -35.8273 | 84.1736 | 91.2 | 96.7843 | 90.9 | 96.5017 | -113.8 | -119.1729 | -120.1 | -125.9683 | -123 | -128.7892 | -122.7 | -128.6885 | 324.8594 | 325.1194
2020-10-31 20:00 | -51 | -52.6308 | 35.6891 | 38.7601 | 69.7685 | 72.5868 | -52 | -53.3667 | -181.8182 | 183.3108 | -181.8182 | 183.3108 | -28.4188 | 81.486 | 89.4 | 95.5056 | 90.6 | 96.7345 | -113.7 | -119.8194 | -120.6 | -126.6828 | -123.1 | -129.5951 | -123 | -128.9293 | 319.687 | 319.9864
2020-10-31 20:30 | -26 | -27.2029 | 57.0534 | 57.8651 | 45.3402 | 48.8076 | -26 | -27.2029 | -144.1461 | 145.811 | -144.1461 | 145.811 | -26.0852 | 88.3559 | 93.6 | 100.7214 | 92.7 | 99.8856 | -116.8 | -123.6982 | -122 | -129.2237 | -124.9 | -132.2912 | -124.7 | -131.8977 | 302.3029 | 302.4861
2020-10-31 21:00 | -40 | -41.4849 | 49.2094 | 50.8858 | 49.3967 | 53.9903 | -39 | -40.2616 | -152.6203 | 155.3221 | -152.6203 | 155.3221 | -5.7442 | 86.3855 | 94.2 | 101.2792 | 94.8 | 101.7283 | -119 | -125.9114 | -123.2 | -130.6208 | -126.3 | -133.8159 | -125.8 | -133.5998 | 298.8528 | 299.3119
2020-10-31 21:30 | -30 | -31.6228 | 48.3876 | 49.2931 | 48.6038 | 52.4119 | -30 | -31.6228 | -152.0611 | 154.414 | -152.0611 | 154.414 | 13.7657 | 91.1004 | 100.5 | 107.5863 | 101.4 | 108.4275 | -128.2 | -135.433 | -132.2 | -140.2088 | -135.5 | -143.7715 | -134.8 | -143.4638 | 273.2396 | 273.5449
2020-10-31 22:00 | -36 | -37.3631 | 41.2668 | 42.0279 | 51.4332 | 55.1149 | -37 | -38.3275 | -151.2779 | 154.6433 | -151.2779 | 154.6433 | 27.3796 | 98.5061 | 104.7 | 112.3687 | 103.2 | 110.8625 | -129.5 | -139.0189 | -132.6 | -142.4574 | -136.2 | -145.6738 | -135.5 | -145.631 | 261.5431 | 262.3155
2020-10-31 22:30 | -28 | -29.7321 | 43.2747 | 43.7141 | 45.5697 | 49.7169 | -28 | -29.7321 | -146.6628 | 149.8163 | -146.6628 | 149.8163 | 39.9206 | 100.5136 | 104.4 | 110.9307 | 106.5 | 113.8345 | -133.5 | -141.0379 | -135.6 | -143.7 | -139 | -147.0949 | -139 | -146.2595 | 254.5112 | 255.2304
2020-10-31 23:00 | -27 | -28.7924 | 49.5358 | 50.2564 | 36.8048 | 43.7005 | -28 | -29.7321 | -136.4349 | 140.9928 | -136.4349 | 140.9928 | 51.3777 | 102.4835 | 106.5 | 113.2114 | 106.8 | 114.4354 | -134.4 | -143.1648 | -136.3 | -144.3962 | -139.4 | -148.6325 | -138.9 | -148.6965 | 246.1818 | 247.9313
2020-10-31 23:30 | -25 | -27.313 | 51.1366 | 51.8051 | 34.2752 | 41.6177 | -24 | -26.4008 | -142.0049 | 145.7963 | -142.0049 | 145.7963 | 26.4515 | 86.2384 | 105.6 | 112.7808 | 106.5 | 113.8345 | -133.1 | -142.4406 | -133.3 | -142.9072 | -136.6 | -146.3016 | -136.4 | -146.36 | 224.6543 | 227.1021
2020-11-01 | -26 | -28.2312 | 42.005 | 42.4212 | 39.9247 | 45.6442 | -25 | -27.313 | -142.5474 | 146.3881 | -142.5474 | 146.3881 | 28.3522 | 88.356 | 106.8 | 114.396 | 107.1 | 114.7154 | -134.1 | -142.9658 | -133.8 | -143.5418 | -136.9 | -147.0308 | -136.8 | -146.6359 | 217.0159 | 218.784
2020-11-01 00:30 | -24 | -26 | 43.7537 | 43.8444 | 34.3635 | 40.1986 | -25 | -26.5707 | -127.569 | 131.8493 | -127.569 | 131.8493 | 28.2845 | 88.9888 | 106.2 | 113.6604 | 106.2 | 113.9842 | -133.4 | -141.9843 | -133.5 | -142.1415 | -136.2 | -145.6882 | -136.1 | -146.2011 | 201.7187 | 203.9277
2020-11-01 01:00 | -24 | -25.2982 | 40.207 | 40.2214 | 35.5687 | 40.8422 | -23 | -24.3516 | -124.9211 | 129.2117 | -124.9211 | 129.2117 | 31.6667 | 94.2882 | 107.1 | 114.9317 | 107.4 | 115.3203 | -134.6 | -144.3385 | -133.4 | -143.359 | -137.1 | -146.4804 | -136.2 | -146.5881 | 191.1306 | 193.7155
2020-11-01 01:30 | -15 | -17 | 40.8404 | 40.8447 | 33.1572 | 38.4188 | -15 | -16.5529 | -121.0138 | 125.0427 | -121.0138 | 125.0427 | 41.9795 | 84.0554 | 105.9 | 115.539 | 106.2 | 115.2238 | -134 | -145.4003 | -132.8 | -145.643 | -136.3 | -148.7894 | -135.6 | -148.7953 | 183.97 | 185.7373
2020-11-01 02:00 | -19 | -19.2354 | 40.8649 | 41.2169 | 31.783 | 35.2168 | -18 | -18.2483 | -114.8741 | 117.8725 | -114.8741 | 117.8725 | 45.0238 | 83.9788 | 106.8 | 116.7247 | 108 | 117.5851 | -135.1 | -147.3931 | -132.7 | -145.9563 | -136.4 | -149.0325 | -136.3 | -149.6422 | 173.3956 | 174.8391
2020-11-01 02:30 | -13 | -13.9284 | 40.7366 | 42.9937 | 31.6423 | 32.4009 | -13 | -13.9284 | -113.026 | 113.8243 | -113.026 | 113.8243 | 43.477 | 79.2395 | 107.1 | 116.9992 | 108.3 | 118.4605 | -134.7 | -147.5403 | -132.6 | -144.8815 | -135.5 | -148.6478 | -135.4 | -148.689 | 155.7599 | 159.4222
2020-11-01 03:00 | -22 | -22.3607 | 35.8645 | 38.3282 | 35.8476 | 36.5899 | -23 | -23.1948 | -117.7701 | 118.7252 | -117.7701 | 118.7252 | 38.7496 | 73.5021 | 106.8 | 116.0891 | 108 | 117.4668 | -134.7 | -146.2228 | -133.7 | -145.0686 | -137 | -149.1518 | -137 | -148.5778 | 136.4334 | 137.6756
2020-11-01 03:30 | -25 | -25.0799 | 34.5546 | 36.6837 | 37.2869 | 38.1861 | -25 | -25.1794 | -118.929 | 120.0704 | -118.929 | 120.0704 | 39.7263 | 75.9007 | 108 | 117.2321 | 108.3 | 117.7426 | -136 | -146.7878 | -133.5 | -146.4249 | -136.6 | -149.1161 | -136.8 | -149.0646 | 133.6709 | 135.0187
2020-11-01 04:00 | -20 | -20.2237 | 39.0305 | 40.8947 | 33.0853 | 34.1541 | -20 | -20.0998 | -112.6033 | 113.8304 | -112.6033 | 113.8304 | 38.8731 | 75.744 | 108 | 117.4668 | 107.4 | 116.7971 | -133.5 | -146.2767 | -132.1 | -144.6566 | -135.2 | -148.058 | -134.8 | -147.9463 | 140.4182 | 141.851
2020-11-01 04:30 | -29 | -29.0172 | 29.7037 | 31.5953 | 42.6671 | 43.6891 | -29 | -29.0172 | -126.5657 | 127.8376 | -126.5657 | 127.8376 | 41.9389 | 75.2442 | 107.1 | 116.2863 | 107.4 | 116.2863 | -134.7 | -145.7397 | -133.1 | -145.5152 | -137 | -148.0797 | -136.1 | -147.593 | 138.356 | 139.5509
2020-11-01 05:00 | -29 | -29.0172 | 30.1048 | 31.4365 | 43.8026 | 45.0028 | -29 | -29 | -130.1945 | 131.5574 | -130.1945 | 131.5574 | 45.4047 | 79.7932 | 109.2 | 117.8813 | 108.6 | 117.6692 | -134.7 | -145.6234 | -133.2 | -144.7391 | -136.3 | -148.2984 | -136 | -148.0111 | 158.8805 | 161.5787
2020-11-01 05:30 | -24 | -24 | 31.7447 | 33.0204 | 41.6711 | 43.0591 | -24 | -24 | -127.8791 | 129.5218 | -127.8791 | 129.5218 | 37.9606 | 82.4864 | 108.3 | 118.0987 | 107.4 | 117.3947 | -133.8 | -146.3926 | -132.3 | -144.8641 | -135.6 | -148.398 | -134.9 | -148.2989 | 153.0365 | 153.9454
2020-11-01 06:00 | -23 | -24.6982 | 37.2437 | 40.6816 | 35.3459 | 35.614 | -23 | -24.6982 | -121.0346 | 121.3752 | -121.0346 | 121.3752 | 34.2502 | 83.2742 | 108 | 115.9883 | 108 | 116.0981 | -135.1 | -145.5481 | -134.2 | -145.9617 | -137.2 | -149.5065 | -136.8 | -149.2593 | 152.1255 | 152.1381
2020-11-01 06:30 | -22 | -23.7697 | 37.2688 | 41.7444 | 36.772 | 37.1289 | -23 | -24.6982 | -125.8196 | 125.843 | -125.8196 | 125.843 | 26.4017 | 71.4077 | 108.6 | 115.6978 | 106.8 | 114.1152 | -134.5 | -144.009 | -135.2 | -146.4312 | -138.5 | -150.0157 | -138.1 | -149.9077 | 162.6913 | 162.8098
2020-11-01 07:00 | -31 | -32.0156 | 22.5299 | 27.3022 | 53.5695 | 53.6418 | -31 | -32.28 | -148.7833 | 148.9705 | -148.7833 | 148.9705 | 10.7394 | 61.8468 | 107.4 | 114.2618 | 108.3 | 115.0311 | -135.4 | -143.9257 | -135.8 | -145.4238 | -138.8 | -149.449 | -139.1 | -149.17 | 157.3108 | 157.3115
2020-11-01 07:30 | -43 | -43.7379 | 19.2043 | 24.6442 | 59.2473 | 59.2777 | -44 | -44.7214 | -158.0212 | 158.1336 | -158.0212 | 158.1336 | 11.1005 | 64.2134 | 107.4 | 114.2618 | 108 | 114.6236 | -135 | -143.6698 | -136.2 | -145.6102 | -139 | -149.6386 | -139 | -149.1729 | 175.5472 | 175.6366
2020-11-01 08:00 | -44 | -44.4072 | 24.3459 | 26.9765 | 52.3045 | 52.6688 | -49 | -49.4975 | -147.1809 | 147.5336 | -147.1809 | 147.5336 | 1.679 | 63.8381 | 105.9 | 112.2629 | 106.2 | 112.7266 | -133.3 | -141.3155 | -135.1 | -145.0995 | -138.5 | -148.4236 | -138.4 | -148.3661 | 194.1378 | 194.6641
2020-11-01 08:30 | -46 | -46.5296 | 14.4461 | 20.3156 | 61.3182 | 61.3599 | -48 | -48.6621 | -155.9657 | 155.9893 | -155.9657 | 155.9893 | 2.7754 | 63.8579 | 106.2 | 112.5268 | 106.5 | 112.81 | -133.1 | -141.0219 | -135.2 | -144.3475 | -138.7 | -148.104 | -138.6 | -148.0104 | 198.2819 | 198.7442
2020-11-01 09:00 | -48 | -48.6621 | 12.3153 | 19.8471 | 61.2257 | 61.245 | -48 | -48.5077 | -154.9492 | 155.0203 | -154.9492 | 155.0203 | 9.537 | 66.0793 | 105.3 | 111.5782 | 106.8 | 113.0932 | -133.2 | -141.1703 | -135.2 | -144.7448 | -138.8 | -148.4784 | -138.1 | -148.1746 | 201.502 | 202.0089
2020-11-01 09:30 | -41 | -41.9762 | 13.9391 | 22.8933 | 52.2801 | 52.4251 | -41 | -41.9762 | -138.3518 | 138.4436 | -138.3518 | 138.4436 | 16.844 | 68.1341 | 105.3 | 111.7781 | 106.2 | 112.6263 | -133.5 | -140.8779 | -135.1 | -144.0517 | -138 | -147.6347 | -138 | -147.5985 | 199.0318 | 199.6898
2020-11-01 10:00 | -42 | -42.7551 | -1.8696 | 18.5326 | 51.1557 | 51.2598 | -42 | -42.7551 | -137.3282 | 137.5055 | -137.3282 | 137.5055 | 20.5755 | 70.7398 | 106.5 | 113.5198 | 106.5 | 113.448 | -132.6 | -141.8432 | -133.3 | -143.7468 | -136.4 | -147.1462 | -135.9 | -147.6123 | 172.1268 | 173.2224
2020-11-01 10:30 | -38 | -39.0512 | -2.8586 | 19.9621 | 46.6537 | 46.7325 | -39 | -40.025 | -129.3248 | 129.4332 | -129.3248 | 129.4332 | 34.5644 | 76.3562 | 106.5 | 113.8345 | 108.3 | 115.3128 | -135.1 | -144.653 | -135.7 | -146.0497 | -138.5 | -150.0795 | -138.9 | -149.636 | 164.7091 | 166.7929
2020-11-01 11:00 | -32 | -32.9848 | -5.0779 | 19.5174 | 42.707 | 42.8453 | -31 | -32.0156 | -118.2491 | 118.3083 | -118.2491 | 118.3083 | 39.868 | 83.1784 | 106.5 | 114.2638 | 106.2 | 114.4255 | -133.3 | -142.9701 | -134.7 | -146.1769 | -137.9 | -149.3849 | -137.4 | -149.3003 | 170.2184 | 173.7484
2020-11-01 11:30 | -33 | -33 | 1.0179 | 12.0819 | 29.7077 | 31.8274 | -34 | -34 | -96.0561 | 97.8183 | -96.0561 | 97.8183 | 54.6666 | 91.6393 | 106.2 | 114.3142 | 106.5 | 114.704 | -133.3 | -143.524 | -133.9 | -145.33 | -137.1 | -148.626 | -137 | -148.2191 | 155.1467 | 159.6845
2020-11-01 12:00 | -29 | -29.0172 | -7.1211 | 14.3247 | 29.2789 | 31.27 | -22 | -22.0227 | -91.1145 | 92.8258 | -91.1145 | 92.8258 | 48.1498 | 86.2244 | 97.2 | 105.7673 | 96.6 | 105.2162 | -121.5 | -131.8437 | -123.1 | -134.4316 | -124.6 | -138.0709 | -124.8 | -137.5726 | 145.544 | 148.939
2020-11-01 12:30 | -20 | -20.2237 | -4.014 | 14.5689 | 24.1863 | 25.9964 | -20 | -20.2237 | -82.175 | 83.7458 | -82.175 | 83.7458 | 53.0461 | 92.1123 | 97.5 | 104.8997 | 94.5 | 102.5781 | -119 | -128.2417 | -120.2 | -131.377 | -123 | -134.4347 | -122.8 | -134.1889 | 145.672 | 146.2966
2020-11-01 13:00 | -26 | -26.0768 | -12.2385 | 17.4816 | 32.0334 | 33.6601 | -26 | -26.0768 | -91.7772 | 93.392 | -91.7772 | 93.392 | 53.4943 | 90.7513 | 91.5 | 99.8211 | 90.3 | 98.6015 | -114.2 | -123.1912 | -116.2 | -126.4715 | -118.4 | -129.5988 | -118.4 | -129.1737 | 144.5677 | 145.2222
2020-11-01 13:30 | -26 | -26 | -9.1844 | 15.6441 | 29.551 | 31.2733 | -26 | -26 | -85.2279 | 86.7038 | -85.2279 | 86.7038 | 68.7969 | 100.1556 | 99.6 | 107.4067 | 98.7 | 106.4598 | -124.3 | -132.5423 | -124.9 | -135.1277 | -128 | -138.3052 | -127.7 | -138.4501 | 143.2064 | 143.8387
2020-11-01 14:00 | -27 | -27.074 | -8.8782 | 16.0996 | 30.5453 | 31.9779 | -27 | -27.074 | -86.3198 | 87.4422 | -86.3198 | 87.4422 | 69.3364 | 104.5096 | 106.8 | 114.3279 | 105.3 | 113.1461 | -132 | -142.1055 | -133.6 | -144.9006 | -136.6 | -148.3253 | -136.4 | -148.3505 | 133.556 | 134.5062
2020-11-01 14:30 | -27 | -27.074 | -4.7868 | 13.8986 | 30.5211 | 32.055 | -24 | -24.0832 | -89.1527 | 90.2174 | -89.1527 | 90.2174 | 62.5928 | 106.4939 | 105.3 | 113.1461 | 105.3 | 113.0367 | -132.5 | -142.5978 | -133.6 | -145.0937 | -137.2 | -149.5584 | -137.1 | -149.2077 | 131.4203 | 131.7821
2020-11-01 15:00 | -25 | -25.0799 | -3.1381 | 13.2931 | 32.3381 | 33.8922 | -24 | -24.0832 | -92.8699 | 93.9085 | -92.8699 | 93.9085 | 62.5641 | 104.5521 | 106.5 | 114.2638 | 109.8 | 117.1353 | -137.9 | -147.2378 | -139.1 | -150.3257 | -142.5 | -153.9647 | -142 | -153.6544 | 143.2436 | 143.4358
2020-11-01 15:30 | -28 | -28.0179 | 7.8 | 14.876 | 29.1166 | 30.7796 | -28 | -28.0179 | -91.7616 | 92.7721 | -91.7616 | 92.7721 | 36.1916 | 93.6787 | 107.4 | 115.2113 | 107.1 | 114.9317 | -134.1 | -143.4155 | -135.2 | -146.5012 | -138.3 | -149.9406 | -138.2 | -150.5824 | 139.6013 | 140.0147
2020-11-01 16:00 | -26 | -26.0192 | 10.5589 | 16.2281 | 34.4509 | 35.7213 | -26 | -26.0768 | -105.6279 | 106.3712 | -105.6279 | 106.3712 | 24.4547 | 80.5067 | 108.6 | 115.5946 | 108.3 | 115.4162 | -136.1 | -144.4412 | -136.9 | -147.2419 | -140 | -150.8476 | -140 | -150.4397 | 151.5368 | 151.5707
2020-11-01 16:30 | -23 | -23.0217 | 20.6822 | 24.0115 | 33.1997 | 34.4128 | -23 | -23.0868 | -107.651 | 108.1516 | -107.651 | 108.1516 | 11.6462 | 77.8199 | 108.9 | 115.8765 | 107.1 | 114.396 | -134.7 | -142.9424 | -137.1 | -146.8886 | -140.3 | -150.9946 | -140 | -150.8857 | 178.9417 | 178.9456
2020-11-01 17:00 | -30 | -30.0167 | 24.5661 | 27.0544 | 40.4224 | 41.1439 | -30 | -30.0666 | -126.377 | 126.5979 | -126.377 | 126.5979 | -9.3378 | 71.4969 | 106.2 | 113.1346 | 105 | 111.8014 | -132.2 | -139.7956 | -135 | -144.6627 | -137.2 | -147.6107 | -137 | -148.1667 | 202.2069 | 202.2349
2020-11-01 17:30 | -17 | -17.72 | 44.2886 | 46.1646 | 30.4777 | 30.9045 | -18 | -18.6815 | -117.156 | 117.1703 | -117.156 | 117.1703 | -4.505 | 76.1554 | 107.4 | 114.0584 | 105.9 | 112.8531 | -133.1 | -141.2613 | -137.3 | -147.3915 | -140.8 | -150.9383 | -140.6 | -150.9912 | 245.8923 | 245.9032
2020-11-01 18:00 | -7 | -11.4018 | 59.793 | 61.786 | 22.0082 | 22.8454 | -7 | -11.4018 | -106.8251 | 106.9443 | -106.8251 | 106.9443 | 4.1514 | 77.9403 | 110.1 | 116.4081 | 110.7 | 116.9758 | -138.3 | -146.7351 | -143.7 | -153.4176 | -146.9 | -157.3279 | -146.7 | -157.0032 | 257.2281 | 257.308
2020-11-01 18:30 | -8 | -12.8062 | 63.3138 | 65.143 | 24.3845 | 25.4017 | -8 | -12.0416 | -110.2376 | 110.4605 | -110.2376 | 110.4605 | 13.3724 | 76.4891 | 111.3 | 116.8853 | 111.6 | 117.2628 | -139.5 | -145.8848 | -144.4 | -152.9733 | -147.8 | -156.733 | -147.2 | -156.4586 | 280.0259 | 280.3115
2020-11-01 19:00 | -11 | -14.2127 | 62.8863 | 64.2979 | 28.6936 | 29.3049 | -11 | -14.2127 | -115.7206 | 115.9434 | -115.7206 | 115.9434 | 12.2936 | 74.9401 | 109.8 | 113.071 | 111.3 | 114.6711 | -139.4 | -142.2634 | -145.4 | -149.741 | -149 | -153.6963 | -148.2 | -153.6782 | 283.7724 | 283.8958
2020-11-01 19:30 | -11 | -13.6015 | 65.4534 | 66.2914 | 31.5142 | 32.123 | -11 | -14.2127 | -120.962 | 121.3247 | -120.962 | 121.3247 | 15.2012 | 76.3021 | 114.3 | 118.5611 | 115.2 | 119.5085 | -145.4 | -150.5747 | -151.2 | -158.5639 | -155.1 | -162.3892 | -154.2 | -162.1347 | 281.3314 | 281.3783
2020-11-01 20:00 | -27 | -27.6586 | 50.944 | 51.6829 | 45.8305 | 45.9023 | -28 | -28.6356 | -141.2047 | 141.3152 | -141.2047 | 141.3152 | 22.0808 | 80.0323 | 117.6 | 121.9023 | 119.1 | 123.4284 | -149.2 | -156.1001 | -153.9 | -161.6616 | -157.7 | -165.4209 | -157.7 | -165.6409 | 268.5173 | 268.6561
2020-11-01 20:30 | -29 | -29.2746 | 43.2579 | 44.0285 | 51.6948 | 51.8649 | -29 | -29.2746 | -145.9673 | 145.981 | -145.9673 | 145.981 | -1.3488 | 72.9715 | 119.7 | 124.656 | 119.1 | 124.08 | -148.5 | -155.3595 | -150.2 | -159.3515 | -153.7 | -162.927 | -153.8 | -162.865 | 217.6342 | 217.655
2020-11-01 21:00 | -35 | -35.1283 | 40.568 | 41.3689 | 50.5497 | 50.8984 | -34 | -34.1321 | -139.7483 | 139.7489 | -139.7483 | 139.7489 | 9.9762 | 90.9524 | 119.4 | 124.7091 | 119.1 | 124.509 | -148.7 | -155.6301 | -150.8 | -158.3798 | -154.2 | -162.9713 | -154.1 | -162.1222 | 212.3568 | 212.6166
2020-11-01 21:30 | -22 | -22.3607 | 51.3647 | 52.2535 | 37.553 | 37.9501 | -22 | -22.3607 | -120.3636 | 120.3647 | -120.3636 | 120.3647 | 26.2646 | 96.4746 | 121.8 | 126.8401 | 121.8 | 127.0088 | -153.2 | -159.7407 | -153.9 | -162.834 | -157.7 | -166.857 | -157.3 | -166.4887 | 194.7004 | 195.8935
2020-11-01 22:00 | -24 | -24.3311 | 51.0543 | 52.0048 | 35.7281 | 36.2618 | -24 | -24.3311 | -113.6456 | 113.6764 | -113.6456 | 113.6764 | 38.0105 | 94.2604 | 122.7 | 128.3025 | 125.1 | 130.6861 | -152.2 | -162.0035 | -153.4 | -164.498 | -157.1 | -168.4283 | -156.8 | -168.4475 | 189.1578 | 189.1733
2020-11-01 22:30 | -13 | -13.6015 | 54.5897 | 55.7718 | 28.7837 | 29.3773 | -13 | -13.6015 | -111.0747 | 111.1013 | -111.0747 | 111.1013 | 49.2585 | 99.2566 | 124.8 | 130.4655 | 124.5 | 130.1993 | -153.5 | -162.6759 | -153.4 | -163.612 | -157.1 | -167.2874 | -156.8 | -167.0909 | 169.8411 | 169.925
2020-11-01 23:00 | -13 | -13.6015 | 52.229 | 53.3991 | 29.7013 | 30.306 | -14 | -14.5602 | -116.3866 | 116.4191 | -116.3866 | 116.4191 | 58.4129 | 104.1972 | 125.7 | 131.4346 | 126.6 | 132.383 | -158.9 | -167.2919 | -156 | -167.3581 | -159.8 | -171.9235 | -159.9 | -171.3767 | 154.3479 | 154.4849
2020-11-01 23:30 | -1 | -5.099 | 66.0425 | 67.2185 | 15.84 | 16.5217 | -1 | -5.099 | -107.3065 | 107.3089 | -107.3065 | 107.3089 | 41.9023 | 90.2636 | 128.4 | 133.4326 | 127.5 | 132.7323 | -159.3 | -167.8869 | -157.4 | -167.7791 | -161.4 | -171.837 | -161 | -171.2732 | 158.3473 | 158.506
2020-11-02 | -4 | -7.2111 | 59.5271 | 61.0769 | 19.4544 | 19.9807 | -4 | -7.2111 | -106.0555 | 106.058 | -106.0555 | 106.058 | 46.1086 | 92.8278 | 127.5 | 132.7323 | 128.4 | 133.8484 | -159.7 | -167.9526 | -157.9 | -167.6511 | -161.3 | -171.5126 | -161.3 | -171.3671 | 151.7952 | 152.022
2020-11-02 00:30 | -1 | -6.0828 | 57.4779 | 59.2952 | 18.622 | 19.1394 | -3 | -6.7082 | -95.2688 | 95.2774 | -95.2688 | 95.2774 | 55.6312 | 103.4263 | 127.2 | 132.8699 | 126.9 | 132.4961 | -159.1 | -168.0439 | -157 | -167.7671 | -160.4 | -171.7345 | -160.2 | -171.36 | 151.7509 | 151.9973
2020-11-02 01:00 | -1 | -6.0828 | 59.9786 | 61.6468 | 14.9385 | 15.7695 | -1 | -5.099 | -85.8384 | 85.8754 | -85.8384 | 85.8754 | 61.3855 | 111.126 | 127.2 | 133.2216 | 126.9 | 133.2976 | -159.5 | -168.909 | -158.6 | -169.1513 | -162.4 | -173.4232 | -161.9 | -173.2442 | 156.829 | 157.0474
2020-11-02 01:30 | -4 | -8.0623 | 58.6554 | 60.4879 | 14.7147 | 15.6056 | -5 | -9.434 | -86.0213 | 86.1164 | -86.0213 | 86.1164 | 66.0126 | 106.1531 | 127.8 | 135.0003 | 128.1 | 135.3811 | -159.3 | -170.7888 | -157 | -170.1626 | -160.9 | -173.8014 | -160.5 | -173.7923 | 144.4246 | 144.6279
2020-11-02 02:00 | -1 | -8.0623 | 57.6726 | 60.1323 | 15.468 | 16.3075 | -2 | -8.2462 | -84.2754 | 84.2758 | -84.2754 | 84.2758 | 75.89 | 112.9254 | 126.9 | 134.4432 | 126.9 | 134.1487 | -160 | -171.9601 | -157.6 | -170.9692 | -161.8 | -175.2385 | -161.3 | -174.4171 | 143.9041 | 144.508
2020-11-02 02:30 | -2 | -8.2462 | 56.1658 | 58.878 | 15.8215 | 16.7647 | -2 | -8.2462 | -83.0239 | 83.0255 | -83.0239 | 83.0255 | 85.2418 | 119.9799 | 127.2 | 134.4325 | 126.9 | 134.3444 | -159.3 | -171.2338 | -157.9 | -171.1694 | -161.8 | -175.1618 | -161.3 | -174.8779 | 150.0243 | 150.3673
2020-11-02 03:00 | -2 | -8.2462 | 61.3482 | 63.8802 | 10.7667 | 12.1416 | -2 | -8.2462 | -75.1581 | 75.165 | -75.1581 | 75.165 | 83.5304 | 118.8174 | 127.8 | 135.0973 | 128.4 | 135.665 | -158.6 | -169.7832 | -156.7 | -170.377 | -160.7 | -174.4851 | -160.8 | -173.326 | 148.6719 | 149.0064
2020-11-02 03:30 | 2 | 8.2462 | 61.0978 | 63.6232 | 11.476 | 12.7406 | 2 | 8.2462 | -78.1665 | 78.1687 | -78.1665 | 78.1687 | 81.4583 | 117.4862 | 128.4 | 135.665 | 127.8 | 135.293 | -158.8 | -170.4706 | -157.3 | -170.464 | -161.2 | -174.5871 | -160.8 | -174.6244 | 149.4618 | 150.22
2020-11-02 04:00 | -3 | -8.544 | 57.4487 | 60.0572 | 17.3733 | 18.4257 | -2 | -9.2195 | -89.7108 | 89.7111 | -89.7108 | 89.7111 | 82.0131 | 117.1537 | 128.1 | 135.2844 | 128.7 | 135.287 | -159.1 | -170.4017 | -158.2 | -170.8157 | -161.6 | -175.1777 | -161.2 | -174.7618 | 156.0148 | 156.6244
2020-11-02 04:30 | -7 | -12.2066 | 56.9314 | 59.4649 | 20.9007 | 21.9694 | -7 | -11.4018 | -95.7372 | 95.746 | -95.7372 | 95.746 | 80.8862 | 113.3756 | 132 | 138.5208 | 130.5 | 137.3705 | -163.1 | -173.1613 | -160.8 | -172.363 | -164.6 | -176.2816 | -164.3 | -176.9863 | 162.4739 | 162.7198
2020-11-02 05:00 | -4 | -8.9443 | 62.0667 | 63.5809 | 21.8542 | 22.8043 | -5 | -10.2956 | -96.0823 | 96.1503 | -96.0823 | 96.1503 | 68.3722 | 102.2569 | 128.7 | 135.0123 | 128.7 | 135.1949 | -161.6 | -171.1641 | -160.4 | -171.6137 | -164.2 | -175.6989 | -164 | -175.8591 | 182.3541 | 182.5798
2020-11-02 05:30 | -17 | -18.7883 | 53.7451 | 55.0504 | 33.4324 | 33.9584 | -16 | -17.8885 | -120.278 | 120.349 | -120.278 | 120.349 | 66.4911 | 98.1989 | 128.1 | 133.7317 | 127.5 | 133.3314 | -159.2 | -168.4559 | -160.3 | -171.3418 | -164.4 | -175.012 | -164.1 | -174.8834 | 224.5649 | 224.6035
2020-11-02 06:00 | -15 | -17 | 60.2692 | 60.964 | 32.519 | 33.1841 | -15 | -17 | -129.3081 | 129.4396 | -129.3081 | 129.4396 | 51.0088 | 87.2709 | 125.7 | 130.8365 | 128.1 | 132.9816 | -159 | -167.3535 | -160.8 | -170.8052 | -164.9 | -174.4711 | -164.5 | -174.682 | 238.1911 | 238.5318
2020-11-02 06:30 | -16 | -17.4642 | 60.9093 | 61.2818 | 34.7612 | 35.3643 | -16 | -17.4642 | -139.8174 | 139.9717 | -139.8174 | 139.9717 | 24.6699 | 72.3923 | 126 | 130.1741 | 126.3 | 130.4645 | -154.8 | -161.236 | -158.3 | -164.8278 | -162.1 | -168.7172 | -162.1 | -168.8357 | 248.6842 | 249.8345
2020-11-02 07:00 | -28 | -29.4109 | 44.6379 | 45.4 | 50.1806 | 50.6258 | -29 | -30.3645 | -160.0621 | 160.4211 | -160.0621 | 160.4211 | 5.1268 | 71.627 | 123.9 | 128.1425 | 124.2 | 128.3565 | -155.7 | -162.687 | -159.7 | -166.8153 | -163.9 | -170.8418 | -163.2 | -170.8579 | 251.5056 | 252.7018
2020-11-02 07:30 | -34 | -35.171 | 41.6221 | 42.4011 | 48.2424 | 48.8653 | -35 | -36.1386 | -156.0484 | 156.6071 | -156.0484 | 156.6071 | 3.7019 | 71.2767 | 126.6 | 130.9829 | 126.6 | 131.2166 | -157.7 | -164.203 | -160.5 | -167.9893 | -164.6 | -171.276 | -164.6 | -171.5559 | 239.5406 | 243.5724
2020-11-02 08:00 | -27 | -28.4605 | 39.7914 | 41.3426 | 40.6891 | 41.4975 | -26 | -27.8568 | -144.8749 | 145.4692 | -144.8749 | 145.4692 | 18.4644 | 78.9812 | 126 | 131.2081 | 126.3 | 131.7495 | -157.5 | -166.0887 | -160.4 | -168.8668 | -164.3 | -172.8515 | -164.5 | -172.822 | 235.3699 | 240.1896
2020-11-02 08:30 | -32 | -33.2415 | 25.946 | 28.1756 | 39.6714 | 40.0732 | -32 | -33.2415 | -136.5388 | 136.7879 | -136.5388 | 136.7879 | 36.9883 | 87.4974 | 124.5 | 130.3761 | 127.2 | 132.7835 | -157.5 | -166.2137 | -159.2 | -168.3094 | -163 | -172.2311 | -162.7 | -172.3297 | 219.252 | 224.5834
2020-11-02 09:00 | -31 | -32.28 | 22.2121 | 25.9781 | 35.7725 | 36.6617 | -31 | -32.0156 | -121.5954 | 121.9479 | -121.5954 | 121.9479 | 55.9971 | 97.8329 | 124.2 | 128.3565 | 124.5 | 128.7227 | -155.6 | -163.0891 | -159.6 | -168.17 | -163.7 | -172.3125 | -162.8 | -172.692 | 223.3933 | 225.2392
2020-11-02 09:30 | -29 | -31.3847 | 16.1923 | 21.92 | 37.2194 | 38.4478 | -29 | -31.3847 | -112.1883 | 112.3874 | -112.1883 | 112.3874 | 73.4445 | 108.4868 | 126.3 | 130.7704 | 126 | 130.3261 | -157.4 | -165.0056 | -160.9 | -170.2267 | -165.1 | -174.1154 | -165 | -173.8937 | 222.5691 | 224.4994
2020-11-02 10:00 | -29 | -31.7805 | 13.2037 | 19.5623 | 37.3427 | 38.9038 | -28 | -30.8707 | -107.553 | 107.8541 | -107.553 | 107.8541 | 77.8706 | 112.2215 | 125.7 | 130.1132 | 127.2 | 131.6398 | -157.7 | -164.1533 | -160.9 | -168.9608 | -164.5 | -173.0082 | -164.5 | -173.5154 | 212.4184 | 214.6079
2020-11-02 10:30 | -30 | -32.6956 | 9.2548 | 16.703 | 40.0623 | 41.5031 | -30 | -32.6956 | -109.1469 | 109.4321 | -109.1469 | 109.4321 | 84.3533 | 118.1681 | 123.6 | 127.7761 | 123.9 | 127.9907 | -157.8 | -164.1429 | -161.6 | -169.5647 | -165 | -173.7365 | -165.5 | -173.7988 | 208.4411 | 210.8412
2020-11-02 11:00 | -23 | -26.9258 | 19.6672 | 24.4307 | 29.9731 | 32.6938 | -22 | -26.0768 | -92.7725 | 93.0978 | -92.7725 | 93.0978 | 79.6857 | 122.2459 | 126.3 | 131.0066 | 126 | 130.6379 | -157 | -164.4931 | -160.3 | -168.909 | -164.2 | -173.1797 | -163.9 | -172.745 | 200.7439 | 203.2464
2020-11-02 11:30 | -28 | -28.6356 | 11.4459 | 12.9895 | 36.5052 | 36.7434 | -26 | -26.9258 | -101.1763 | 101.2388 | -101.1763 | 101.2388 | 83.1819 | 121.9642 | 126 | 130.6379 | 126 | 130.7174 | -156.5 | -163.4088 | -159.7 | -167.8224 | -164 | -172.4414 | -163.6 | -172.4757 | 204.7208 | 206.5337
2020-11-02 12:00 | -22 | -22.3607 | 18.3703 | 18.8212 | 30.0199 | 30.3364 | -22 | -22.3607 | -89.7153 | 89.9507 | -89.7153 | 89.9507 | 86.6996 | 124.0902 | 125.1 | 129.2276 | 125.1 | 129.5337 | -158.8 | -165.2481 | -162.6 | -170.8607 | -166.5 | -174.6884 | -165.9 | -175.0006 | 213.6776 | 215.5184
2020-11-02 12:30 | -27 | -27.2947 | 13.9363 | 14.2792 | 35.089 | 35.3481 | -27 | -27.2947 | -97.8088 | 97.9171 | -97.8088 | 97.9171 | 74.4042 | 118.2046 | 124.8 | 129.4012 | 124.8 | 129.4012 | -157.2 | -164.0471 | -160.7 | -169.1504 | -164.4 | -174.0835 | -164.2 | -173.801 | 210.3837 | 212.6827
2020-11-02 13:00 | -23 | -23.1948 | 18.1426 | 18.2812 | 33.5573 | 33.9191 | -21 | -21.2132 | -96.3694 | 96.3989 | -96.3694 | 96.3989 | 65.5166 | 111.3214 | 126.9 | 131.1964 | 126.6 | 130.9829 | -155.6 | -162.7443 | -159.2 | -168.109 | -163.1 | -173.2974 | -162.9 | -170.9007 | 202.2755 | 204.5916
2020-11-02 13:30 | -18 | -18.4391 | 25.6282 | 25.8513 | 27.0189 | 27.3666 | -18 | -18.4391 | -88.9072 | 88.9169 | -88.9072 | 88.9169 | 65.0603 | 109.0348 | 123.6 | 128.0856 | 125.4 | 129.9014 | -157 | -163.6066 | -159.8 | -168.5815 | -163.8 | -172.7256 | -163.6 | -172.5058 | 202.571 | 204.3967
2020-11-02 14:00 | -21 | -21.3776 | 24.4794 | 24.6129 | 31.199 | 31.4477 | -20 | -20.3961 | -96.8938 | 96.8938 | -96.8938 | 96.8938 | 53.3424 | 100.1921 | 125.7 | 130.2694 | 126 | 130.4807 | -156.7 | -162.9359 | -160 | -168.4867 | -163.6 | -172.4081 | -163.4 | -172.8845 | 199.2293 | 200.9798
2020-11-02 14:30 | -20 | -20.6155 | 30.5974 | 30.7058 | 31.0762 | 31.3071 | -18 | -18.6815 | -99.7221 | 99.7221 | -99.7221 | 99.7221 | 41.3187 | 91.0044 | 124.8 | 129.244 | 125.1 | 129.6118 | -157 | -163.3864 | -161.3 | -169.3088 | -164.5 | -173.6102 | -164.8 | -173.6422 | 200.9485 | 202.4199
2020-11-02 15:00 | -17 | -17.72 | 37.2837 | 37.3363 | 29.1264 | 29.4652 | -16 | -16.7631 | -100.1157 | 100.1284 | -100.1157 | 100.1284 | 31.0355 | 83.1482 | 126 | 130.1741 | 126.3 | 130.54 | -157 | -163.1571 | -161.1 | -168.8683 | -165 | -173.009 | -164.4 | -173.199 | 197.7918 | 199.2216
2020-11-02 15:30 | -12 | -13 | 49.1804 | 49.2438 | 24.6058 | 25.235 | -12 | -13.4164 | -97.6669 | 97.6897 | -97.6669 | 97.6897 | 11.1561 | 71.56 | 125.7 | 129.2304 | 125.7 | 129.3004 | -156.8 | -162.1172 | -160.1 | -167.7756 | -163.9 | -171.5354 | -163.7 | -171.7222 | 208.2116 | 209.733
2020-11-02 16:00 | -12 | -13.8924 | 54.6063 | 54.6821 | 27.3881 | 28.2235 | -11 | -13.0384 | -108.8347 | 108.8849 | -108.8347 | 108.8849 | 14.259 | 72.7975 | 126 | 130.0247 | 125.1 | 129.1527 | -156 | -162.0993 | -160.3 | -167.4397 | -164 | -171.6454 | -164.1 | -171.0429 | 246.8988 | 249.4458
2020-11-02 16:30 | -17 | -18.0278 | 61.215 | 61.237 | 29.8139 | 30.5862 | -16 | -17.088 | -119.4802 | 119.5637 | -119.4802 | 119.5637 | 2.1527 | 77.2578 | 126.3 | 130.4645 | 125.4 | 129.7461 | -157 | -163.6565 | -161 | -169.0362 | -165 | -173.2421 | -165.1 | -173.307 | 279.4028 | 282.2942
2020-11-02 17:00 | -7 | -10.6301 | 67.9701 | 68.0188 | 29.559 | 30.7608 | -6 | -10 | -124.6695 | 124.8489 | -124.6695 | 124.8489 | 0.46975 | 79.5407 | 123.6 | 127.8525 | 123.9 | 127.8415 | -153.5 | -159.7924 | -160.5 | -168.0781 | -164.3 | -172.0928 | -164.1 | -171.9615 | 313.0115 | 314.5153
2020-11-02 17:30 | 0 | 9 | 86.8072 | 86.8482 | 17.3574 | 19.8447 | 1 | 8 | -111.2718 | 111.6335 | -111.2718 | 111.6335 | 7.2988 | 83.8211 | 124.5 | 129.0328 | 123.6 | 128.4056 | -155.8 | -162.687 | -163.1 | -171.0897 | -167 | -175.2691 | -166.9 | -175.2042 | 329.6591 | 331.4617
2020-11-02 18:00 | 34 | 36.4006 | 122.2853 | 122.4266 | -13.776 | 19.6092 | 34 | 36.4006 | -66.0158 | 67.6839 | -66.0158 | 67.6839 | 11.8747 | 87.9917 | 123.6 | 128.5695 | 123.6 | 128.6524 | -154.5 | -161.0709 | -161.2 | -170.5106 | -165.3 | -174.274 | -165.2 | -174.4317 | 343.1164 | 344.5575
2020-11-02 18:30 | 44 | 47.5395 | 132.1529 | 132.6066 | -22.9525 | 29.1937 | 44 | 47.5395 | -50.1394 | 53.7628 | -50.1394 | 53.7628 | 21.995 | 90.5821 | 124.2 | 129.3122 | 123.6 | 128.8202 | -153.3 | -161.4436 | -161.4 | -171.2462 | -165.1 | -175.2919 | -165 | -175.1386 | 345.8835 | 346.8259
2020-11-02 19:00 | 35 | 38.9102 | 125.3501 | 125.7938 | -15.6 | 23.2193 | 36 | 39.8121 | -59.6973 | 62.6786 | -59.6973 | 62.6786 | 25.1988 | 93.6221 | 123.6 | 129.4277 | 123.9 | 129.4506 | -154 | -163.079 | -161.2 | -171.2088 | -165.3 | -175.2582 | -164.7 | -175.2313 | 340.0426 | 341.1392
2020-11-02 19:30 | 17 | 21.4009 | 107.1476 | 107.2496 | 3.6925 | 13.8046 | 16 | 20.6155 | -81.7883 | 83.2709 | -81.7883 | 83.2709 | 19.1499 | 94.1551 | 124.2 | 129.7378 | 124.5 | 130.1118 | -155.3 | -163.2688 | -161.3 | -170.5269 | -165.3 | -174.194 | -164.9 | -174.836 | 324.609 | 326.1408
2020-11-02 20:00 | -3 | -9.4868 | 79.9837 | 80.0512 | 29.5887 | 31.0467 | -3 | -9.4868 | -118.4195 | 118.8835 | -118.4195 | 118.8835 | 38.6025 | 104.4342 | 124.5 | 130.025 | 124.5 | 130.1118 | -156.2 | -164.6282 | -161.5 | -170.7445 | -165.2 | -174.7216 | -165.1 | -174.2884 | 329.6906 | 331.6316
2020-11-02 20:30 | -24 | -24.5153 | 61.6173 | 61.6481 | 44.8812 | 45.0897 | -26 | -26.4764 | -131.1541 | 131.2704 | -131.1541 | 131.2704 | 25.6355 | 92.8597 | 125.1 | 131.3089 | 125.7 | 132.0634 | -157.5 | -165.2616 | -159.8 | -168.8145 | -163.3 | -172.7327 | -163.1 | -172.3297 | 288.0316 | 291.9937
2020-11-02 21:00 | -30 | -30.1496 | 52.4117 | 52.4224 | 49.7184 | 49.9895 | -30 | -30.1496 | -134.7528 | 134.7533 | -134.7528 | 134.7533 | 21.485 | 93.1962 | 124.8 | 131.4877 | 125.1 | 132.0579 | -156.4 | -166.5859 | -158.2 | -168.4808 | -161.7 | -172.6124 | -160.9 | -172.7069 | 247.8305 | 254.8201
2020-11-02 21:30 | -33 | -33.0606 | 43.0098 | 43.1399 | 53.1984 | 53.4399 | -33 | -33.0606 | -137.7237 | 137.7239 | -137.7237 | 137.7239 | 44.2057 | 97.9033 | 126.6 | 132.2088 | 125.7 | 131.4346 | -157.9 | -166.3998 | -159.1 | -168.5735 | -162.7 | -172.8195 | -162.3 | -173.1539 | 243.8134 | 247.968
2020-11-02 22:00 | -44 | -44.0114 | 31.3191 | 31.593 | 59.9207 | 60.2939 | -44 | -44.0454 | -144.1156 | 144.1688 | -144.1156 | 144.1688 | 54.4494 | 111.9062 | 126.9 | 132.5827 | 126.9 | 132.4961 | -157.8 | -166.8192 | -158.4 | -169.3713 | -161.8 | -173.2683 | -161.8 | -173.0336 | 228.7114 | 229.984
2020-11-02 22:30 | -44 | -44 | 25.417 | 25.5518 | 63.3717 | 64.0676 | -44 | -44 | -155.0983 | 155.2459 | -155.0983 | 155.2459 | 72.4235 | 119.4051 | 127.2 | 133.1328 | 127.2 | 133.0445 | -158.6 | -167.3839 | -158.7 | -168.8475 | -162.3 | -172.7095 | -161.8 | -172.4625 | 240.286 | 240.5252
2020-11-02 23:00 | -45 | -45.0111 | 23.9204 | 24.0066 | 61.3034 | 62.3649 | -45 | -45.0111 | -153.0704 | 153.3778 | -153.0704 | 153.3778 | 89.9265 | 128.7097 | 127.8 | 133.6183 | 127.8 | 133.4194 | -159.2 | -168.2024 | -159.7 | -170.424 | -163 | -174.0531 | -163 | -174.1456 | 240.4439 | 240.505
2020-11-02 23:30 | -53 | -53.0848 | 24.1812 | 24.2427 | 58.9624 | 60.5711 | -52 | -52.0865 | -164.2123 | 164.7659 | -164.2123 | 164.7659 | 82.0368 | 122.9498 | 126.9 | 132.2401 | 127.2 | 132.6125 | -159.6 | -167.6969 | -159.1 | -168.9759 | -163 | -173.1194 | -162.4 | -172.8133 | 246.6131 | 246.6345
2020-11-03 | -50 | -50.0899 | 18.8496 | 19.1018 | 59.8915 | 61.2218 | -49 | -49.0918 | -161.4065 | 162.1151 | -161.4065 | 162.1151 | 87.4025 | 127.2106 | 127.8 | 133.7946 | 127.5 | 133.6873 | -158.2 | -168.026 | -157.9 | -169.833 | -162.1 | -173.473 | -160.8 | -172.5555 | 240.7924 | 240.7952
2020-11-03 00:30 | -43 | -43.0116 | 17.5005 | 20.1356 | 56.6386 | 57.1422 | -44 | -44.0454 | -152.5172 | 152.7887 | -152.5172 | 152.7887 | 90.3429 | 128.6398 | 127.5 | 134.8135 | 128.4 | 135.0946 | -157.2 | -168.5194 | -156.5 | -168.0309 | -160.6 | -171.9013 | -160.1 | -171.8513 | 230.029 | 230.87
2020-11-03 01:00 | -55 | -57.5674 | 4.3998 | 25.3072 | 67.405 | 68.444 | -54 | -56.6127 | -165.181 | 165.9249 | -165.181 | 165.9249 | 74.2149 | 110.9643 | 127.5 | 134.8135 | 126.9 | 134.2462 | -159.7 | -169.7255 | -157.9 | -169.5608 | -160.8 | -173.6286 | -160.8 | -173.2414 | 178.6056 | 178.6803
2020-11-03 01:30 | -52 | -54.4059 | 6.0266 | 24.986 | 64.5328 | 65.4278 | -52 | -54.4059 | -159.8826 | 160.368 | -159.8826 | 160.368 | 82.4083 | 107.6327 | 126.9 | 133.5758 | 127.2 | 133.8609 | -158.4 | -169.1012 | -157.1 | -168.7818 | -160.8 | -172.7348 | -160.6 | -172.9196 | 180.5418 | 181.6436
2020-11-03 02:00 | -52 | -54.4059 | 4.4215 | 25.7033 | 64.3786 | 65.3171 | -53 | -55.3624 | -158.4467 | 158.8825 | -158.4467 | 158.8825 | 90.3089 | 112.2323 | 126.6 | 133.5751 | 126.3 | 133.4838 | -159.6 | -169.9097 | -158 | -169.5232 | -161.5 | -173.7416 | -161.5 | -173.6259 | 176.0851 | 177.2577
2020-11-03 02:30 | -62 | -63.7887 | -5.6149 | 24.882 | 73.6137 | 74.0882 | -62 | -63.7887 | -174.1384 | 174.4348 | -174.1384 | 174.4348 | 94.3064 | 114.9828 | 126.9 | 134.1487 | 126 | 133.2 | -160 | -170.6008 | -158.4 | -170.0288 | -161.8 | -173.8511 | -161.7 | -174.0524 | 176.9271 | 178.7196
2020-11-03 03:00 | -72 | -72.3395 | -14.3939 | 22.5978 | 82.8743 | 82.8748 | -72 | -72.3395 | -188.2334 | 188.2347 | -188.2334 | 188.2347 | 81.8168 | 105.6792 | 120.6 | 128.003 | 120.3 | 127.8215 | -151 | -162.6194 | -149.4 | -161.2314 | -152.6 | -164.9466 | -152.5 | -164.9925 | 172.2479 | 174.309
2020-11-03 03:30 | -74 | -74.5453 | -16.3004 | 23.5788 | 84.8387 | 84.8391 | -74 | -74.5453 | -190.7253 | 190.7458 | -190.7253 | 190.7458 | 79.6211 | 102.7885 | 117.6 | 125.5969 | 117.3 | 125.1061 | -145.6 | -156.3233 | -143.8 | -156.5 | -147.3 | -159.7308 | -147 | -159.671 | 181.438 | 183.2371
2020-11-03 04:00 | -75 | -75.326 | -18.208 | 23.6187 | 86.7538 | 86.7875 | -75 | -75.326 | -193.8537 | 193.8658 | -193.8537 | 193.8658 | 78.9862 | 100.8725 | 115.5 | 123.42 | 115.8 | 123.7008 | -144.8 | -156.3031 | -143.3 | -155.5853 | -146.6 | -159.594 | -146.7 | -159.3849 | 190.2235 | 191.9189
2020-11-03 04:30 | -78 | -78.2304 | -19.742 | 24.5832 | 88.448 | 88.4837 | -78 | -78.2304 | -196.7148 | 196.733 | -196.7148 | 196.733 | 72.491 | 96.2216 | 113.1 | 120.4391 | 112.8 | 120.4705 | -143 | -153.874 | -142 | -153.5782 | -145.2 | -157.5163 | -145 | -157.377 | 192.904 | 194.415
2020-11-03 05:00 | -74 | -74.1687 | -16.7263 | 22.6435 | 85.1824 | 85.2489 | -73 | -73.2462 | -194.0224 | 194.0655 | -194.0224 | 194.0655 | 86.7698 | 106.241 | 125.4 | 132.5352 | 126.6 | 133.7677 | -155.5 | -165.7074 | -153.7 | -165.4732 | -157.1 | -169.5215 | -157.4 | -169.1325 | 183.5266 | 185.5989
2020-11-03 05:30 | -50 | -51.6624 | 3.1294 | 23.2619 | 66.3771 | 66.7755 | -50 | -51.923 | -168.5328 | 168.7164 | -168.5328 | 168.7164 | 82.0304 | 109.1639 | 128.7 | 136.1435 | 129.3 | 136.6137 | -159.2 | -171.0855 | -157.7 | -169.4011 | -160.6 | -174.1931 | -159.9 | -173.1851 | 170.2959 | 172.4097
2020-11-03 06:00 | -53 | -55.3624 | 6.3704 | 25.842 | 60.9687 | 61.8149 | -52 | -54.4059 | -160.4018 | 160.7795 | -160.4018 | 160.7795 | 85.457 | 108.4746 | 129 | 135.665 | 126.6 | 133.385 | -159 | -168.9615 | -158.6 | -170.0085 | -162.1 | -174.2401 | -161.7 | -173.7551 | 191.0346 | 192.4628
2020-11-03 06:30 | -57 | -57 | -2.7755 | 7.7755 | 67.541 | 68.5222 | -55 | -55 | -174.8705 | 175.3615 | -174.8705 | 175.3615 | 73.386 | 103.416 | 120.9 | 128.5895 | 121.8 | 129.436 | -151.6 | -161.6487 | -151.8 | -163.7474 | -155.5 | -167.4243 | -154.8 | -167.2043 | 206.4212 | 208.9491
2020-11-03 07:00 | -59 | -59.0085 | -11.0667 | 12.8948 | 71.0669 | 72.0593 | -58 | -58.0086 | -170.7041 | 171.1999 | -170.7041 | 171.1999 | 84.9134 | 108.3907 | 127.2 | 134.2395 | 127.2 | 134.2395 | -156.7 | -167.2287 | -158.1 | -169.6767 | -161.6 | -173.56 | -161.7 | -173.1829 | 206.6425 | 209.2798
2020-11-03 07:30 | -45 | -45.0111 | 5.4481 | 11.0803 | 58.6249 | 59.2264 | -45 | -45.0111 | -148.719 | 148.8982 | -148.719 | 148.8982 | 64.0039 | 93.3054 | 128.1 | 134.1701 | 125.4 | 131.686 | -157.9 | -167.1062 | -159.3 | -170.3762 | -163.2 | -173.6995 | -163.6 | -173.5294 | 200.3838 | 204.9681
2020-11-03 08:00 | -50 | -50 | -4.257 | 9.9817 | 56.7199 | 57.4548 | -49 | -49 | -149.3452 | 149.566 | -149.3452 | 149.566 | 79.5864 | 101.6028 | 126 | 131.462 | 126.3 | 131.7495 | -157.7 | -165.644 | -160.2 | -168.3649 | -163.4 | -172.4785 | -163.3 | -172.7362 | 214.2924 | 219.3833
2020-11-03 08:30 | -31 | -31.5753 | 4.281 | 14.0068 | 42.3646 | 42.6681 | -30 | -30.4138 | -121.9128 | 121.9154 | -121.9128 | 121.9154 | 58.799 | 96.168 | 126.3 | 132.6346 | 126.6 | 133.1044 | -159.6 | -169.0838 | -160.6 | -170.8379 | -164.4 | -174.9566 | -164.1 | -174.4874 | 171.1029 | 181.0402
2020-11-03 09:00 | -58 | -58 | -22.1661 | 23.3016 | 65.8079 | 66.3838 | -57 | -57 | -152.2193 | 152.3239 | -152.2193 | 152.3239 | 74.1896 | 96.5422 | 123.9 | 129.0241 | 124.2 | 129.396 | -153.5 | -160.8658 | -157.9 | -167.0096 | -161.7 | -170.2946 | -162.1 | -169.7843 | 223.2823 | 229.6979
2020-11-03 09:30 | -66 | -66.1211 | -31.7534 | 33.7259 | 73.8838 | 73.9716 | -66 | -66.1211 | -158.8568 | 158.9817 | -158.8568 | 158.9817 | 53.3933 | 84.3714 | 111.9 | 117.1864 | 112.8 | 118.2244 | -139.5 | -146.0052 | -144.5 | -151.8527 | -147.9 | -156.122 | -147.4 | -155.5853 | 234.4354 | 241.6233
2020-11-03 10:00 | -50 | -50.636 | -21.8961 | 25.2478 | 60.8292 | 60.8372 | -50 | -50.636 | -132.3038 | 133.02 | -132.3038 | 133.02 | 61.183 | 91.1166 | 107.4 | 113.9578 | 107.4 | 113.9578 | -135.6 | -143.0351 | -141.5 | -149.0732 | -144.9 | -152.2378 | -144.2 | -152.3681 | 230.3994 | 237.9804
2020-11-03 10:30 | -69 | -69.0652 | -36.1171 | 36.4219 | 75.4009 | 75.7611 | -70 | -70.0643 | -154.9778 | 155.0677 | -154.9778 | 155.0677 | 51.5866 | 84.4076 | 104.4 | 109.766 | 105.6 | 111.1863 | -131.8 | -138.3876 | -136.7 | -144.0112 | -140.7 | -147.3635 | -140.5 | -148.6587 | 238.8288 | 245.9222
2020-11-03 11:00 | -77 | -78.0897 | -34.7939 | 35.9985 | 74.9102 | 77.1068 | -77 | -78.0897 | -153.6513 | 154.1066 | -153.6513 | 154.1066 | 49.9887 | 79.5991 | 102 | 106.8421 | 102.3 | 107.1286 | -126.5 | -132.2185 | -133 | -139.3438 | -135.9 | -142.4104 | -135.8 | -142.5323 | 247.1646 | 253.7905
2020-11-03 11:30 | -68 | -68.593 | -35.2175 | 36.6109 | 76.9101 | 78.9353 | -69 | -69.4622 | -159.0417 | 159.3555 | -159.0417 | 159.3555 | 55.5447 | 86.6916 | 111 | 116.5997 | 109.2 | 114.981 | -139.2 | -145.3914 | -143.4 | -150.7142 | -146.9 | -154.7623 | -146.9 | -154.3525 | 225.8496 | 233.177
2020-11-03 12:00 | -85 | -85.7088 | -50.3585 | 51.4955 | 94.1373 | 95.619 | -85 | -85.5862 | -181.5844 | 181.7452 | -181.5844 | 181.7452 | 39.4799 | 75.0068 | 103.2 | 108.4395 | 102.3 | 107.1286 | -128.6 | -133.7224 | -134.6 | -140.9512 | -137.8 | -144.2054 | -137.7 | -144.1411 | 247.1969 | 254.7634
2020-11-03 12:30 | -89 | -89.3588 | -51.3998 | 52.2611 | 94.8271 | 96.0492 | -89 | -89.3588 | -184.0247 | 184.1185 | -184.0247 | 184.1185 | 43.437 | 69.7889 | 106.2 | 110.4379 | 103.8 | 108.3876 | -129.4 | -134.8481 | -136.4 | -142.4151 | -139.3 | -145.9584 | -139.4 | -146.2698 | 259.9875 | 266.1692
2020-11-03 13:00 | -83 | -83.2166 | -44.1895 | 44.7882 | 91.7895 | 92.6561 | -83 | -83.1505 | -183.0409 | 183.0421 | -183.0409 | 183.0421 | 34.8237 | 66.5281 | 107.1 | 112.0688 | 108 | 112.9292 | -133.2 | -138.177 | -142.1 | -147.9625 | -144.7 | -152.2339 | -144.7 | -152.1266 | 283.7297 | 290.7992
2020-11-03 13:30 | -78 | -78.0577 | -34.4287 | 34.865 | 84.8301 | 85.4532 | -78 | -78.1025 | -176.4224 | 176.4656 | -176.4224 | 176.4656 | 48.8229 | 82.5054 | 117.3 | 122.2683 | 118.2 | 123.3015 | -149.2 | -155.7259 | -155.2 | -162.8822 | -158.6 | -166.7717 | -159.3 | -166.3809 | 251.9086 | 260.5714
2020-11-03 14:00 | -72 | -72 | -26.0887 | 26.416 | 80.297 | 80.7124 | -71 | -71 | -180.6194 | 180.6549 | -180.6194 | 180.6549 | 42.4352 | 84.0876 | 125.1 | 130.8609 | 125.1 | 130.5138 | -155.6 | -163.6186 | -160.7 | -169.5933 | -164.8 | -173.7992 | -164.4 | -173.7988 | 244.0482 | 254.0305
2020-11-03 14:30 | -69 | -69.0652 | -3.6876 | 3.7945 | 73.6703 | 73.7386 | -69 | -69.029 | -183.4107 | 184.1612 | -183.4107 | 184.1612 | 25.4395 | 87.7765 | 121.8 | 126.7567 | 122.7 | 127.7045 | -152.5 | -160.0965 | -158.1 | -166.717 | -162.2 | -170.9541 | -162 | -170.7633 | 237.1343 | 241.6191
2020-11-03 15:00 | -53 | -53.4603 | 7.3545 | 8.2553 | 67.7173 | 67.7545 | -53 | -53.6004 | -176.6962 | 178.0949 | -176.6962 | 178.0949 | 0.99752 | 83.7995 | 122.4 | 127.5 | 122.7 | 127.9569 | -153.1 | -160.1869 | -159.6 | -167.292 | -163.4 | -171.1148 | -163.1 | -171.2099 | 242.0373 | 247.6314
2020-11-03 15:30 | -53 | -53.6004 | 25.9395 | 26.1301 | 63.1278 | 63.4334 | -53 | -53.6004 | -175.5805 | 177.0372 | -175.5805 | 177.0372 | -37.0781 | 81.6818 | 123 | 127.1958 | 124.2 | 128.6647 | -154.4 | -160.3043 | -159.8 | -166.2212 | -163.6 | -170.1677 | -163.4 | -169.8897 | 237.4312 | 244.3819
2020-11-03 16:00 | -49 | -49.366 | 19.7196 | 19.7463 | 68.5175 | 68.519 | -48 | -48.3735 | -198.2388 | 199.2007 | -198.2388 | 199.2007 | -38.3719 | 88.2778 | 123.9 | 127.8415 | 124.8 | 128.8621 | -155.3 | -161.5498 | -160.6 | -167.8608 | -164.4 | -171.7492 | -164.4 | -171.6533 | 274.8804 | 279.34
2020-11-03 16:30 | -61 | -61.0737 | 15.8308 | 16.5301 | 76.609 | 76.6269 | -60 | -60.1332 | -210.7743 | 211.2655 | -210.7743 | 211.2655 | -34.9865 | 102.5825 | 124.2 | 128.4326 | 122.4 | 126.6927 | -152.2 | -158.612 | -160 | -167.6219 | -164 | -171.7316 | -163.9 | -171.8197 | 318.5704 | 322
2020-11-03 17:00 | -53 | -53.6004 | 41.167 | 41.368 | 62.3403 | 62.3821 | -53 | -53.7587 | -189.5189 | 190.1727 | -189.5189 | 190.1727 | -34.9574 | 97.7945 | 123.6 | 128.1646 | 122.7 | 126.9057 | -155.5 | -162.1541 | -162.4 | -169.7848 | -166.2 | -174.0856 | -166.1 | -173.9816 | 315.7455 | 319.8084
2020-11-03 17:30 | -38 | -39.8497 | 53.3333 | 53.3696 | 55.6732 | 56.7407 | -38 | -39.5601 | -182.9538 | 184.5422 | -182.9538 | 184.5422 | -43.3551 | 92.9243 | 121.5 | 126.552 | 122.4 | 127.4163 | -152 | -159.1656 | -160 | -168.1707 | -163.9 | -172.5339 | -163.7 | -172.5655 | 321.0918 | 324.12
2020-11-03 18:00 | -19 | -24.8395 | 73.622 | 73.9041 | 37.5461 | 40.8306 | -19 | -24.8395 | -152.3425 | 154.9175 | -152.3425 | 154.9175 | -32.2913 | 68.9449 | 122.7 | 127.3771 | 122.1 | 126.7187 | -154.2 | -160.3596 | -162.7 | -171.016 | -166.4 | -175.0321 | -166.5 | -175.4437 | 319.616 | 319.9874
2020-11-03 18:30 | -6 | -18.0278 | 86.2622 | 86.5334 | 27.5499 | 32.3363 | -6 | -17.088 | -136.6 | 139.7399 | -136.6 | 139.7399 | -21.4271 | 65.749 | 120.6 | 125.773 | 122.1 | 127.2965 | -151.7 | -159.4818 | -161.2 | -170.6313 | -165.3 | -175.0028 | -165.2 | -174.9223 | 320.8233 | 321.0893
2020-11-03 19:00 | -6 | -19.9249 | 81.244 | 81.8082 | 31.6821 | 36.2658 | -6 | -19.9249 | -139.9925 | 143.2694 | -139.9925 | 143.2694 | -20.2324 | 67.9036 | 121.2 | 126.6057 | 121.8 | 127.3542 | -151.7 | -159.7275 | -160.8 | -171.0766 | -165.2 | -175.7243 | -164.9 | -175.4424 | 321.0815 | 321.3864
2020-11-03 19:30 | -35 | -37.3363 | 53.3132 | 53.412 | 60.7034 | 61.9195 | -34 | -36.4006 | -181.4314 | 183.2084 | -181.4314 | 183.2084 | -14.1504 | 66.0084 | 120.9 | 126.5822 | 121.8 | 127.3542 | -151.8 | -160.1064 | -161.5 | -171.2732 | -165.3 | -175.9551 | -165.1 | -175.6826 | 315.9648 | 316.2903
2020-11-03 20:00 | -52 | -53.8516 | 36.5477 | 37.5922 | 73.9317 | 75.0344 | -52 | -54.1202 | -193.0774 | 195.1237 | -193.0774 | 195.1237 | -17.3145 | 60.8409 | 122.1 | 127.7289 | 122.1 | 127.7289 | -152.2 | -160.265 | -159.9 | -170.026 | -164.5 | -174.8621 | -164.6 | -175.1262 | 286.857 | 286.9812
2020-11-03 20:30 | -59 | -60.208 | 27.8776 | 29.0946 | 77.4475 | 77.8782 | -60 | -61.1882 | -198.3765 | 199.408 | -198.3765 | 199.408 | -6.504 | 69.5264 | 122.7 | 128.7489 | 123 | 128.8548 | -154 | -162.4466 | -159.8 | -169.4277 | -164.1 | -174.1485 | -163.9 | -173.9601 | 269.1851 | 269.6528
2020-11-03 21:00 | -57 | -58.4637 | 26.6619 | 28.2787 | 73.7069 | 74.2527 | -56 | -57.2713 | -177.8598 | 179.3152 | -177.8598 | 179.3152 | 0.80139 | 66.1806 | 123.3 | 128.9641 | 124.8 | 130.3989 | -154.5 | -162.9842 | -158.3 | -168.4642 | -161.9 | -172.6416 | -162.1 | -172.8034 | 233.5992 | 234.1672
2020-11-03 21:30 | -40 | -40.6079 | 37.8326 | 38.2847 | 58.0051 | 58.1378 | -40 | -40.6079 | -163.437 | 163.6973 | -163.437 | 163.6973 | 21.4808 | 72.4362 | 123.3 | 129.5951 | 123.9 | 130.2584 | -155.2 | -163.925 | -159.1 | -169.6989 | -162.9 | -173.9128 | -162.7 | -173.473 | 230.159 | 230.5981
2020-11-03 22:00 | -40 | -41 | 37.4732 | 38.6255 | 53.4201 | 53.8155 | -40 | -41 | -159.2722 | 159.4831 | -159.2722 | 159.4831 | 37.6862 | 88.854 | 124.8 | 131.1148 | 124.2 | 130.5438 | -156.2 | -165.3901 | -158.9 | -168.7982 | -162.4 | -172.8237 | -162.3 | -172.6474 | 223.1457 | 224.1602
2020-11-03 22:30 | -35 | -35.6931 | 33.6248 | 34.5819 | 54.2633 | 54.3085 | -39 | -39.6232 | -163.0123 | 163.0234 | -163.0123 | 163.0234 | 42.7569 | 91.1439 | 126 | 132.0763 | 126 | 132.2575 | -155.8 | -166.0388 | -156.8 | -169.3305 | -161.5 | -173.1931 | -160.1 | -172.432 | 196.7919 | 197.7932
2020-11-03 23:00 | -52 | -52 | 19.2297 | 19.3061 | 67.5103 | 68.1676 | -52 | -52 | -183.0313 | 183.2479 | -183.0313 | 183.2479 | 38.6889 | 91.0978 | 125.7 | 132.3422 | 126 | 132.9108 | -158.4 | -168.4721 | -158.4 | -170.2845 | -161.9 | -174.1644 | -161.7 | -174.0895 | 177.2583 | 179.4832
2020-11-03 23:30 | -64 | -64.0312 | 6.8611 | 7.6553 | 79.4184 | 80.0876 | -63 | -63.0317 | -207.0797 | 207.2187 | -207.0797 | 207.2187 | 31.4049 | 92.4806 | 125.4 | 131.686 | 126.9 | 133.0249 | -156.1 | -166.4825 | -156.3 | -166.4807 | -160.1 | -170.1802 | -160 | -170.0522 | 195.236 | 196.6795
2020-11-04 | -67 | -67.1863 | 1.5492 | 5.8156 | 81.4684 | 82.6862 | -67 | -67.1863 | -198.7733 | 199.3083 | -198.7733 | 199.3083 | 37.667 | 88.961 | 125.4 | 131.9635 | 126 | 132.349 | -156.8 | -166.1645 | -156.8 | -166.4722 | -160.4 | -170.2564 | -160.2 | -169.8648 | 191.4023 | 191.7025
2020-11-04 00:30 | -69 | -69.2604 | 4.3233 | 6.5921 | 75.611 | 76.9936 | -68 | -68.2642 | -175.8137 | 176.3344 | -175.8137 | 176.3344 | 33.7607 | 85.1412 | 126.9 | 133.5758 | 127.8 | 134.1547 | -157.6 | -169.0777 | -156.7 | -166.7792 | -161 | -170.3162 | -160.7 | -171.2229 | 160.6164 | 161.0592
2020-11-04 01:00 | -77 | -77.4145 | -10.2184 | 12.0172 | 88.7591 | 90.1158 | -76 | -76.4199 | -187.7972 | 188.4354 | -187.7972 | 188.4354 | 47.9666 | 94.3815 | 125.4 | 132.5352 | 124.8 | 131.8704 | -157.7 | -167.4148 | -157 | -167.0269 | -160.2 | -170.8289 | -160 | -170.976 | 178.1336 | 179.2726
2020-11-04 01:30 | -74 | -74.5453 | -9.3863 | 11.7635 | 86.9787 | 88.5272 | -73 | -73.5527 | -183.5217 | 184.2555 | -183.5217 | 184.2555 | 53.8011 | 97.815 | 126.3 | 132.7265 | 126.6 | 133.1044 | -157.1 | -167.1551 | -156.3 | -165.4208 | -159.2 | -169.9403 | -159.1 | -169.5242 | 161.9157 | 163.5556
2020-11-04 02:00 | -72 | -72.4431 | -6.6032 | 8.5585 | 82.4496 | 83.9412 | -75 | -75.4255 | -175.6872 | 176.3566 | -175.6872 | 176.3566 | 59.2662 | 101.6218 | 128.4 | 134.8175 | 128.7 | 135.3798 | -159.6 | -169.838 | -158.6 | -168.1809 | -162.4 | -171.9835 | -161.5 | -172.2158 | 159.4892 | 161.0574
2020-11-04 02:30 | -63 | -63.5059 | 0.3693 | 4.7355 | 75.2682 | 76.9813 | -63 | -63.5059 | -165.1865 | 165.9224 | -165.1865 | 165.9224 | 62.5064 | 105.5516 | 126.3 | 132.819 | 127.5 | 134.146 | -158.4 | -167.8215 | -157 | -166.976 | -160.5 | -171.0946 | -160.1 | -170.3786 | 157.2956 | 158.5222
2020-11-04 03:00 | -68 | -69.2604 | -3.9592 | 5.0107 | 80.0268 | 81.2032 | -68 | -68.1836 | -181.5877 | 182.2607 | -181.5877 | 182.2607 | 72.7965 | 114.1346 | 126.9 | 134.2462 | 126.3 | 133.7778 | -159.4 | -170.8526 | -158 | -169.0936 | -162 | -173.4589 | -161.6 | -173.2442 | 171.5555 | 172.0951
2020-11-04 03:30 | -55 | -55 | 16.8452 | 17.1702 | 60.9044 | 61.5559 | -54 | -55 | -152.9905 | 153.2993 | -152.9905 | 153.2993 | 71.1289 | 105.9336 | 126.3 | 133.7778 | 126.9 | 134.1487 | -156.8 | -168.3468 | -155.8 | -168.357 | -159.3 | -172.1644 | -159.3 | -172.5462 | 173.638 | 176.2658
2020-11-04 04:00 | -41 | -41.0122 | 25.8146 | 26.3566 | 54.832 | 55.1804 | -41 | -41.0122 | -145.1626 | 145.268 | -145.1626 | 145.268 | 67.0598 | 103.247 | 126.3 | 133.7778 | 126.9 | 134.2462 | -158 | -169.3305 | -156.7 | -169.1525 | -160.2 | -173.0524 | -159.8 | -172.7789 | 166.1959 | 169.1548
2020-11-04 04:30 | -36 | -36.1248 | 35.6294 | 36.1102 | 49.9468 | 50.0577 | -36 | -36.2215 | -140.2451 | 140.253 | -140.2451 | 140.253 | 59.6224 | 96.0929 | 127.2 | 133.8609 | 127.5 | 134.5238 | -158.1 | -168.6803 | -157.3 | -169.1145 | -160.7 | -172.8473 | -160.4 | -172.6227 | 182.4274 | 185.3187
2020-11-04 05:00 | -24 | -25 | 49.5764 | 49.96 | 41.2092 | 41.7469 | -24 | -25 | -129.8113 | 129.9258 | -129.8113 | 129.9258 | 43.4579 | 82.814 | 127.8 | 134.146 | 127.8 | 134.4311 | -157.7 | -167.5158 | -157.5 | -168.7202 | -160.6 | -172.1521 | -160.3 | -171.9295 | 183.5588 | 186.9508
2020-11-04 05:30 | -22 | -24.1661 | 58.3541 | 58.6779 | 38.6742 | 40.1069 | -22 | -24.1661 | -126.6973 | 127.189 | -126.6973 | 127.189 | 47.9695 | 83.7735 | 123.9 | 129.8033 | 126 | 131.8093 | -156.4 | -165.4598 | -157.2 | -167.6933 | -160.8 | -171.5297 | -160.7 | -171.5707 | 232.4624 | 235.2638
2020-11-04 06:00 | -12 | -17.6918 | 69.5326 | 69.7016 | 34.0559 | 36.3493 | -12 | -17.6918 | -130.6979 | 131.2662 | -130.6979 | 131.2662 | 40.2972 | 79.5199 | 126 | 131.2921 | 126.6 | 131.9523 | -156 | -164.1606 | -158.3 | -167.3216 | -161.9 | -171.0193 | -161.7 | -171.0897 | 278.794 | 285.2291
2020-11-04 06:30 | -19 | -23.0217 | 73.8425 | 73.8636 | 36.8898 | 38.5905 | -19 | -23.0217 | -141.3618 | 141.9221 | -141.3618 | 141.9221 | 24.4899 | 48.9374 | 124.5 | 127.5879 | 124.8 | 127.6242 | -156 | -160.4908 | -159.5 | -164.9371 | -163.3 | -168.8157 | -163.2 | -168.841 | 297.7371 | 301.593
2020-11-04 07:00 | -24 | -28.3019 | 68.2386 | 68.3022 | 46.8337 | 50.0312 | -24 | -28.3019 | -154.3148 | 156.2906 | -154.3148 | 156.2906 | 4.9252 | 37.3198 | 123 | 125.3774 | 123.3 | 125.8488 | -154.8 | -158.5762 | -160.4 | -164.9325 | -164.5 | -169.1526 | -164 | -168.6898 | 323.3065 | 328.3671
2020-11-04 07:30 | -32 | -34.9285 | 60.5518 | 60.6166 | 53.0686 | 55.193 | -32 | -34.9285 | -161.243 | 162.8966 | -161.243 | 162.8966 | 12.1214 | 43.5234 | 122.1 | 124.4364 | 123.6 | 126.0243 | -155.2 | -158.9235 | -161.2 | -165.7106 | -165.2 | -169.7641 | -164.9 | -169.5649 | 342.9887 | 348.8312
2020-11-04 08:00 | -35 | -37.3363 | 50.8005 | 50.9367 | 53.6112 | 55.3546 | -35 | -37.3363 | -153.5188 | 155.61 | -153.5188 | 155.61 | -3.4157 | 35.4959 | 123.9 | 126.4367 | 123.6 | 126.0243 | -153.3 | -156.9604 | -160.9 | -165.2122 | -164.7 | -169.0494 | -164.5 | -168.8846 | 345.7914 | 354.3404
2020-11-04 08:30 | -39 | -43.8292 | 54.2821 | 54.8575 | 55.6719 | 59.5274 | -38 | -42.9418 | -157.8614 | 162.6938 | -157.8614 | 162.6938 | -5.8493 | 30.8084 | 123.9 | 126.035 | 123.9 | 126.0903 | -154.8 | -157.9525 | -160.5 | -164.3791 | -163.7 | -167.5475 | -163.9 | -167.7217 | 339.1543 | 348.2125
2020-11-04 09:00 | -36 | -39 | 60.8627 | 60.8698 | 55.045 | 57.4533 | -36 | -39 | -154.6163 | 158.27 | -154.6163 | 158.27 | 1.883 | 36.7491 | 123.3 | 125.5571 | 124.8 | 126.9748 | -155.6 | -158.9989 | -160.9 | -165.0102 | -164.8 | -169.0349 | -164.7 | -168.982 | 324.4912 | 331.9044
2020-11-04 09:30 | -45 | -46.5725 | 55.8035 | 56.095 | 64.1736 | 65.4823 | -46 | -47.8017 | -170.0797 | 172.934 | -170.0797 | 172.934 | -9.4346 | 48.9828 | 124.2 | 126.8514 | 123.6 | 126.388 | -155.3 | -159.4406 | -162.2 | -166.7066 | -166.2 | -170.7374 | -166 | -170.5887 | 355.7204 | 367.5256
2020-11-04 10:00 | -57 | -58.0517 | 45.5966 | 46.2974 | 77.0644 | 77.7139 | -57 | -58.2495 | -186.7782 | 188.9708 | -186.7782 | 188.9708 | -1.4867 | 54.2022 | 130.5 | 133.3867 | 128.4 | 131.2701 | -160.3 | -165.3123 | -167.4 | -172.5641 | -171.3 | -176.6876 | -171 | -176.3962 | 351.9739 | 363.6845
2020-11-04 10:30 | -57 | -58.0517 | 41.5586 | 41.9513 | 77.1019 | 77.7393 | -57 | -58.0517 | -189.3408 | 191.7095 | -189.3408 | 191.7095 | -9.0756 | 50.7263 | 129 | 131.8571 | 131.1 | 133.9738 | -163.4 | -168.1536 | -170.2 | -175.1628 | -174.5 | -179.5302 | -174.1 | -179.2123 | 349.5205 | 361.5896
2020-11-04 11:00 | -57 | -57.5587 | 32.4599 | 32.8278 | 71.1296 | 71.3037 | -57 | -57.5587 | -180.4855 | 182.1076 | -180.4855 | 182.1076 | -7.1151 | 56.2481 | 132.3 | 135.2721 | 132 | 135.1696 | -164.3 | -169.4847 | -170.7 | -176.2298 | -175 | -180.7403 | -174.7 | -180.3528 | 356.5902 | 368.6581
2020-11-04 11:30 | -60 | -60.407 | 35.1583 | 36.2571 | 79.8879 | 79.941 | -59 | -59.4138 | -187.5715 | 188.7381 | -187.5715 | 188.7381 | 7.444 | 60.2856 | 131.4 | 134.3293 | 131.7 | 134.6228 | -164.8 | -169.3749 | -170.5 | -175.5253 | -174.5 | -179.5537 | -174.4 | -179.575 | 346.3362 | 357.7426
2020-11-04 12:00 | -69 | -69.2604 | 22.2688 | 24.7649 | 93.4457 | 93.451 | -69 | -69.2604 | -198.0302 | 198.6501 | -198.0302 | 198.6501 | -1.79 | 50.8404 | 130.2 | 135.41 | 130.2 | 135.7446 | -162.9 | -170.667 | -169.5 | -177.4444 | -173.8 | -181.848 | -173.5 | -181.5908 | 351.7676 | 365.2343
2020-11-04 12:30 | -60 | -60.2993 | 38.3069 | 39.5048 | 82.1651 | 82.213 | -60 | -60.2993 | -185.1961 | 186.1925 | -185.1961 | 186.1925 | -13.7417 | 40.6325 | 129.9 | 131.7331 | 129 | 130.8963 | -164 | -167.2283 | -168.2 | -171.7219 | -172.3 | -175.7809 | -172 | -175.5476 | 329.9585 | 341.0998
2020-11-04 13:00 | -66 | -66.1211 | 27.4242 | 29.1128 | 88.3692 | 88.4012 | -65 | -65.123 | -191.9096 | 192.713 | -191.9096 | 192.713 | -22.0945 | 59.7348 | 134.1 | 136.0245 | 134.7 | 136.616 | -166.4 | -169.5826 | -171 | -174.3474 | -175 | -178.4266 | -174.9 | -178.348 | 314.2797 | 323.795
2020-11-04 13:30 | -78 | -78 | 18.8018 | 21.9965 | 95.507 | 95.5149 | -77 | -77.0065 | -192.4214 | 192.7371 | -192.4214 | 192.7371 | -7.1875 | 62.5793 | 132.6 | 134.9176 | 132 | 134.4977 | -166.4 | -170.4639 | -171.2 | -173.8607 | -175.2 | -177.8867 | -175.2 | -177.9564 | 318.9707 | 327.9565
2020-11-04 14:00 | -84 | -84.0238 | 6.2328 | 14.352 | 100.3223 | 100.4573 | -85 | -85.0235 | -208.7824 | 208.8462 | -208.7824 | 208.8462 | -5.3754 | 60.189 | 131.7 | 132.6207 | 132.3 | 133.5597 | -166.7 | -168.7309 | -173.6 | -175.8916 | -177.6 | -179.904 | -177.5 | -179.8053 | 323.388 | 331.358
2020-11-04 14:30 | -80 | -80.0062 | 15 | 19.3523 | 98.8087 | 98.9775 | -80 | -81.0062 | -207.2744 | 207.3385 | -207.2744 | 207.3385 | 7.5993 | 59.9722 | 132 | 133.3462 | 131.7 | 133.3168 | -165.9 | -168.2797 | -171.4 | -174.0576 | -175.5 | -178.1822 | -175.5 | -178.2693 | 313.8369 | 321.2232
2020-11-04 15:00 | -78 | -78 | 12.4838 | 14.0796 | 101.3675 | 101.3684 | -78 | -78 | -214.071 | 214.4305 | -214.071 | 214.4305 | 5.5527 | 63.5875 | 132 | 134.8546 | 133.2 | 135.733 | -166.1 | -170.5488 | -172 | -176.796 | -176 | -180.8495 | -175.9 | -180.8447 | 332.9869 | 339.9288
2020-11-04 15:30 | -96 | -96 | 2.3322 | 11.5318 | 115.1272 | 115.1813 | -97 | -97 | -234.9884 | 235.0667 | -234.9884 | 235.0667 | 9.0893 | 60.6122 | 132.9 | 135.1033 | 133.2 | 135.6189 | -165.8 | -169.7059 | -171.6 | -175.8878 | -175.8 | -180.1829 | -175.4 | -179.8147 | 340.6724 | 346.8421
2020-11-04 16:00 | -98 | -98.0816 | 2.5706 | 13.5719 | 116.9968 | 117.1517 | -97 | -97.0464 | -241.2894 | 241.3029 | -241.2894 | 241.3029 | 5.9569 | 60.5734 | 140.7 | 143.4982 | 138.6 | 141.263 | -175.9 | -180.9114 | -181.2 | -186.5367 | -185.8 | -191.1953 | -185.7 | -191.1929 | 328.2439 | 338.907
2020-11-04 16:30 | -89 | -89.0225 | 10.7533 | 15.4405 | 109.0965 | 109.2139 | -89 | -89.0056 | -234.2206 | 234.2731 | -234.2206 | 234.2731 | -14.7957 | 58.7541 | 140.4 | 142.9726 | 140.1 | 142.6215 | -173.1 | -178.0052 | -178.6 | -183.8211 | -182.6 | -187.8734 | -182.4 | -187.7262 | 325.7459 | 335.5581
2020-11-04 17:00 | -97 | -97.2523 | 6.1084 | 18.2061 | 115.4424 | 115.8675 | -96 | -96.2549 | -243.0943 | 243.1133 | -243.0943 | 243.1133 | 0.83491 | 63.6427 | 141.9 | 144.2264 | 141.3 | 143.5825 | -175.9 | -180.3907 | -182.6 | -187.5034 | -187.6 | -192.5097 | -187.4 | -192.4505 | 349.4159 | 358.1047
2020-11-04 17:30 | -93 | -93.1933 | 9.0856 | 19.0712 | 111.2796 | 111.6644 | -94 | -94.1329 | -237.8342 | 237.8494 | -237.8342 | 237.8494 | -5.0133 | 63.6936 | 144 | 145.5232 | 144 | 145.4802 | -177.7 | -180.6836 | -184.2 | -188.1397 | -188.3 | -192.2761 | -188.5 | -192.5941 | 330.0386 | 337.6007
2020-11-04 18:00 | -84 | -84.1487 | 15.1321 | 18.0841 | 104.0009 | 104.0972 | -83 | -83.1505 | -226.753 | 226.7934 | -226.753 | 226.7934 | 4.7566 | 63.1174 | 141.9 | 143.58 | 142.2 | 143.9691 | -177.5 | -180.9565 | -183.3 | -187.7209 | -188 | -192.4615 | -187.7 | -192.2115 | 328.4554 | 335.5225
2020-11-04 18:30 | -94 | -94.6414 | 5.7442 | 21.306 | 113.2732 | 114.2082 | -93 | -93.6483 | -239.662 | 239.9803 | -239.662 | 239.9803 | -1.4401 | 56.2684 | 142.5 | 144.1278 | 141.9 | 143.5345 | -177.9 | -181.1575 | -183.2 | -187.4522 | -187.9 | -192.2082 | -188 | -192.4615 | 293.0274 | 299.6652
2020-11-04 19:00 | -89 | -89.2749 | 11.6588 | 21.5683 | 110.282 | 110.839 | -89 | -89.3588 | -248.2787 | 248.4765 | -248.2787 | 248.4765 | 15.1618 | 62.9397 | 141 | 142.342 | 142.5 | 143.7877 | -178.2 | -181.1394 | -183.2 | -186.899 | -187.5 | -191.2723 | -187.5 | -191.4522 | 300.1638 | 305.7682
2020-11-04 19:30 | -84 | -84.4808 | 16.9316 | 26.0005 | 104.5642 | 105.3019 | -83 | -83.4865 | -242.0371 | 242.2728 | -242.0371 | 242.2728 | 5.4508 | 61.7883 | 141.3 | 142.852 | 141.9 | 143.4019 | -177.9 | -181.1387 | -181.3 | -185.2807 | -185.3 | -189.3597 | -185.5 | -189.6381 | 280.9945 | 288.8238
2020-11-04 20:00 | -77 | -77.3175 | 22.1066 | 26.9443 | 96.6571 | 97.2105 | -78 | -78.2304 | -224.1211 | 224.2704 | -224.1211 | 224.2704 | 22.1841 | 70.1758 | 142.2 | 144.6299 | 142.5 | 144.8705 | -177.9 | -182.631 | -180.5 | -186.0977 | -184.9 | -190.4391 | -185 | -190.7544 | 286.4822 | 294.1998
2020-11-04 20:30 | -70 | -70.5762 | 25.3526 | 30.7294 | 88.917 | 89.977 | -69 | -70.5762 | -207.0778 | 207.5082 | -207.0778 | 207.5082 | 30.9396 | 61.3224 | 141 | 141.4362 | 143.4 | 143.7839 | -178.7 | -179.8421 | -180.8 | -182.6315 | -185 | -186.9025 | -184.8 | -186.7765 | 269.1615 | 272.0546
2020-11-04 21:00 | -71 | -71.5681 | 21.9974 | 26.7383 | 88.9278 | 89.8067 | -71 | -71.4493 | -206.7 | 207.3182 | -206.7 | 207.3182 | 45.4825 | 67.8694 | 142.2 | 142.3822 | 143.1 | 143.3291 | -177.7 | -178.332 | -179.2 | -180.3574 | -183.6 | -184.8199 | -183.5 | -184.7552 | 255.2127 | 255.3914
2020-11-04 21:30 | -68 | -68.2642 | 20.5404 | 23.8628 | 86.5802 | 87.2547 | -67 | -67.2681 | -202.4189 | 202.8854 | -202.4189 | 202.8854 | 53.6002 | 97.6625 | 142.2 | 144.1125 | 142.2 | 144.3636 | -178.5 | -182.8615 | -179.3 | -183.4713 | -183.7 | -187.9409 | -183.4 | -187.7541 | 226.1745 | 231.2465
2020-11-04 22:00 | -68 | -68.3593 | 17.6117 | 20.6209 | 84.2777 | 85.1985 | -67 | -67.2681 | -193.1 | 193.7413 | -193.1 | 193.7413 | 68.6227 | 108.6858 | 144.6 | 146.8836 | 144.6 | 146.8312 | -179.7 | -184.6176 | -179.3 | -183.9464 | -183.5 | -188.1343 | -183.2 | -187.9528 | 201.9478 | 208.7385
2020-11-04 22:30 | -66 | -66.3702 | 16.9611 | 20.2964 | 83.0109 | 84.1127 | -66 | -66.3702 | -193.6372 | 194.2707 | -193.6372 | 194.2707 | 76.4811 | 115.417 | 146.1 | 148.6287 | 144.3 | 146.9158 | -181.8 | -187.0488 | -180.6 | -185.6306 | -185.2 | -190.2401 | -184.7 | -189.9384 | 189.3973 | 195.6678
2020-11-04 23:00 | -61 | -61.5224 | 17.7476 | 20.3525 | 78.9988 | 80.3361 | -60 | -60.407 | -196.1334 | 196.9241 | -196.1334 | 196.9241 | 76.3427 | 114.8441 | 145.5 | 148.039 | 147.3 | 149.9751 | -183.5 | -189.1535 | -181 | -186.0608 | -185.3 | -190.4754 | -185.1 | -190.4915 | 192.6118 | 198.5156
2020-11-04 23:30 | -68 | -68.469 | 12.7883 | 16.0779 | 82.5349 | 83.7935 | -68 | -68.593 | -201.8337 | 202.3466 | -201.8337 | 202.3466 | 66.1537 | 106.3926 | 147.6 | 149.9424 | 147.3 | 149.8085 | -183 | -188.3092 | -181.1 | -185.9745 | -185.4 | -190.3892 | -185.1 | -190.2578 | 183.5877 | 190.4151
2020-11-05 | -69 | -69.5845 | 6.2138 | 11.453 | 84.6935 | 86.2275 | -70 | -70.5762 | -200.5047 | 201.5096 | -200.5047 | 201.5096 | 75.9336 | 115.0448 | 147.9 | 150.3985 | 147.3 | 149.8634 | -185 | -190.585 | -181.8 | -186.8391 | -186.5 | -191.7123 | -186 | -191.3661 | 179.7693 | 187.8423
2020-11-05 00:30 | -64 | -64.6297 | 8.4945 | 12.9242 | 80.0487 | 81.8395 | -64 | -64.6297 | -191.0351 | 192.564 | -191.0351 | 192.564 | 91.3427 | 125.0744 | 147 | 149.2469 | 147.9 | 150.2907 | -184.3 | -189.2953 | -182.8 | -187.6078 | -187.5 | -192.3899 | -186.9 | -191.9409 | 201.5461 | 210.15
2020-11-05 01:00 | -71 | -71.7008 | 1.5966 | 9.9766 | 84.8564 | 86.6257 | -71 | -71.7008 | -186.8008 | 188.3428 | -186.8008 | 188.3428 | 101.0728 | 132.184 | 146.1 | 148.5197 | 147.6 | 150.1583 | -183.4 | -188.5577 | -182.8 | -187.6755 | -186.8 | -191.7077 | -186.9 | -192.0323 | 202.5258 | 210.0429
2020-11-05 01:30 | -72 | -72.8354 | -0.78383 | 10.383 | 86.0233 | 87.9025 | -72 | -72.6911 | -188.9517 | 190.6569 | -188.9517 | 190.6569 | 110.905 | 139.2812 | 149.1 | 151.3672 | 148.8 | 151.2298 | -185.2 | -190.2809 | -183.5 | -188.3574 | -187.5 | -192.3899 | -187.6 | -192.7366 | 196.8668 | 205.3049
2020-11-05 02:00 | -71 | -71.8471 | 3.8231 | 10.4346 | 80.0023 | 82.1662 | -71 | -71.8471 | -179.1119 | 181.1486 | -179.1119 | 181.1486 | 116.6875 | 143.9424 | 149.7 | 152.1689 | 149.7 | 152.223 | -184.3 | -189.6433 | -182.8 | -187.7894 | -187.3 | -192.3759 | -187.3 | -192.6299 | 195.2028 | 203.3114
2020-11-05 02:30 | -71 | -72.3671 | -4.5228 | 12.4601 | 87.892 | 90.2581 | -70 | -71.1969 | -189.1376 | 191.4766 | -189.1376 | 191.4766 | 111.6273 | 141.2194 | 149.7 | 152.5021 | 150 | 152.7966 | -187.3 | -192.913 | -184.6 | -190.0294 | -189 | -194.541 | -188.4 | -194.1257 | 173.0361 | 180.0742
2020-11-05 03:00 | -66 | -66.9104 | 3.3466 | 10.6232 | 80.4337 | 82.6813 | -66 | -66.9104 | -174.1254 | 176.0709 | -174.1254 | 176.0709 | 113.5543 | 142.5122 | 149.1 | 151.7434 | 149.4 | 151.9828 | -187.1 | -193.1094 | -184.3 | -189.8328 | -188.6 | -194.3195 | -188.3 | -194.1743 | 176.006 | 182.4509
2020-11-05 03:30 | -69 | -69.7209 | 10.7162 | 12.9569 | 74.1468 | 75.9138 | -70 | -70.7107 | -169.6958 | 171.3001 | -169.6958 | 171.3001 | 113.9013 | 145.0026 | 148.5 | 151.267 | 148.8 | 151.6766 | -186.2 | -191.7262 | -183.6 | -188.729 | -189.2 | -194.501 | -188.8 | -194.2758 | 177.7779 | 186.0056
2020-11-05 04:00 | -56 | -56.3205 | 6.2233 | 9.1058 | 80.5435 | 81.6951 | -56 | -56.3205 | -180.1223 | 181.1183 | -180.1223 | 181.1183 | 109.6279 | 141.144 | 148.8 | 151.1765 | 148.2 | 150.586 | -185.5 | -190.7396 | -183.3 | -188.2305 | -187.3 | -192.3077 | -186.4 | -191.5688 | 192.4816 | 199.8918
2020-11-05 04:30 | -68 | -68.2642 | 5.5039 | 9.1481 | 84.2053 | 85.2413 | -68 | -68.2642 | -185.2877 | 186.0883 | -185.2877 | 186.0883 | 103.1663 | 135.2419 | 149.7 | 151.8563 | 148.8 | 150.9692 | -186.2 | -191.3051 | -185.1 | -189.8718 | -189.2 | -194.047 | -188.2 | -193.1618 | 198.0947 | 203.8488
2020-11-05 05:00 | -67 | -67.0671 | 10.9023 | 13.063 | 83.3432 | 83.9561 | -66 | -66.1211 | -187.8128 | 188.1149 | -187.8128 | 188.1149 | 88.8346 | 123.4221 | 148.5 | 150.4269 | 149.1 | 151.0192 | -185.2 | -189.825 | -184 | -188.3284 | -188.4 | -192.8523 | -188 | -192.6344 | 213.3956 | 219.1431
2020-11-05 05:30 | -75 | -73.1095 | 12.0778 | 16.338 | 90.3144 | 90.8476 | -74 | -74.1687 | -204.574 | 204.7848 | -204.574 | 204.7848 | 55.2488 | 92.6026 | 148.8 | 150.6287 | 148.5 | 150.2859 | -186 | -189.994 | -183.8 | -188.6263 | -188.4 | -192.4895 | -189.2 | -193.0021 | 212.7908 | 214.8278
2020-11-05 06:00 | -75 | -73 | 15.1795 | 17.9077 | 91.6155 | 91.8218 | -74 | -72.0069 | -216.6312 | 216.6516 | -216.6312 | 216.6516 | 41.2264 | 83.1942 | 146.7 | 148.1532 | 147.9 | 149.3834 | -184.7 | -188.1375 | -185.1 | -188.1249 | -189.6 | -192.6068 | -189.2 | -192.284 | 256.484 | 256.9252
2020-11-05 06:30 | -54 | -54.231 | 39.8267 | 40.3198 | 74.8172 | 74.8231 | -54 | -54.231 | -199.4241 | 199.7207 | -199.4241 | 199.7207 | 0.53705 | 59.9167 | 143.7 | 144.7139 | 144.3 | 145.3815 | -179.6 | -182.3588 | -182.2 | -185.1111 | -186.7 | -189.6115 | -186.8 | -189.6365 | 271.2144 | 271.2862
2020-11-05 07:00 | -63 | -63 | 25.9169 | 27.9628 | 84.2894 | 84.3466 | -64 | -64.0312 | -205.9055 | 206.0495 | -205.9055 | 206.0495 | -8.3116 | 64.047 | 137.1 | 138.5224 | 135.3 | 136.7849 | -169.7 | -172.6171 | -173.9 | -176.5372 | -177 | -179.5748 | -177.2 | -179.7888 | 306.8164 | 306.9679
2020-11-05 07:30 | -77 | -77 | 10.4641 | 16.4207 | 94.7422 | 94.9338 | -78 | -78 | -217.5254 | 217.5337 | -217.5254 | 217.5337 | -21.6785 | 63.0165 | 117.6 | 119.6771 | 118.2 | 120.3789 | -147.5 | -150.1528 | -154.6 | -156.8548 | -157.6 | -159.7794 | -157.3 | -159.5166 | 322.4595 | 322.53
2020-11-05 08:00 | -88 | -88.2043 | -4.0278 | 16.9755 | 104.856 | 105.3631 | -87 | -87.2066 | -227.7602 | 227.7927 | -227.7602 | 227.7927 | -39.32 | 65.9647 | 90.9 | 92.9056 | 90.3 | 92.1957 | -114.7 | -115.9677 | -124.7 | -125.735 | -128 | -129.0337 | -128.1 | -129.0591 | 386.3961 | 386.4134
2020-11-05 08:30 | -104 | -105.0762 | -21.4722 | 32.5085 | 117.2849 | 118.4961 | -103 | -104.0865 | -242.0664 | 242.3187 | -242.0664 | 242.3187 | -25.0245 | 61.7092 | 90.9 | 93.0958 | 90.3 | 92.7097 | -115.4 | -116.8894 | -125.1 | -126.3181 | -128.1 | -129.218 | -128.4 | -129.6142 | 386.2383 | 386.2555
2020-11-05 09:00 | -99 | -100.1299 | -20.0633 | 32.4794 | 111.5099 | 112.9293 | -98 | -99.1413 | -229.2115 | 229.6675 | -229.2115 | 229.6675 | -23.5932 | 70.114 | 90.3 | 93.2826 | 89.1 | 92.2757 | -113.3 | -115.532 | -122.2 | -123.8583 | -125.4 | -127.0808 | -125.2 | -126.835 | 384.5097 | 384.5112
2020-11-05 09:30 | -96 | -96.7471 | -18.4804 | 28.1845 | 103.7849 | 104.8351 | -96 | -96.6282 | -215.5756 | 215.9221 | -215.5756 | 215.9221 | -28.1398 | 81.0079 | 88.5 | 91.9362 | 88.8 | 92.0648 | -113.1 | -115.6601 | -122.9 | -124.889 | -126 | -128.1551 | -126.1 | -128.1092 | 374.3087 | 376.1921
2020-11-05 10:00 | -92 | -92.3472 | -30.1682 | 34.3684 | 106.5734 | 107.2448 | -91 | -91.351 | -214.3023 | 214.4217 | -214.3023 | 214.4217 | -18.4104 | 68.1911 | 89.4 | 92.1879 | 89.4 | 92.3362 | -113.4 | -115.5125 | -124.6 | -126.4755 | -127.6 | -129.5512 | -127.8 | -129.7139 | 371.3341 | 372.9001
2020-11-05 10:30 | -94 | -94.3398 | -32.6269 | 36.2819 | 105.8802 | 106.5224 | -92 | -92.3472 | -208.828 | 208.8993 | -208.828 | 208.8993 | -40.5946 | 78.871 | 88.5 | 91.6185 | 89.1 | 92.0457 | -112.6 | -114.925 | -125.4 | -127.1628 | -129.1 | -130.9611 | -128.9 | -130.7304 | 383.132 | 385.1413
2020-11-05 11:00 | -89 | -89.3588 | -22.8178 | 27.8254 | 94.9298 | 95.9043 | -89 | -89.3588 | -205.7561 | 205.9714 | -205.7561 | 205.9714 | -10.2119 | 66.8379 | 89.7 | 92.9332 | 90.3 | 93.5125 | -113.4 | -115.7289 | -125.4 | -127.3499 | -128.8 | -130.8551 | -128.6 | -130.6759 | 377.378 | 379.2305
2020-11-05 11:30 | -91 | -91.351 | -24.4905 | 28.8709 | 104.9462 | 105.6361 | -90 | -90.3549 | -213.2967 | 213.461 | -213.2967 | 213.461 | -24.1007 | 65.7694 | 95.4 | 98.0867 | 95.4 | 98.2302 | -119.4 | -121.6933 | -126.5 | -128.4505 | -129.3 | -131.4281 | -129.1 | -131.179 | 304.3665 | 304.5385
2020-11-05 12:00 | -87 | -87.4643 | -22.9044 | 27.6466 | 95.7629 | 96.8049 | -86 | -86.4697 | -203.8187 | 204.0247 | -203.8187 | 204.0247 | -19.2846 | 67.609 | 94.2 | 97.2093 | 94.5 | 97.5743 | -118.2 | -120.8307 | -124.8 | -126.9933 | -127.6 | -130.0102 | -127.9 | -130.1693 | 311.551 | 312.1866
2020-11-05 12:30 | -87 | -87.4643 | -22.1453 | 27.1999 | 98.9008 | 99.8797 | -87 | -87.4643 | -202.9912 | 203.2367 | -202.9912 | 203.2367 | -23.5097 | 65.819 | 93.6 | 96.6279 | 93.6 | 96.6279 | -118.1 | -120.6145 | -125.2 | -127.3496 | -128.1 | -130.3473 | -128 | -130.2306 | 306.9054 | 307.4647
2020-11-05 13:00 | -93 | -93.4345 | -13.6321 | 19.5421 | 93.9495 | 94.7635 | -93 | -93.4345 | -195.5679 | 195.6679 | -195.5679 | 195.6679 | -18.364 | 66.4184 | 92.7 | 95.832 | 92.7 | 95.6817 | -116.7 | -119.1828 | -124.4 | -126.5632 | -127.4 | -129.6224 | -127.4 | -129.5674 | 321.5299 | 322.2794
2020-11-05 13:30 | -85 | -85.2115 | -24.4723 | 27.997 | 101.411 | 102.0192 | -85 | -85.2115 | -198.2659 | 198.4274 | -198.2659 | 198.4274 | -9.3149 | 66.3069 | 93.9 | 97.0689 | 93.6 | 96.8554 | -117.7 | -120.2229 | -125.2 | -127.3864 | -128.4 | -130.7775 | -128.4 | -130.6792 | 322.9093 | 323.5251
2020-11-05 14:00 | -84 | -84.1487 | -15.3513 | 20.0058 | 98.3456 | 98.8832 | -83 | -83.2166 | -194.2425 | 194.4325 | -194.2425 | 194.4325 | 5.5787 | 64.1027 | 93.6 | 96.8554 | 93.6 | 96.8554 | -118 | -120.5779 | -126.2 | -128.5414 | -129 | -131.2873 | -128.8 | -131.1282 | 325.4317 | 325.6009
2020-11-05 14:30 | -80 | -80.1561 | -9.7631 | 15.6839 | 94.5594 | 95.1058 | -79 | -79.1581 | -184.7624 | 184.9115 | -184.7624 | 184.9115 | -10.7071 | 68.3053 | 92.7 | 96.1433 | 93.6 | 96.933 | -115.9 | -118.6721 | -125.3 | -127.7502 | -128.4 | -130.9272 | -128.3 | -130.7901 | 338.1527 | 338.4666
2020-11-05 15:00 | -93 | -93.5361 | -28.0075 | 31.785 | 109.5204 | 110.3277 | -94 | -94.4299 | -208.5789 | 208.9403 | -208.5789 | 208.9403 | -0.97821 | 65.8572 | 93.6 | 96.4083 | 93 | 96.3537 | -118 | -120.7586 | -128.1 | -130.3844 | -131.7 | -134.0893 | -131.4 | -133.7571 | 360.9132 | 361.0353
2020-11-05 15:30 | -90 | -90.4489 | -21.8205 | 25.3308 | 101.7357 | 102.5899 | -89 | -89.4539 | -206.5365 | 206.9518 | -206.5365 | 206.9518 | -9.7482 | 67.5427 | 94.5 | 97.7254 | 94.2 | 97.5125 | -118.7 | -121.2835 | -125.4 | -127.6948 | -129.3 | -131.7137 | -128.9 | -131.1848 | 353.8552 | 354.0823
2020-11-05 16:00 | -83 | -83.6002 | -11.703 | 19.2447 | 99.5069 | 100.6319 | -83 | -83.6002 | -200.3459 | 200.9581 | -200.3459 | 200.9581 | -28.3562 | 73.6573 | 92.7 | 96.0642 | 93.9 | 97.0689 | -118.1 | -120.7586 | -125.5 | -127.7327 | -128.7 | -131.0651 | -128.4 | -130.8303 | 348.3376 | 348.4335
2020-11-05 16:30 | -94 | -94.7629 | -13.4949 | 22.3062 | 100.8857 | 102.4186 | -95 | -95.5249 | -217.1085 | 217.9669 | -217.1085 | 217.9669 | -59.5809 | 88.8228 | 94.2 | 97.3591 | 94.5 | 97.8023 | -119.8 | -122.6102 | -126.5 | -128.9661 | -129.8 | -132.3198 | -129.4 | -131.8886 | 336.1737 | 336.852
2020-11-05 17:00 | -86 | -86.3713 | -2.5914 | 15.6765 | 103.7946 | 104.5657 | -86 | -86.3713 | -229.7273 | 230.0003 | -229.7273 | 230.0003 | -58.3628 | 90.3688 | 93.6 | 97.0114 | 94.2 | 97.5904 | -118.1 | -120.8216 | -125.5 | -127.8691 | -128.6 | -130.9884 | -128.5 | -130.8903 | 369.6535 | 370.1282
2020-11-05 17:30 | -88 | -88.3629 | 1.3546 | 15.3539 | 108.2718 | 108.7552 | -88 | -88.2043 | -236.2339 | 236.2765 | -236.2339 | 236.2765 | -57.6184 | 89.8931 | 93.3 | 96.4126 | 94.2 | 97.3591 | -118.3 | -120.8307 | -126.6 | -128.8362 | -129.5 | -131.7786 | -129.8 | -132.092 | 382.2753 | 382.5187
2020-11-05 18:00 | -82 | -82.0975 | 9.3543 | 15.8314 | 102.8707 | 103.2164 | -81 | -81.0987 | -232.4316 | 232.4442 | -232.4316 | 232.4442 | -53.1642 | 88.3895 | 93.6 | 96.8554 | 94.2 | 97.3591 | -117.9 | -120.5214 | -126.1 | -128.439 | -129.3 | -131.6757 | -129.3 | -131.7551 | 378.0404 | 378.2015
2020-11-05 18:30 | -63 | -63 | 35.6242 | 37.0166 | 84.8574 | 84.9835 | -63 | -63 | -211.3039 | 211.315 | -211.3039 | 211.315 | -37.1174 | 85.2506 | 92.7 | 95.9859 | 92.7 | 95.9859 | -116.5 | -119.0483 | -126.7 | -129.1043 | -129.9 | -132.3985 | -130.2 | -132.5755 | 406.4778 | 406.5691
2020-11-05 19:00 | -64 | -64.0078 | 37.6057 | 38.9132 | 86.6077 | 86.6487 | -63 | -63 | -215.1617 | 215.2494 | -215.1617 | 215.2494 | -47.0582 | 89.9673 | 93.9 | 96.9933 | 92.4 | 95.6186 | -117.1 | -119.656 | -127.4 | -129.6968 | -130.3 | -132.6766 | -130.2 | -132.5408 | 395.435 | 395.5959
2020-11-05 19:30 | -55 | -55.0818 | 48.8337 | 49.9543 | 80.0288 | 80.0295 | -55 | -55.0818 | -214.1789 | 214.4515 | -214.1789 | 214.4515 | -51.8744 | 91.1925 | 93 | 95.7541 | 93.3 | 96.1897 | -116.7 | -119.1022 | -127.4 | -129.4241 | -130.6 | -132.7959 | -130.6 | -132.6798 | 399.0776 | 399.5357
2020-11-05 20:00 | -57 | -57.1402 | 46.2781 | 46.9404 | 80.6889 | 80.6982 | -57 | -57.2189 | -215.7288 | 216.0774 | -215.7288 | 216.0774 | -47.0127 | 85.8668 | 92.7 | 95.6817 | 94.2 | 97.2093 | -118.2 | -120.6319 | -127.1 | -129.2908 | -130.1 | -132.2771 | -130 | -132.1787 | 387.6418 | 388.0508
2020-11-05 20:30 | -56 | -56.0803 | 42.0418 | 42.8012 | 79.704 | 79.7386 | -55 | -55.0364 | -208.616 | 208.6965 | -208.616 | 208.6965 | -39.9508 | 81.8317 | 93 | 96.5655 | 93.6 | 96.8554 | -118.3 | -120.9542 | -126.1 | -128.3823 | -129.7 | -132.0685 | -129.2 | -131.6381 | 366.7076 | 367.0027
2020-11-05 21:00 | -54 | -54 | 39.8999 | 40.6721 | 76.4936 | 76.5966 | -55 | -55 | -200.7218 | 200.7293 | -200.7218 | 200.7293 | -37.9429 | 80.9822 | 91.5 | 95.1497 | 91.8 | 95.4382 | -116.2 | -119.1834 | -121.9 | -124.4171 | -124.5 | -127.0446 | -124.6 | -127.1426 | 332.2939 | 332.3232
2020-11-05 21:30 | -33 | -33.1361 | 58.7324 | 58.809 | 53.797 | 53.8599 | -32 | -32.1403 | -165.8596 | 165.8669 | -165.8596 | 165.8669 | -31.2162 | 80.2329 | 91.8 | 96.393 | 91.8 | 96.2116 | -116.4 | -120.4316 | -121.8 | -125.0899 | -124.6 | -127.9758 | -124.6 | -127.8556 | 298.0629 | 298.092
2020-11-05 22:00 | -35 | -35.2278 | 51.0526 | 51.08 | 56.9658 | 57.0244 | -36 | -36.2215 | -163.4304 | 163.4318 | -163.4304 | 163.4318 | -9.8179 | 75.5217 | 90.9 | 96.6028 | 91.8 | 97.3499 | -116.2 | -121.7977 | -120.8 | -126.4571 | -123.4 | -129.207 | -123.4 | -129.2367 | 287.8788 | 287.9924
2020-11-05 22:30 | -27 | -27.1662 | 57.0472 | 57.0961 | 45.309 | 45.4075 | -27 | -27.1662 | -153.2261 | 153.2322 | -153.2261 | 153.2322 | 10.588 | 87.3134 | 92.4 | 99.8329 | 93.6 | 100.8326 | -117 | -124.686 | -120.7 | -128.489 | -123.5 | -131.6842 | -123.2 | -131.4726 | 282.998 | 283.127
2020-11-05 23:00 | -13 | -13.6015 | 65.8654 | 65.9244 | 33.5551 | 33.7508 | -13 | -13.6015 | -137.2576 | 137.2577 | -137.2576 | 137.2577 | 22.2627 | 92.3348 | 94.8 | 102.0582 | 96.3 | 103.563 | -120.7 | -128.6324 | -123.4 | -131.6252 | -126.1 | -134.7378 | -126 | -134.656 | 273.0684 | 273.4416
2020-11-05 23:30 | -12 | -13.4164 | 69.059 | 69.2666 | 29.2825 | 29.8846 | -12 | -13 | -141.1486 | 141.2226 | -141.1486 | 141.2226 | 9.8353 | 78.6926 | 95.4 | 101.549 | 95.7 | 102.0375 | -121.3 | -127.9142 | -123.7 | -130.957 | -126.4 | -133.8393 | -126.4 | -133.7737 | 270.3028 | 271.3315
2020-11-06 | -5 | -7.0711 | 70.0769 | 70.1988 | 26.9028 | 27.2934 | -5 | -7.0711 | -130.48 | 130.5014 | -130.48 | 130.5014 | 14.8191 | 86.8527 | 96.3 | 102.809 | 95.1 | 101.7924 | -119.4 | -126.6048 | -122.7 | -130.1219 | -125.3 | -133.0681 | -125.2 | -133.1433 | 271.9671 | 273.0589
2020-11-06 00:30 | -10 | -11.1803 | 63.2588 | 63.6618 | 29.2656 | 29.6266 | -7 | -8.6023 | -128.169 | 128.1694 | -128.169 | 128.1694 | 24.9572 | 92.3988 | 94.8 | 101.6199 | 95.4 | 102.2877 | -119.1 | -126.3552 | -123.4 | -131.2125 | -126.6 | -134.698 | -124.6 | -132.682 | 271.4987 | 273.1219
2020-11-06 01:00 | -9 | -10.2956 | 62.3936 | 62.9888 | 27.4624 | 27.8612 | -9 | -10.8167 | -120.0551 | 120.0621 | -120.0551 | 120.0621 | 28.4979 | 94.9317 | 96.6 | 103.5152 | 95.7 | 102.6758 | -121.3 | -128.4969 | -123.5 | -131.2388 | -126.9 | -134.7579 | -126.7 | -134.8262 | 266.5726 | 268.4342
2020-11-06 01:30 | -4 | -6.4031 | 64.4674 | 65.0125 | 23.628 | 23.9881 | -4 | -6.4031 | -113.9066 | 113.9371 | -113.9066 | 113.9371 | 35.6823 | 99.7341 | 95.7 | 103.1167 | 96 | 103.2841 | -119.5 | -127.692 | -122.1 | -130.7838 | -124.8 | -133.6051 | -124.8 | -133.8205 | 262.6511 | 264.4031
2020-11-06 02:00 | -12 | -12 | 55.8245 | 55.8775 | 31.1828 | 32.7779 | -7 | -7 | -121.9892 | 123.1459 | -121.9892 | 123.1459 | 41.7917 | 103.195 | 95.4 | 103.1778 | 95.1 | 103.4552 | -120.5 | -128.8749 | -122.9 | -131.5804 | -125.5 | -134.5095 | -125 | -134.2657 | 252.8519 | 255.0733
2020-11-06 02:30 | -12 | -12 | 58.6705 | 58.7597 | 26.5525 | 28.1085 | -13 | -13 | -112.2647 | 113.4039 | -112.2647 | 113.4039 | 64.2478 | 113.5593 | 94.8 | 101.8375 | 95.7 | 102.7849 | -121 | -128.0492 | -122.9 | -130.7424 | -126.3 | -134.5191 | -125.3 | -133.5806 | 266.1611 | 270.9081
2020-11-06 03:00 | -9 | -9 | 60.8338 | 60.896 | 24.7822 | 26.5244 | -9 | -9 | -108.7415 | 109.9081 | -108.7415 | 109.9081 | 65.1686 | 111.2186 | 95.4 | 102.3963 | 95.4 | 102.3963 | -119.9 | -127.2095 | -123.4 | -131.4177 | -126 | -134.3658 | -125.8 | -134.2581 | 270.5229 | 273.7864
2020-11-06 03:30 | -15 | -15 | 54.4502 | 54.5165 | 32.3091 | 33.4795 | -16 | -16 | -119.303 | 119.9028 | -119.303 | 119.9028 | 71.2562 | 113.0956 | 95.7 | 102.142 | 96 | 102.6338 | -120.1 | -126.7464 | -123.9 | -131.4808 | -126.6 | -134.4943 | -125.9 | -133.7005 | 279.4787 | 283.3188
2020-11-06 04:00 | -22 | -22 | 54.3417 | 54.3964 | 32.7887 | 34.1366 | -20 | -20 | -117.3521 | 117.982 | -117.3521 | 117.982 | 67.5517 | 110.5631 | 95.1 | 101.6858 | 95.1 | 101.7924 | -119.8 | -126.7517 | -123.5 | -131.0925 | -126.7 | -134.4875 | -125.9 | -133.9636 | 293.6568 | 296.8776
2020-11-06 04:30 | -22 | -22 | 51.3596 | 51.4023 | 38.2381 | 39.0969 | -22 | -22 | -130.3631 | 130.7525 | -130.3631 | 130.7525 | 57.7108 | 99.8166 | 95.4 | 101.1441 | 96.6 | 102.5759 | -121 | -126.7967 | -124.6 | -131.3294 | -127.4 | -134.3019 | -127 | -134.0181 | 295.4811 | 298.8346
2020-11-06 05:00 | -24 | -24 | 50.9614 | 50.9646 | 44.0002 | 44.4706 | -23 | -23 | -143.159 | 143.2466 | -143.159 | 143.2466 | 45.898 | 91.9752 | 95.1 | 100.6628 | 95.1 | 100.7616 | -119.2 | -124.9951 | -124.5 | -131.0148 | -127.7 | -134.4921 | -126.9 | -133.6379 | 322.9359 | 324.7593
2020-11-06 05:30 | -26 | -26 | 65.1118 | 65.2558 | 38.2959 | 38.842 | -26 | -26 | -140.7839 | 140.8683 | -140.7839 | 140.8683 | 15.293 | 82.5234 | 94.8 | 100.2813 | 94.8 | 100.5649 | -118.3 | -123.7734 | -123.6 | -129.6975 | -126.9 | -133.1757 | -126.6 | -132.9203 | 341.567 | 341.8042
2020-11-06 06:00 | -36 | -36.0139 | 54.8983 | 55.1026 | 54.7052 | 54.8219 | -35 | -35 | -166.4588 | 166.4655 | -166.4588 | 166.4655 | 1.1958 | 74.1188 | 92.7 | 95.2518 | 93.9 | 96.3523 | -118.9 | -120.5538 | -126.5 | -128.7194 | -129.3 | -131.5636 | -128.8 | -131.1658 | 387.3149 | 387.4106
2020-11-06 06:30 | -30 | -30.0666 | 58.0441 | 58.7365 | 59.254 | 59.3289 | -30 | -30.0666 | -180.5343 | 180.5689 | -180.5343 | 180.5689 | -26.0387 | 77.6055 | 91.2 | 94.0068 | 91.2 | 93.8631 | -116.3 | -118.4187 | -127.1 | -129.6328 | -130.3 | -132.8883 | -130.1 | -132.6922 | 411.8635 | 412.0606
2020-11-06 07:00 | -37 | -37.054 | 61.1166 | 62.3925 | 63.0467 | 63.1196 | -37 | -37.054 | -173.6684 | 173.7147 | -173.6684 | 173.7147 | -34.3456 | 66.1084 | 92.1 | 94.8802 | 91.2 | 93.8631 | -115.2 | -117.2445 | -127.4 | -130.0863 | -130.6 | -133.4395 | -130.6 | -133.3618 | 438.5424 | 438.6162
2020-11-06 07:30 | -44 | -44 | 54.5359 | 55.8409 | 58.7051 | 59.1057 | -44 | -44 | -162.6669 | 162.6675 | -162.6669 | 162.6675 | -42.3405 | 70.9198 | 90 | 92.8431 | 90.9 | 93.5716 | -114.7 | -116.772 | -125.6 | -128.3445 | -129.5 | -132.3257 | -129.5 | -132.3463 | 428.3932 | 428.4124
2020-11-06 08:00 | -48 | -48 | 42.2055 | 43.1534 | 66.1415 | 66.2817 | -48 | -48 | -167.9644 | 168.0115 | -167.9644 | 168.0115 | -49.1858 | 71.6637 | 90.6 | 93.2802 | 90.9 | 93.7892 | -115.4 | -117.4597 | -126.5 | -129.1443 | -130.2 | -132.9095 | -129.9 | -132.5555 | 411.4752 | 411.5202
2020-11-06 08:30 | -57 | -57.0789 | 28.945 | 31.5124 | 73.863 | 74.2922 | -58 | -58.0345 | -175.2634 | 175.2635 | -175.2634 | 175.2635 | -52.4062 | 76.3275 | 91.5 | 95.0678 | 92.1 | 95.5649 | -115.2 | -117.9885 | -125.7 | -129.2354 | -129.3 | -132.8716 | -128.7 | -132.2416 | 400.6905 | 400.8578
2020-11-06 09:00 | -58 | -58.0345 | 28.6935 | 30.9216 | 75.361 | 75.6855 | -58 | -58.0345 | -172.995 | 172.9989 | -172.995 | 172.9989 | -62.0276 | 73.1918 | 91.5 | 94.5952 | 91.8 | 94.81 | -114.9 | -116.9685 | -124.9 | -127.4565 | -128.7 | -131.3 | -128.5 | -130.9467 | 366.1985 | 366.2401
2020-11-06 09:30 | -52 | -52.0096 | 31.052 | 33.5457 | 65.4866 | 66.2194 | -52 | -52.0096 | -168.4416 | 168.4544 | -168.4416 | 168.4544 | -81.6726 | 86.8762 | 95.1 | 98.0087 | 96 | 99.1767 | -119.4 | -121.8277 | -127.2 | -129.8501 | -130.6 | -133.3014 | -130.6 | -133.2638 | 311.3701 | 312.7539
2020-11-06 10:00 | -63 | -63.0317 | 26.8963 | 31.2222 | 80.3568 | 80.7646 | -64 | -64.0312 | -193.7176 | 193.7188 | -193.7176 | 193.7188 | -65.7165 | 74.7141 | 92.1 | 95.4853 | 91.5 | 94.9067 | -116.9 | -119.6917 | -123.8 | -126.6983 | -126.9 | -129.9308 | -126.9 | -129.888 | 321.3587 | 322.7272
2020-11-06 10:30 | -54 | -54.0833 | 31.8821 | 35.1026 | 73.1308 | 73.6407 | -54 | -54.0833 | -174.1405 | 174.1409 | -174.1405 | 174.1409 | -61.2232 | 86.0054 | 92.4 | 95.391 | 92.4 | 95.5348 | -116 | -118.4164 | -124.6 | -127.6202 | -127.8 | -130.9175 | -128 | -131.1244 | 315.4506 | 318.5049
2020-11-06 11:00 | -70 | -70.1142 | 14.4329 | 20.4284 | 79.6505 | 80.6105 | -70 | -70.1142 | -191.5461 | 191.6613 | -191.5461 | 191.6613 | -65.4974 | 91.6854 | 89.4 | 92.5654 | 89.7 | 92.8552 | -113.3 | -115.6109 | -123.7 | -126.0642 | -126.7 | -129.1623 | -126.6 | -129.0062 | 337.4447 | 340.7866
2020-11-06 11:30 | -66 | -66.1211 | 8.2166 | 13.2741 | 78.2688 | 78.9056 | -66 | -66.1211 | -177.043 | 177.0531 | -177.043 | 177.0531 | -63.6302 | 87.836 | 90 | 92.9923 | 90.6 | 93.6485 | -115 | -117.3168 | -124.4 | -126.7129 | -127.7 | -130.1049 | -127.3 | -129.5798 | 319.1469 | 322.6352
2020-11-06 12:00 | -61 | -61.2944 | 12.9529 | 20.476 | 75.9417 | 77.3074 | -61 | -61.2944 | -181.5087 | 181.6403 | -181.5087 | 181.6403 | -63.7554 | 88.7272 | 89.7 | 92.7781 | 90.6 | 93.8022 | -114.8 | -117.5119 | -121.7 | -124.5233 | -124.6 | -127.3868 | -124.6 | -127.3454 | 310.3729 | 312.6284
2020-11-06 12:30 | -68 | -68.1836 | 1.1292 | 11.888 | 79.4793 | 80.305 | -67 | -67.1863 | -177.0923 | 177.1262 | -177.0923 | 177.1262 | -46.4918 | 77.68 | 92.7 | 95.7564 | 93 | 95.9723 | -116.9 | -119.2982 | -122.1 | -124.714 | -124.8 | -127.5 | -125.2 | -127.912 | 289.4599 | 290.5251
2020-11-06 13:00 | -64 | -64.3817 | 4.7378 | 14.6184 | 84.536 | 85.3658 | -64 | -64.3817 | -185.8514 | 185.9049 | -185.8514 | 185.9049 | -40.1161 | 76.183 | 91.8 | 95.0389 | 90.6 | 93.7249 | -115.6 | -118.2093 | -122.1 | -125.0066 | -125.1 | -128.0869 | -124.9 | -127.8274 | 305.933 | 306.9141
2020-11-06 13:30 | -63 | -63.3877 | 4.9458 | 12.9411 | 78.4768 | 79.4973 | -63 | -63.3877 | -176.2343 | 176.3286 | -176.2343 | 176.3286 | -46.8209 | 79.3214 | 91.2 | 94.3818 | 91.8 | 94.9617 | -115.8 | -118.4049 | -122.8 | -125.5639 | -125.9 | -128.7626 | -125.7 | -128.4837 | 302.3937 | 303.358
2020-11-06 14:00 | -72 | -72.4431 | 1.5187 | 14.7355 | 88.6678 | 89.7928 | -71 | -71.4493 | -186.2 | 186.4237 | -186.2 | 186.4237 | -35.2964 | 75.8129 | 92.4 | 96.0975 | 90.6 | 94.0394 | -115.1 | -118.2087 | -122 | -125.2168 | -125 | -128.2524 | -124.7 | -127.9685 | 305.8429 | 306.3429
2020-11-06 14:30 | -75 | -75.326 | -1.8531 | 13.0429 | 90.8195 | 91.8541 | -76 | -76.3217 | -195.4231 | 195.5974 | -195.4231 | 195.5974 | -33.057 | 74.6751 | 92.7 | 96.6363 | 92.1 | 96.0609 | -116.3 | -119.5998 | -122.6 | -126.1461 | -125.9 | -129.5417 | -125.7 | -129.3004 | 308.554 | 308.8653
2020-11-06 15:00 | -73 | -73.437 | 4.3599 | 13.6578 | 82.7206 | 84.0854 | -73 | -73.437 | -189.1003 | 189.338 | -189.1003 | 189.338 | -20.1531 | 72.1242 | 92.7 | 96.552 | 93.3 | 97.0452 | -117.2 | -120.5216 | -124.3 | -128.0133 | -127.1 | -130.8022 | -126.8 | -130.5107 | 310.7825 | 310.9015
2020-11-06 15:30 | -73 | -73.6817 | 3.7589 | 14.8549 | 87.4125 | 88.8076 | -74 | -74.5453 | -199.2753 | 199.5251 | -199.2753 | 199.5251 | -5.5708 | 74.9772 | 93.9 | 97.7047 | 92.7 | 96.3859 | -117.5 | -120.5847 | -123.9 | -127.5038 | -126.4 | -130.0748 | -126.9 | -130.6792 | 339.0348 | 339.0353
2020-11-06 16:00 | -70 | -70.4557 | 14.4077 | 21.8799 | 89.7507 | 90.8805 | -70 | -70.4557 | -207.4283 | 207.5498 | -207.4283 | 207.5498 | -24.4152 | 77.822 | 93.3 | 96.722 | 93.6 | 97.0907 | -117.9 | -120.8196 | -124.4 | -127.7582 | -127.5 | -130.959 | -127.1 | -130.6386 | 349.1836 | 349.1865
2020-11-06 16:30 | -82 | -82.0244 | 9.2538 | 15.7356 | 98.1533 | 98.6688 | -82 | -82.0061 | -222.8916 | 222.8924 | -222.8916 | 222.8924 | -36.5328 | 83.1414 | 92.1 | 95.4853 | 92.7 | 95.9085 | -115.2 | -117.735 | -123.6 | -126.5902 | -126.4 | -129.5952 | -126.6 | -129.7464 | 395.0807 | 395.1053
2020-11-06 17:00 | -101 | -101.2423 | -4.067 | 17.036 | 120.6984 | 121.1418 | -102 | -102.1225 | -257.017 | 257.0308 | -257.017 | 257.0308 | -54.4083 | 88.2021 | 91.2 | 94.305 | 91.2 | 94.3818 | -114.2 | -116.6707 | -123.8 | -126.6254 | -126.8 | -129.7266 | -126.8 | -129.7056 | 409.013 | 409.5271
2020-11-06 17:30 | -97 | -97.1288 | -0.63304 | 14.1332 | 119.8762 | 120.0798 | -98 | -98.0816 | -256.951 | 256.962 | -256.951 | 256.962 | -46.4329 | 84.9879 | 91.5 | 94.5952 | 92.1 | 95.2518 | -116.6 | -119.0042 | -127.1 | -129.8742 | -130.3 | -133.2476 | -130.3 | -133.0883 | 436.9402 | 437.3215
2020-11-06 18:00 | -80 | -80 | 20.5775 | 22.0922 | 97.6342 | 97.7191 | -82 | -82 | -224.8854 | 225.0035 | -224.8854 | 225.0035 | -35.2967 | 84.3592 | 90.9 | 93.5716 | 91.2 | 93.7926 | -115.1 | -116.9113 | -127 | -129.2851 | -130.4 | -132.756 | -130.2 | -132.5784 | 446.404 | 446.6754
2020-11-06 18:30 | -81 | -81 | 18.3926 | 19.9632 | 100.3662 | 100.4174 | -81 | -81 | -231.278 | 231.3755 | -231.278 | 231.3755 | -29.8317 | 82.4925 | 90.3 | 92.9177 | 91.2 | 93.7926 | -114.5 | -116.4643 | -126.3 | -128.868 | -129.4 | -132.045 | -129 | -131.5547 | 448.1872 | 448.5208
2020-11-06 19:00 | -72 | -72.111 | 29.9772 | 30.2374 | 90.3178 | 90.3179 | -72 | -72.111 | -214.6049 | 214.9964 | -214.6049 | 214.9964 | -29.8434 | 84.538 | 93 | 95.6831 | 92.1 | 95.0262 | -116.7 | -118.9064 | -127.2 | -129.7723 | -129.7 | -132.3996 | -129.2 | -131.93 | 437.4836 | 437.8792
2020-11-06 19:30 | -54 | -54.3323 | 46.0349 | 46.2406 | 76.7232 | 76.7406 | -54 | -54.3323 | -195.9347 | 196.6381 | -195.9347 | 196.6381 | -33.8018 | 88.0679 | 91.8 | 94.4462 | 91.5 | 94.2979 | -114.5 | -116.4643 | -125.5 | -127.8883 | -128.4 | -130.8495 | -128.3 | -130.7707 | 439.509 | 439.815
2020-11-06 20:00 | -57 | -57.4282 | 41.5411 | 41.6931 | 79.4847 | 79.516 | -56 | -56.5685 | -204.3857 | 204.896 | -204.3857 | 204.896 | -24.3951 | 85.4175 | 91.8 | 94.7378 | 91.5 | 94.5952 | -115.9 | -118.2584 | -125.2 | -127.8915 | -128.5 | -131.3059 | -128 | -130.7347 | 420.2246 | 420.4644
2020-11-06 20:30 | -50 | -50.01 | 46.9901 | 48.3167 | 71.9162 | 72.2601 | -50 | -50.01 | -191.2023 | 191.2186 | -191.2023 | 191.2186 | -18.3003 | 87.8354 | 91.8 | 94.9617 | 92.4 | 95.6962 | -115.8 | -118.5103 | -124.5 | -127.5879 | -127.5 | -130.6902 | -127.2 | -130.3976 | 400.0551 | 400.1855
2020-11-06 21:00 | -57 | -57.0351 | 38.7794 | 40.3164 | 75.1509 | 75.5916 | -57 | -57 | -193.766 | 193.8462 | -193.766 | 193.8462 | -7.1855 | 81.4951 | 92.4 | 95.9344 | 92.7 | 96.4685 | -118.1 | -121.1918 | -125.5 | -129.0358 | -128 | -131.6301 | -127.7 | -131.3384 | 378.481 | 378.4866
2020-11-06 21:30 | -55 | -55.1453 | 40.5228 | 42.7166 | 68.0061 | 69.3873 | -54 | -54.1479 | -184.476 | 185.0787 | -184.476 | 185.0787 | -5.856 | 81.6424 | 93.3 | 96.8819 | 93 | 96.7569 | -118 | -121.1848 | -124.1 | -127.6746 | -126.8 | -130.4635 | -126.6 | -130.3164 | 338.1573 | 338.2317
2020-11-06 22:00 | -52 | -52.6118 | 32.9975 | 35.4673 | 70.4705 | 72.1928 | -52 | -52.6118 | -181.8587 | 182.9995 | -181.8587 | 182.9995 | 9.3127 | 79.4802 | 93.9 | 97.7047 | 93 | 96.7569 | -117.8 | -121.082 | -122.9 | -126.628 | -125.8 | -129.6838 | -125.6 | -129.5386 | 320.333 | 320.8099
2020-11-06 22:30 | -50 | -50.4876 | 38.5946 | 39.7988 | 61.4303 | 63.522 | -50 | -50.636 | -174.1499 | 175.3352 | -174.1499 | 175.3352 | 20.7551 | 83.7626 | 93.9 | 97.9572 | 93.6 | 97.6697 | -118.6 | -122.1657 | -122.9 | -126.9725 | -125.6 | -129.9089 | -125.4 | -129.6949 | 304.5789 | 305.1392
2020-11-06 23:00 | -33 | -33.541 | 44.2437 | 44.7852 | 52.7296 | 54.789 | -33 | -33.3766 | -163.0363 | 164.0562 | -163.0363 | 164.0562 | 22.6041 | 93.9169 | 95.1 | 99.6298 | 94.8 | 99.0782 | -120.2 | -124.2337 | -122.7 | -127.458 | -125.4 | -130.3281 | -125.1 | -130.0122 | 275.9494 | 278.1876
2020-11-06 23:30 | -33 | -33.3766 | 44.7162 | 45.0441 | 50.2357 | 52.1706 | -34 | -34.3657 | -169.2774 | 169.9291 | -169.2774 | 169.9291 | 13.2204 | 84.9199 | 94.5 | 99.9 | 94.8 | 100.0872 | -119.3 | -124.4129 | -122 | -127.6627 | -124.8 | -130.6036 | -124.5 | -130.3761 | 284.5081 | 285.4554
2020-11-07 | -32 | -32.3883 | 49.5605 | 49.649 | 41.4343 | 43.793 | -33 | -33.2415 | -149.0031 | 149.929 | -149.0031 | 149.929 | 12.5972 | 88.1149 | 94.2 | 99.813 | 94.8 | 100.4785 | -119.4 | -125.2104 | -121.9 | -128.1067 | -124.6 | -131.2136 | -124.8 | -131.3935 | 266.6497 | 267.8218
2020-11-07 00:30 | -36 | -36.4966 | 34.5637 | 34.8566 | 52.2849 | 54.7431 | -33 | -33.541 | -157.6226 | 159.1588 | -157.6226 | 159.1588 | 25.3515 | 95.1077 | 94.2 | 101.1694 | 94.8 | 101.8375 | -120.6 | -127.7701 | -122.8 | -130.4111 | -125.5 | -133.3915 | -125.4 | -133.3654 | 267.4914 | 269.1938
2020-11-07 01:00 | -39 | -39.6232 | 28.3547 | 28.4538 | 53.9033 | 56.3662 | -39 | -39.4588 | -154.3539 | 156.0107 | -154.3539 | 156.0107 | 25.9594 | 97.1398 | 95.4 | 102.5057 | 95.1 | 102.2265 | -120.1 | -127.4984 | -121.7 | -129.4524 | -124.3 | -132.3859 | -124.5 | -132.8305 | 256.6289 | 258.6637
2020-11-07 01:30 | -47 | -47.676 | 21.0479 | 21.5093 | 59.3349 | 62.2083 | -47 | -47.5184 | -158.7495 | 160.967 | -158.7495 | 160.967 | 41.0233 | 98.4306 | 93.9 | 101.4484 | 95.1 | 102.6233 | -120.4 | -127.9494 | -122.4 | -130.6532 | -125.1 | -133.6025 | -125.2 | -133.9433 | 252.3426 | 255.2088
2020-11-07 02:00 | -46 | -47.0744 | 17.3143 | 18.0089 | 61.1782 | 64.4647 | -46 | -47.0744 | -151.394 | 153.9605 | -151.394 | 153.9605 | 50.842 | 108.9442 | 95.1 | 102.4481 | 95.4 | 102.8383 | -120.6 | -128.1714 | -122.5 | -130.9808 | -125.2 | -134.0145 | -124.9 | -133.8418 | 257.5989 | 262.3581
2020-11-07 02:30 | -58 | -59.0339 | 6.1798 | 9.1584 | 71.1274 | 74.3422 | -58 | -59.0339 | -166.0401 | 168.9605 | -166.0401 | 168.9605 | 57.1913 | 111.0732 | 94.5 | 101.7796 | 95.4 | 102.5675 | -120.1 | -127.532 | -122.6 | -130.8405 | -125.2 | -133.8016 | -124.9 | -133.6273 | 255.5316 | 260.1059
2020-11-07 03:00 | -56 | -57.4891 | 7.7293 | 10.944 | 68.7544 | 72.5211 | -56 | -57.2713 | -166.7965 | 170.3249 | -166.7965 | 170.3249 | 61.4658 | 110.6015 | 94.8 | 102.1697 | 95.7 | 103.0053 | -120 | -127.4531 | -122.1 | -130.2785 | -124.9 | -133.5918 | -124.6 | -133.4183 | 255.7434 | 260.4916
2020-11-07 03:30 | -59 | -60.4152 | 10.0237 | 11.7668 | 67.8059 | 71.0111 | -59 | -60.208 | -165.815 | 168.848 | -165.815 | 168.848 | 61.4928 | 112.111 | 96.3 | 103.453 | 95.1 | 102.6728 | -119.6 | -127.1969 | -122 | -130.5257 | -124.7 | -133.4686 | -124.5 | -133.5979 | 258.1251 | 262.6607
2020-11-07 04:00 | -60 | -61.1882 | 6.0104 | 8.8282 | 71.3231 | 74.3485 | -61 | -62.1691 | -170.8136 | 173.6047 | -170.8136 | 173.6047 | 63.9129 | 111.9712 | 93.9 | 101.2228 | 95.4 | 102.7267 | -119.5 | -127.0349 | -122.2 | -130.536 | -124.8 | -133.4983 | -124.5 | -133.1245 | 266.2676 | 270.7084
2020-11-07 04:30 | -54 | -55.109 | 11.5382 | 13.1082 | 66.8445 | 69.9172 | -53 | -54.1295 | -165.1988 | 168.0225 | -165.1988 | 168.0225 | 58.8132 | 109.2212 | 95.4 | 102.3963 | 94.8 | 102.0582 | -119.9 | -127.3437 | -122.1 | -130.2325 | -124.9 | -133.6985 | -124.4 | -133.4114 | 266.3838 | 270.5616
2020-11-07 05:00 | -57 | -57.8705 | 7.9071 | 10.2573 | 73.3054 | 75.5589 | -58 | -58.6941 | -177.6234 | 179.6755 | -177.6234 | 179.6755 | 51.868 | 105.9373 | 94.8 | 101.7283 | 95.1 | 102.5601 | -120.1 | -127.3315 | -122.7 | -130.7606 | -125.3 | -133.7198 | -125.3 | -134.0013 | 271.6228 | 275.083
2020-11-07 05:30 | -54 | -55.109 | 16.255 | 18.9238 | 68.6465 | 71.4591 | -54 | -55.109 | -172.3531 | 174.9732 | -172.3531 | 174.9732 | 35.6289 | 98.7109 | 95.1 | 101.8998 | 95.1 | 102.1168 | -119.6 | -127.231 | -122.3 | -130.5945 | -125.3 | -134.0368 | -125.1 | -133.8634 | 267.0312 | 269.737
2020-11-07 06:00 | -55 | -55.9017 | -1.886 | 6.0438 | 87.745 | 88.795 | -55 | -55.7315 | -204.98 | 206.032 | -204.98 | 206.032 | 20.1415 | 86.9961 | 94.5 | 100.808 | 94.2 | 100.632 | -119.3 | -125.3892 | -121.5 | -128.2953 | -124.3 | -131.3326 | -124 | -131.1135 | 258.3091 | 261.4907
2020-11-07 06:30 | -75 | -75.1665 | -5.7143 | 8.1264 | 92.1472 | 92.6897 | -76 | -76.1643 | -214.8557 | 215.4029 | -214.8557 | 215.4029 | 3.9334 | 76.947 | 94.2 | 99.0454 | 95.4 | 100.2795 | -120 | -124.4548 | -121.7 | -126.5503 | -124.6 | -129.586 | -124.4 | -129.4488 | 258.1009 | 261.5459
2020-11-07 07:00 | -71 | -71.1758 | -5.0228 | 6.8133 | 87.8729 | 88.7309 | -71 | -71.1758 | -200.8533 | 201.6931 | -200.8533 | 201.6931 | -5.4493 | 77.4846 | 93.6 | 97.0907 | 93.6 | 97.2518 | -119.3 | -122.1217 | -121.4 | -124.5872 | -124.4 | -127.8269 | -123.8 | -127.1513 | 271.4426 | 274.1173
2020-11-07 07:30 | -80 | -80.0999 | -16.4648 | 16.8359 | 95.3553 | 95.6828 | -79 | -79.0569 | -215.2261 | 215.5762 | -215.2261 | 215.5762 | 5.9303 | 73.3181 | 94.8 | 97.8649 | 95.1 | 98.0816 | -119.6 | -122.0436 | -121.4 | -124.2374 | -124.2 | -127.0459 | -124 | -126.9482 | 278.5952 | 281.9288
2020-11-07 08:00 | -88 | -88.1419 | -21.7259 | 23.3631 | 107.9865 | 108.4439 | -89 | -89.0898 | -232.3666 | 232.9111 | -232.3666 | 232.9111 | -6.242 | 73.8764 | 93.9 | 97.1454 | 93.9 | 97.4598 | -119.1 | -121.8624 | -122 | -125.1051 | -124.4 | -127.6006 | -124.5 | -127.7204 | 291.2374 | 292.778
2020-11-07 08:30 | -69 | -70.0357 | -7.1839 | 15.1689 | 85.5112 | 87.4462 | -69 | -70.0357 | -195.7525 | 197.6168 | -195.7525 | 197.6168 | -23.198 | 79.0239 | 93.9 | 97.2838 | 94.2 | 97.4354 | -118.5 | -121.3188 | -122.9 | -125.961 | -125.6 | -128.7929 | -125.4 | -128.6423 | 281.6928 | 282.7927
2020-11-07 09:00 | -69 | -70.0357 | -16.9859 | 20.1368 | 79.1616 | 81.5388 | -68 | -68.884 | -190.0882 | 191.9666 | -190.0882 | 191.9666 | -11.6507 | 77.9136 | 93.9 | 97.3009 | 95.4 | 98.8271 | -120.3 | -123.12 | -123.8 | -126.949 | -126.4 | -129.6173 | -126.3 | -129.5198 | 276.1473 | 277.3332
2020-11-07 09:30 | -62 | -63.1506 | -10.199 | 15.3727 | 73.9083 | 76.3952 | -62 | -62.9682 | -181.3857 | 183.1549 | -181.3857 | 183.1549 | -2.9317 | 78.0373 | 95.1 | 98.4594 | 96 | 99.4847 | -119.9 | -123.0356 | -123.6 | -126.8883 | -126 | -129.476 | -126.4 | -129.9577 | 265.3854 | 266.5242
2020-11-07 10:00 | -61 | -61.8142 | -9.3959 | 13.2683 | 70.3277 | 72.6248 | -61 | -61.8142 | -172.8782 | 174.5374 | -172.8782 | 174.5374 | 17.415 | 81.2655 | 95.1 | 98.9409 | 94.2 | 97.9108 | -120.7 | -123.683 | -125 | -128.4109 | -128.6 | -132.1958 | -127.8 | -131.3198 | 276.9911 | 278.54
2020-11-07 10:30 | -61 | -61.5224 | -1.7257 | 8.6606 | 66.0142 | 68.1958 | -61 | -61.5224 | -157.847 | 159.7567 | -157.847 | 159.7567 | 21.699 | 85.6007 | 94.5 | 97.5743 | 94.8 | 97.9398 | -119.3 | -121.6901 | -124.6 | -127.6854 | -127.4 | -130.6147 | -127.5 | -130.6812 | 296.7963 | 299.2012
2020-11-07 11:00 | -61 | -61.6604 | -12.972 | 15.1321 | 71.9552 | 74.1397 | -61 | -61.6604 | -163.8551 | 165.8675 | -163.8551 | 165.8675 | 24.1455 | 97.2687 | 90.6 | 93.8803 | 90.6 | 93.7249 | -114.5 | -116.9678 | -120.9 | -124.2368 | -123.4 | -126.8308 | -123.6 | -127.0717 | 293.7034 | 298.7662
2020-11-07 11:30 | -61 | -61.8142 | -7.067 | 9.779 | 65.0097 | 67.5186 | -60 | -60.8276 | -149.3022 | 151.5585 | -149.3022 | 151.5585 | 28.459 | 100.6141 | 90.3 | 95.248 | 93.3 | 98.0968 | -114.3 | -118.4555 | -121.3 | -126.332 | -124.2 | -129.4805 | -123.7 | -129.001 | 285.7287 | 289.2304
2020-11-07 12:00 | -57 | -57.7062 | -13.6322 | 14.7845 | 65.8807 | 68.499 | -57 | -57.7062 | -145.2314 | 147.6167 | -145.2314 | 147.6167 | 22.9495 | 105.3122 | 93.6 | 98.199 | 93.6 | 98.199 | -118.1 | -122.6508 | -125 | -130.4465 | -127.6 | -133.2241 | -127.4 | -133.0325 | 272.2108 | 275.9408
2020-11-07 12:30 | -58 | -58.5491 | -15.6576 | 16.3197 | 67.4719 | 69.7644 | -58 | -58.6941 | -146.1341 | 148.198 | -146.1341 | 148.198 | 31.8313 | 109.4627 | 93.9 | 101.0002 | 94.8 | 101.8375 | -117 | -123.9758 | -121 | -128.8642 | -123.5 | -131.7887 | -123.3 | -131.7416 | 272.24 | 274.9232
2020-11-07 13:00 | -47 | -47.5184 | -10.576 | 10.9584 | 57.6677 | 60.3014 | -47 | -47.5184 | -136.8439 | 139.0462 | -136.8439 | 139.0462 | 28.229 | 109.9008 | 90.6 | 98.1692 | 91.8 | 99.2778 | -115.6 | -123.1215 | -119.6 | -127.8208 | -122.5 | -131.0286 | -122.4 | -130.9486 | 267.539 | 270.3276
2020-11-07 13:30 | -52 | -52.6118 | -21.2074 | 21.4805 | 62.0305 | 64.6556 | -52 | -52.469 | -144.9076 | 147.1852 | -144.9076 | 147.1852 | 28.1774 | 103.4138 | 90.9 | 97.88 | 90.6 | 97.8262 | -114.8 | -122.2074 | -120.1 | -128.4528 | -122.5 | -130.8872 | -122.1 | -130.5837 | 269.3432 | 271.7137
2020-11-07 14:00 | -62 | -63.3482 | -33.5208 | 34.2102 | 71.1243 | 74.2889 | -63 | -64.1327 | -159.1107 | 162.2091 | -159.1107 | 162.2091 | 19.4895 | 92.4281 | 80.4 | 87.7278 | 81.3 | 88.9139 | -102.2 | -108.8972 | -107.7 | -115.028 | -110.2 | -117.7323 | -110 | -117.7812 | 276.4777 | 279.6019
2020-11-07 14:30 | -67 | -68.2495 | -36.5204 | 37.6014 | 73.5912 | 77.1653 | -66 | -67.2681 | -151.9305 | 155.2591 | -151.9305 | 155.2591 | 18.3783 | 91.803 | 71.4 | 79.039 | 70.2 | 77.8267 | -89.3 | -94.928 | -95.3 | -101.8729 | -96.9 | -103.6881 | -96.7 | -103.5727 | 298.9638 | 301.8028
2020-11-07 15:00 | -65 | -66.2873 | -32.766 | 33.6391 | 72.3451 | 75.7751 | -67 | -68.0661 | -160.5236 | 163.6566 | -160.5236 | 163.6566 | 28.2107 | 94.0212 | 75.9 | 83.1265 | 74.4 | 81.7592 | -93.9 | -99.4968 | -99.7 | -106.484 | -102.2 | -109.2112 | -101.6 | -108.721 | 307.0208 | 310.1378
2020-11-07 15:30 | -61 | -62.5859 | -21.5959 | 23.7479 | 70.3488 | 74.2189 | -61 | -62.5859 | -168.5293 | 171.7857 | -168.5293 | 171.7857 | 18.7946 | 92.2445 | 72.3 | 78.049 | 72.9 | 78.8315 | -95.1 | -99.3943 | -102.2 | -107.4265 | -104.6 | -110.0491 | -104.5 | -110.1421 | 296.2726 | 300.5936
2020-11-07 16:00 | -66 | -67.2681 | -21.6747 | 23.0378 | 77.0204 | 79.8157 | -67 | -68.0661 | -186.6028 | 188.9536 | -186.6028 | 188.9536 | 42.3135 | 94.4168 | 89.4 | 94.2993 | 89.7 | 94.489 | -112.6 | -116.7629 | -118.9 | -124.0579 | -121.7 | -127.027 | -121.6 | -127.1045 | 304.4099 | 308.6838
2020-11-07 16:30 | -72 | -73.3485 | -19.6727 | 22.423 | 82.9679 | 85.9615 | -71 | -72.3671 | -198.8656 | 201.194 | -198.8656 | 201.194 | 27.4311 | 94.3083 | 92.7 | 97.9058 | 93.9 | 99.1385 | -118.2 | -123.0483 | -124.5 | -130.4125 | -127.7 | -133.7287 | -127.1 | -133.1503 | 310.5296 | 313.3529
2020-11-07 17:00 | -72 | -73.1642 | -3.8732 | 10.9695 | 78.9037 | 81.5525 | -71 | -72.0069 | -194.1525 | 196.0584 | -194.1525 | 196.0584 | 23.6945 | 93.6297 | 93 | 97.999 | 94.5 | 99.2388 | -118 | -122.3938 | -125.3 | -130.6487 | -128.6 | -134.0968 | -128.4 | -133.952 | 352.4826 | 355.0136
2020-11-07 17:30 | -71 | -72.0069 | -2.8614 | 11.3216 | 85.5716 | 87.6683 | -71 | -72.0069 | -207.6761 | 209.0195 | -207.6761 | 209.0195 | 15.5913 | 91.6654 | 94.2 | 97.6692 | 93.3 | 96.5655 | -118.6 | -121.5245 | -125.9 | -129.7083 | -129 | -133.0555 | -128.8 | -132.8616 | 363.7764 | 366.9485
2020-11-07 18:00 | -66 | -66.7533 | 7.5213 | 11.6765 | 79.3745 | 81.2134 | -66 | -66.6108 | -202.2363 | 203.2198 | -202.2363 | 203.2198 | 12.7164 | 95.5556 | 91.8 | 95.3566 | 93.6 | 97.0907 | -117.3 | -120.435 | -126.4 | -130.4123 | -129.6 | -133.7354 | -129.4 | -133.666 | 377.6345 | 380.2389
2020-11-07 18:30 | -56 | -56.3205 | 20.5221 | 21.9863 | 71.7751 | 73.2288 | -56 | -56.3205 | -192.5395 | 193.1882 | -192.5395 | 193.1882 | 12.0801 | 94.2133 | 93.3 | 96.722 | 93.6 | 97.0907 | -117 | -119.7679 | -126.8 | -130.5821 | -130 | -133.7834 | -130.1 | -134.0496 | 393.3368 | 396.3324
2020-11-07 19:00 | -62 | -62.2896 | 16.3906 | 18.4144 | 79.6494 | 80.8067 | -62 | -62.2896 | -208.5158 | 208.9553 | -208.5158 | 208.9553 | 2.3884 | 91.3565 | 92.7 | 96.1433 | 93.3 | 96.5655 | -117.8 | -120.3822 | -126.3 | -129.8604 | -129.4 | -133.0382 | -129.1 | -132.8166 | 384.5741 | 387.5384
2020-11-07 19:30 | -67 | -67.4759 | 12.0187 | 17.264 | 88.4387 | 89.4481 | -67 | -67.3647 | -223.5792 | 223.9517 | -223.5792 | 223.9517 | -10.8991 | 87.4607 | 93 | 96.0469 | 93 | 96.0469 | -117.4 | -119.828 | -125.6 | -128.8373 | -129.2 | -132.6372 | -128.9 | -132.3677 | 376.8573 | 379.1268
2020-11-07 20:00 | -73 | -73.5527 | 11.6233 | 18.2429 | 90.5731 | 91.7094 | -73 | -73.437 | -224.5505 | 225.1197 | -224.5505 | 225.1197 | -8.2094 | 88.3515 | 92.1 | 95.1005 | 92.1 | 95.2518 | -117.5 | -119.9662 | -125.4 | -128.6871 | -128.5 | -131.8651 | -128.5 | -132.0011 | 381.6295 | 383.9147
2020-11-07 20:30 | -69 | -69.7209 | 15.2671 | 21.4172 | 84.7471 | 86.3662 | -69 | -69.7209 | -213.7262 | 214.6645 | -213.7262 | 214.6645 | -7.8627 | 90.0611 | 92.7 | 96.0642 | 92.4 | 95.8541 | -116.9 | -119.7132 | -124.2 | -127.7953 | -127.3 | -131.0234 | -127 | -130.7525 | 363.1214 | 365.2803
2020-11-07 21:00 | -71 | -71.8471 | 7.9631 | 15.858 | 89.2541 | 90.7965 | -72 | -72.6911 | -217.4485 | 218.4463 | -217.4485 | 218.4463 | 2.4636 | 92.8243 | 93 | 96.7569 | 93 | 96.593 | -117.2 | -120.3376 | -124.3 | -128.3262 | -127.4 | -131.4308 | -127.2 | -131.2863 | 357.1729 | 359.5391
2020-11-07 21:30 | -64 | -64.7765 | 13.6363 | 17.8557 | 80.7598 | 82.4049 | -65 | -65.6201 | -204.9168 | 205.9576 | -204.9168 | 205.9576 | 13.4436 | 96.2676 | 92.7 | 97.2505 | 92.7 | 96.9822 | -118.4 | -121.876 | -125.4 | -129.6187 | -128.5 | -132.8964 | -128.1 | -132.5868 | 340.2502 | 343.5332
2020-11-07 22:00 | -62 | -63.1506 | 13.6617 | 18.4785 | 77.448 | 79.7547 | -59 | -60.0167 | -194.7568 | 196.4588 | -194.7568 | 196.4588 | 24.5012 | 101.7847 | 93.6 | 97.9306 | 93.6 | 98.1087 | -118.6 | -122.484 | -125.1 | -129.9039 | -128 | -132.9391 | -127.6 | -132.554 | 328.4753 | 332.353
2020-11-07 22:30 | -60 | -61.1882 | 16.8826 | 19.8549 | 69.6338 | 72.6961 | -58 | -59.0339 | -186.135 | 188.1878 | -186.135 | 188.1878 | 38.0728 | 103.9152 | 93.9 | 98.1298 | 93.6 | 97.8428 | -119.5 | -123.257 | -124.4 | -129.0155 | -126.9 | -131.7183 | -127.2 | -132.1419 | 321.2156 | 326.4516
2020-11-07 23:00 | -59 | -60.208 | 13.8185 | 16.5317 | 68.9309 | 72.0827 | -59 | -60.208 | -185.6651 | 187.7922 | -185.6651 | 187.7922 | 54.0521 | 106.8682 | 95.4 | 99.2293 | 94.8 | 98.736 | -120.6 | -124.1116 | -125.1 | -129.6044 | -127.8 | -132.4009 | -127.7 | -132.506 | 317.1598 | 324.793
2020-11-07 23:30 | -56 | -57.0701 | 13.0342 | 15.0565 | 67.3421 | 70.3119 | -57 | -58.0517 | -190.5023 | 192.12 | -190.5023 | 192.12 | 34.057 | 100.3533 | 95.7 | 99.2746 | 96 | 99.7246 | -121 | -124.3571 | -126.1 | -130.474 | -128.7 | -133.2958 | -128.4 | -133.0323 | 304.979 | 312.9617
2020-11-08 | -50 | -51.1957 | 12.9405 | 14.8173 | 64.2824 | 67.6618 | -51 | -52.3927 | -180.435 | 182.6455 | -180.435 | 182.6455 | 44.1526 | 105.9064 | 95.7 | 99.6004 | 96.6 | 100.632 | -121.6 | -125.1982 | -126.3 | -130.9272 | -129.1 | -133.9451 | -128.7 | -133.6671 | 302.7783 | 310.9225
2020-11-08 00:30 | -58 | -59.2284 | 4.1941 | 9.575 | 71.0355 | 74.4276 | -58 | -59.2284 | -183.307 | 185.839 | -183.307 | 185.839 | 52.7543 | 111.3487 | 96.3 | 100.3441 | 96 | 100.0562 | -121.6 | -125.3911 | -125.9 | -130.7013 | -128.8 | -133.8175 | -128.4 | -133.4871 | 298.3659 | 306.9459
2020-11-08 01:00 | -57 | -58.4637 | 5.5186 | 10.5962 | 68.1256 | 71.8546 | -56 | -57.4891 | -171.2845 | 174.3516 | -171.2845 | 174.3516 | 55.5907 | 108.4582 | 95.4 | 99.7395 | 95.7 | 100.1142 | -120.8 | -124.7175 | -124.4 | -129.4624 | -127.5 | -132.5942 | -127.2 | -132.3203 | 293.9767 | 301.3831
2020-11-08 01:30 | -54 | -55.7853 | 0.2468 | 9.7106 | 71.2646 | 75.2981 | -54 | -55.7853 | -173.2039 | 176.6417 | -173.2039 | 176.6417 | 49.6695 | 103.8887 | 90 | 94.6803 | 90 | 94.7739 | -113.1 | -116.9092 | -116.5 | -121.2209 | -119.2 | -124.1201 | -118.9 | -124.001 | 280.7087 | 289.0921
2020-11-08 02:00 | -52 | -52.9528 | 6.7389 | 8.1416 | 63.6647 | 66.7477 | -51 | -51.9711 | -160.1032 | 162.8739 | -160.1032 | 162.8739 | 54.2449 | 103.7067 | 91.8 | 96.7657 | 93.3 | 98.0968 | -118.5 | -122.7186 | -121.2 | -126.4335 | -123.9 | -129.364 | -123.6 | -129.1635 | 262.3844 | 272.1348
2020-11-08 02:30 | -54 | -54.9181 | 1.4648 | 4.8127 | 68.5691 | 71.4132 | -55 | -55.7315 | -165.8465 | 168.5329 | -165.8465 | 168.5329 | 51.639 | 105.1212 | 94.2 | 100.4225 | 91.8 | 98.389 | -115.6 | -122.0015 | -118 | -125.2517 | -121 | -128.4805 | -120.7 | -128.5215 | 253.0237 | 261.7713
2020-11-08 03:00 | -52 | -52.6118 | 4.1347 | 4.9149 | 64.9322 | 67.4903 | -51 | -51.4781 | -159.5129 | 161.9473 | -159.5129 | 161.9473 | 57.5844 | 107.234 | 96.9 | 102.9595 | 96.6 | 102.9857 | -122.1 | -128.5162 | -123.7 | -131.1538 | -126.3 | -134.1044 | -126 | -133.8283 | 240.9403 | 249.7196
2020-11-08 03:30 | -57 | -57.4282 | -0.59796 | 1.8346 | 69.9541 | 72.0447 | -58 | -58.4209 | -164.5824 | 166.5498 | -164.5824 | 166.5498 | 57.2258 | 108.152 | 96.6 | 103.0901 | 96.9 | 103.2671 | -121.2 | -127.7878 | -122.6 | -130.1827 | -125.2 | -133.0077 | -125 | -132.8271 | 239.4307 | 248.7228
2020-11-08 04:00 | -49 | -49.2544 | 3.106 | 3.4181 | 66.852 | 68.895 | -49 | -49.2544 | -160.5901 | 162.4179 | -160.5901 | 162.4179 | 54.1083 | 108.0726 | 97.2 | 103.6525 | 96.9 | 103.2671 | -120.5 | -127.1558 | -122.2 | -129.8729 | -125 | -132.8872 | -124.6 | -132.6732 | 237.7484 | 246.799
2020-11-08 04:30 | -50 | -50.2494 | 3.6107 | 3.9628 | 66.4393 | 68.2942 | -50 | -50.1597 | -163.4697 | 165.1999 | -163.4697 | 165.1999 | 58.3351 | 108.7274 | 96 | 102.4231 | 96.6 | 102.9857 | -121.8 | -128.1067 | -123.4 | -130.7103 | -126.3 | -133.9102 | -126 | -133.7946 | 246.6253 | 255.5641
2020-11-08 05:00 | -48 | -48.0937 | 8.3693 | 9.328 | 60.6834 | 62.2929 | -48 | -48.0937 | -157.3148 | 158.7175 | -157.3148 | 158.7175 | 53.6641 | 109.4972 | 96.3 | 102.7043 | 96 | 102.4231 | -121 | -127.4398 | -123.3 | -130.7484 | -125.9 | -133.533 | -125.8 | -133.5726 | 248.0719 | 257.1623
2020-11-08 05:30 | -45 | -45.0444 | 10.002 | 11.5321 | 57.6969 | 59.2325 | -45 | -45.0444 | -151.3035 | 152.5196 | -151.3035 | 152.5196 | 55.9596 | 104.8145 | 95.7 | 101.9338 | 96.3 | 102.809 | -121 | -127.598 | -123.7 | -131.0264 | -127.3 | -134.9863 | -126.7 | -134.4206 | 257.6857 | 264.646
2020-11-08 06:00 | -36 | -36 | 16.4476 | 18.1995 | 49.6686 | 51.1212 | -36 | -36 | -136.3367 | 137.3893 | -136.3367 | 137.3893 | 48.4346 | 102.6247 | 95.1 | 101.3707 | 95.7 | 102.142 | -121 | -127.3152 | -124.5 | -131.6488 | -127.6 | -134.7811 | -127.4 | -134.8168 | 260.5208 | 266.6605
2020-11-08 06:30 | -26 | -26.1725 | 24.7071 | 27.9481 | 38.1751 | 38.8353 | -26 | -26.1725 | -122.9029 | 123.1741 | -122.9029 | 123.1741 | 43.2305 | 98.8571 | 94.8 | 99.8022 | 95.4 | 100.3723 | -120.9 | -125.4022 | -124.6 | -129.7521 | -127.7 | -133.1204 | -127.3 | -132.7936 | 264.4907 | 271.1758
2020-11-08 07:00 | -23 | -23.1948 | 26.8144 | 30.0248 | 31.8773 | 32.7055 | -23 | -23.3452 | -110.0187 | 110.4769 | -110.0187 | 110.4769 | 49.7965 | 98.1267 | 95.1 | 98.6165 | 94.8 | 98.2481 | -119.3 | -122.0579 | -124.8 | -128.2622 | -127.9 | -131.5096 | -127.7 | -131.4325 | 275.9541 | 283.5454
2020-11-08 07:30 | -33 | -33.0606 | 10.6721 | 15.8396 | 43.5314 | 44.402 | -32 | -32.0156 | -117.2617 | 117.6763 | -117.2617 | 117.6763 | 52.4913 | 96.6435 | 93.6 | 96.7787 | 93.6 | 96.5539 | -116.4 | -118.9094 | -122.3 | -125.4867 | -125.3 | -128.6801 | -125.2 | -128.5082 | 288.2534 | 295.2298
2020-11-08 08:00 | -36 | -36.0139 | 4.9519 | 12.58 | 44.0119 | 45.0358 | -36 | -36.0555 | -116.5263 | 117.1462 | -116.5263 | 117.1462 | 37.2129 | 92.4545 | 83.1 | 86.58 | 81.9 | 85.778 | -103.8 | -106.2531 | -110.5 | -113.7035 | -113.4 | -116.7817 | -113 | -116.4414 | 283.0641 | 289.4822
2020-11-08 08:30 | -30 | -30.0167 | 4.8553 | 9.9371 | 37.9843 | 40.2585 | -30 | -30.0666 | -103.6045 | 104.7582 | -103.6045 | 104.7582 | 32.4962 | 89.3016 | 71.1 | 76.5993 | 71.7 | 77.1566 | -88.8 | -92.3338 | -96.5 | -100.7922 | -98.9 | -103.4082 | -98.8 | -103.3712 | 297.8441 | 302.4374
2020-11-08 09:00 | -25 | -25 | 7.3513 | 12.5175 | 31.6523 | 33.7911 | -25 | -25 | -92.8373 | 93.7948 | -92.8373 | 93.7948 | 33.8087 | 90.6525 | 69.3 | 75.0462 | 69.3 | 75.1618 | -88.4 | -91.8943 | -96.1 | -100.4966 | -98.4 | -102.9889 | -98.2 | -102.8275 | 283.6337 | 288.4506
2020-11-08 09:30 | -22 | -22 | 4.4716 | 11.7427 | 29.8115 | 31.9601 | -22 | -22 | -88.9723 | 90.0593 | -88.9723 | 90.0593 | 40.2813 | 93.9692 | 68.7 | 74.2626 | 67.8 | 73.5465 | -87.1 | -90.6722 | -94.4 | -98.813 | -96.6 | -101.2052 | -96.3 | -101.0751 | 273.2428 | 279.3467
2020-11-08 10:00 | -22 | -22.0227 | -0.084263 | 10.653 | 30.1179 | 32.2463 | -22 | -22 | -85.7713 | 86.873 | -85.7713 | 86.873 | 43.6647 | 97.0287 | 70.8 | 77.8614 | 70.8 | 77.9867 | -90.4 | -95.6653 | -97.2 | -103.2756 | -99.6 | -105.8464 | -99.1 | -105.5047 | 257.0445 | 262.5405
2020-11-08 10:30 | -23 | -23 | -1.4463 | 10.3416 | 28.0951 | 30.6015 | -23 | -23 | -81.1158 | 82.4526 | -81.1158 | 82.4526 | 50.4135 | 116.2141 | 70.8 | 78.113 | 70.2 | 77.191 | -90.6 | -95.4692 | -97.7 | -103.1869 | -100.1 | -105.8785 | -99.5 | -105.2498 | 234.3126 | 254.7859
2020-11-08 11:00 | -15 | -15 | 5.0645 | 12.1502 | 20.9061 | 23.6819 | -15 | -15.0333 | -70.399 | 71.6803 | -70.399 | 71.6803 | 59.9469 | 116.2607 | 81.9 | 86.9162 | 81 | 85.9677 | -104.3 | -108.045 | -109.6 | -113.8726 | -112.2 | -116.7015 | -111.7 | -116.2486 | 212.0072 | 232.0632
2020-11-08 11:30 | -18 | -18 | 1.2602 | 11.242 | 21.964 | 24.3198 | -18 | -18 | -73.6058 | 74.7202 | -73.6058 | 74.7202 | 59.378 | 117.4743 | 81 | 87.3515 | 80.4 | 86.6829 | -102.2 | -107.0331 | -106.7 | -112.1697 | -109.3 | -115.076 | -109.3 | -115.1387 | 217.8002 | 236.1054
2020-11-08 12:00 | -16 | -16 | 3.0763 | 13.4856 | 19.1398 | 21.8288 | -16 | -16 | -66.4102 | 67.6297 | -66.4102 | 67.6297 | 59.1371 | 115.6103 | 73.2 | 79.4547 | 74.7 | 80.8387 | -93.5 | -98.287 | -99.4 | -104.7663 | -101.8 | -107.4551 | -101.9 | -107.614 | 226.6179 | 245.4597
2020-11-08 12:30 | -12 | -12.0416 | 4.4043 | 14.5116 | 16.5958 | 19.5331 | -12 | -12.0416 | -61.6601 | 62.982 | -61.6601 | 62.982 | 64.4844 | 117.9058 | 77.1 | 83.1736 | 79.5 | 85.5132 | -97.9 | -102.7211 | -103 | -108.468 | -105.5 | -111.1227 | -105.3 | -111.0912 | 222.2321 | 240.7065
2020-11-08 13:00 | -17 | -17 | -5.6021 | 12.1241 | 25.2656 | 28.1596 | -17 | -17 | -74.718 | 76.4693 | -74.718 | 76.4693 | 62.1518 | 114.1409 | 72.6 | 78.7853 | 71.7 | 77.7232 | -92.3 | -96.7486 | -98.2 | -103.1898 | -100.5 | -105.7793 | -100 | -105.5252 | 223.5654 | 242.3686
2020-11-08 13:30 | -25 | -25.02 | -6.8295 | 14.0164 | 27.6087 | 29.7413 | -22 | -22.0227 | -77.0516 | 78.0958 | -77.0516 | 78.0958 | 60.7652 | 116.3797 | 69.6 | 76.151 | 72 | 78.5891 | -90.7 | -95.2539 | -96.2 | -101.3197 | -98.5 | -103.8809 | -98.3 | -103.8838 | 231.8165 | 249.835
2020-11-08 14:00 | -22 | -22 | -5.0871 | 12.044 | 27.5997 | 30.2592 | -22 | -22 | -77.9122 | 79.2235 | -77.9122 | 79.2235 | 59.3112 | 112.8946 | 75 | 81.0022 | 75.6 | 81.7851 | -94.7 | -99.3794 | -100.6 | -105.6888 | -102.5 | -107.8666 | -102.5 | -107.8655 | 228.6292 | 246.4369
2020-11-08 14:30 | -27 | -27 | -5.5375 | 12.5807 | 30.8883 | 32.9725 | -27 | -27 | -81.803 | 82.7152 | -81.803 | 82.7152 | 65.778 | 118.376 | 79.5 | 85.294 | 78.3 | 84.5111 | -101.5 | -106.2165 | -106.4 | -111.6396 | -108.9 | -114.5427 | -108.4 | -114.0339 | 225.5076 | 243.5895
2020-11-08 15:00 | -27 | -27 | 2.4843 | 11.313 | 27.9783 | 30.1783 | -28 | -28 | -78.4272 | 79.1039 | -78.4272 | 79.1039 | 58.6272 | 113.4975 | 76.2 | 82.0032 | 76.5 | 82.393 | -97.3 | -101.4728 | -103.3 | -108.2023 | -105.9 | -111.0422 | -105.7 | -110.9119 | 261.297 | 277.7674
2020-11-08 15:30 | -24 | -24 | 5.5475 | 11.4164 | 31.5265 | 33.7402 | -23 | -23 | -88.963 | 89.6364 | -88.963 | 89.6364 | 46.1574 | 112.2894 | 80.7 | 86.8499 | 81.9 | 88.1867 | -102.2 | -107.2735 | -108.2 | -113.5634 | -110.8 | -116.6259 | -110.5 | -116.3722 | 251.5247 | 265.8065
2020-11-08 16:00 | -28 | -28 | 9.2559 | 14.2289 | 36.0545 | 37.5125 | -27 | -27 | -100.5819 | 100.9209 | -100.5819 | 100.9209 | 59.8071 | 115.8235 | 94.5 | 99.8031 | 94.2 | 99.4227 | -120.2 | -125.0808 | -126.2 | -131.6252 | -129.6 | -135.2834 | -128.9 | -134.7579 | 277.4574 | 290.7885
2020-11-08 16:30 | -19 | -19.0263 | 19.8772 | 23.3196 | 35.2348 | 36.2082 | -18 | -18.0278 | -109.7093 | 109.8916 | -109.7093 | 109.8916 | 47.8186 | 111.6269 | 92.4 | 96.9645 | 92.1 | 96.7703 | -115.8 | -120.1668 | -122.6 | -127.6641 | -125.6 | -130.852 | -125.3 | -130.7841 | 310.5637 | 322.732
2020-11-08 17:00 | -16 | -16.1245 | 31.7336 | 33.5121 | 34.0329 | 34.8561 | -15 | -15.1327 | -113.2646 | 113.3049 | -113.2646 | 113.3049 | 23.7077 | 105.7835 | 93.6 | 98.2902 | 93 | 97.9049 | -116.2 | -120.8498 | -123.9 | -129.052 | -127.2 | -132.6125 | -126.7 | -132.1615 | 323.3315 | 333.2617
2020-11-08 17:30 | -20 | -20.3961 | 42.6361 | 44.0724 | 32.4558 | 32.9415 | -16 | -16.1245 | -115.6958 | 115.7075 | -115.6958 | 115.7075 | 15.6726 | 104.996 | 93.9 | 98.6676 | 95.7 | 100.3822 | -119.3 | -123.8335 | -126.7 | -131.7841 | -129.6 | -134.8057 | -129.4 | -134.7521 | 336.5211 | 343.8574
2020-11-08 18:00 | -9 | -10.2956 | 64.1749 | 64.9255 | 16.8685 | 18.1364 | -9 | -10.8167 | -97.7859 | 97.7873 | -97.7859 | 97.7873 | 16.8547 | 106.5446 | 94.8 | 100.1838 | 93.9 | 99.0427 | -120.2 | -125.0531 | -127.1 | -132.3361 | -130.2 | -135.7446 | -129.9 | -135.5137 | 348.212 | 355.3128
2020-11-08 18:30 | 5 | 9.434 | 79.3057 | 80.1311 | 7.2614 | 8.5023 | 5 | 8.6023 | -84.2207 | 84.2746 | -84.2207 | 84.2746 | 14.1128 | 104.5261 | 95.1 | 99.9018 | 93.9 | 99.0427 | -119 | -123.9002 | -125.7 | -131.168 | -128.9 | -134.5201 | -128.5 | -134.1362 | 344.9685 | 352.6948
2020-11-08 19:00 | 0 | 7 | 71.4756 | 72.6213 | 19.1514 | 20.0344 | -1 | -7.0711 | -103.3977 | 103.6465 | -103.3977 | 103.6465 | 10.4501 | 102.3922 | 93.9 | 98.9477 | 94.5 | 99.5173 | -118.8 | -123.5696 | -126 | -131.264 | -129.7 | -135.1803 | -128.8 | -134.2604 | 343.4808 | 352.5952
2020-11-08 19:30 | 2 | 8.2462 | 78.0422 | 78.8665 | 17.2408 | 18.594 | 2 | 8.2462 | -106.2153 | 106.555 | -106.2153 | 106.555 | 4.2598 | 96.8844 | 94.5 | 99.3308 | 93.9 | 98.6676 | -119.5 | -124.1881 | -126.2 | -131.2893 | -129.3 | -134.5449 | -129 | -134.2566 | 337.7733 | 345.1993
2020-11-08 20:00 | -22 | -22.3607 | 55.5509 | 56.07 | 39.6306 | 39.8848 | -22 | -22.3607 | -142.222 | 142.2389 | -142.222 | 142.2389 | 6.0878 | 96.9367 | 94.8 | 99.5245 | 94.5 | 99.2388 | -119.6 | -124.4078 | -126.3 | -131.552 | -129.3 | -134.684 | -128.6 | -134.0121 | 330.2944 | 337.88
2020-11-08 20:30 | -25 | -25.02 | 50.6085 | 50.9448 | 43.0879 | 43.6443 | -25 | -25.02 | -142.5374 | 142.5544 | -142.5374 | 142.5544 | 24.9788 | 107.2038 | 94.8 | 100.1838 | 94.2 | 99.813 | -118.8 | -124.1058 | -126.1 | -131.9712 | -129.3 | -135.2575 | -128.8 | -134.8386 | 332.5281 | 340.5718
2020-11-08 21:00 | -28 | -28 | 48.4624 | 48.5507 | 41.8038 | 43.2644 | -28 | -28 | -137.7756 | 138.1433 | -137.7756 | 138.1433 | 29.3469 | 111.8574 | 95.4 | 101.345 | 95.1 | 101.1645 | -119.5 | -125.4571 | -125 | -131.3051 | -127.8 | -134.4643 | -127.6 | -134.1481 | 309.1408 | 318.0413
2020-11-08 21:30 | -34 | -34.0588 | 37.8485 | 38.0197 | 49.6376 | 50.8543 | -35 | -35.0143 | -144.234 | 144.4977 | -144.234 | 144.4977 | 46.0852 | 118.1781 | 93.9 | 100.0373 | 94.8 | 101.1939 | -120.4 | -126.4668 | -125.5 | -132.1522 | -128.3 | -135.156 | -128.5 | -135.5037 | 305.5471 | 315.3672
2020-11-08 22:00 | -31 | -31.0644 | 31.9849 | 32.2526 | 51.2211 | 52.6449 | -31 | -31.0644 | -142.4167 | 142.853 | -142.4167 | 142.853 | 60.2489 | 124.5389 | 95.4 | 101.549 | 94.8 | 100.9855 | -120.3 | -126.433 | -125.8 | -132.3748 | -128.7 | -135.4109 | -128.3 | -135.2823 | 297.159 | 310.0688
2020-11-08 22:30 | -40 | -40.1995 | 27.796 | 27.8563 | 54.4341 | 56.2852 | -40 | -40.1995 | -151.3039 | 152.0145 | -151.3039 | 152.0145 | 66.7268 | 127.4809 | 95.1 | 101.2672 | 96.3 | 102.2934 | -120.5 | -126.6541 | -125 | -131.5835 | -127.6 | -134.3658 | -127.4 | -134.3972 | 292.8404 | 306.2797
2020-11-08 23:00 | -40 | -40.4475 | 23.7329 | 23.7508 | 56.6242 | 58.8081 | -40 | -40.3113 | -152.9635 | 153.7591 | -152.9635 | 153.7591 | 75.9503 | 130.5611 | 95.7 | 101.5268 | 96 | 101.8097 | -120.9 | -126.9734 | -124.5 | -131.2029 | -127.7 | -134.4921 | -127.5 | -134.5251 | 294.1052 | 308.2792
2020-11-08 23:30 | -33 | -33.541 | 33.2675 | 33.2789 | 47.2462 | 50.0059 | -33 | -33.541 | -149.1127 | 149.8177 | -149.1127 | 149.8177 | 59.8783 | 123.41 | 95.1 | 101.0626 | 95.7 | 101.5268 | -120.5 | -126.3798 | -123.8 | -130.3186 | -126.7 | -133.4485 | -126.3 | -133.1961 | 298.0616 | 311.4047
2020-11-09 | -38 | -38.4708 | 29.743 | 29.7527 | 48.1649 | 51.0657 | -37 | -37.4833 | -144.6581 | 145.8415 | -144.6581 | 145.8415 | 58.0929 | 122.7262 | 94.8 | 100.6789 | 95.1 | 101.0626 | -120.9 | -126.6119 | -124.1 | -130.4795 | -126.9 | -133.5446 | -126.6 | -133.4799 | 279.3171 | 295.9672
2020-11-09 00:30 | -33 | -33.7343 | 27.5895 | 27.6363 | 47.783 | 50.7326 | -33 | -33.7343 | -139.3828 | 140.7934 | -139.3828 | 140.7934 | 67.0543 | 128.5221 | 96.3 | 102.1926 | 96.3 | 102.1926 | -121.3 | -127.3509 | -124.7 | -131.2663 | -127.8 | -134.713 | -127.3 | -134.3983 | 279.5155 | 296.5113
2020-11-09 01:00 | -38 | -38.6394 | 21.9453 | 21.9777 | 52.4884 | 55.4179 | -38 | -38.6394 | -142.3914 | 144.0193 | -142.3914 | 144.0193 | 68.8606 | 128.5007 | 96.3 | 102.0926 | 96.3 | 102.0926 | -121.3 | -127.083 | -124.7 | -131.1429 | -127.7 | -134.2433 | -127.2 | -134.0175 | 278.9823 | 297.4945
2020-11-09 01:30 | -47 | -47.8539 | 10.5232 | 10.8538 | 62.6914 | 65.4911 | -48 | -48.8365 | -158.2656 | 160.0927 | -158.2656 | 160.0927 | 72.248 | 129.7212 | 95.4 | 101.345 | 96.3 | 102.1926 | -120.3 | -126.159 | -124.2 | -130.5746 | -126.6 | -133.2596 | -127.3 | -134.3654 | 265.6351 | 284.7863
2020-11-09 02:00 | -48 | -49.2443 | 10.5721 | 11.5499 | 62.7053 | 66.1442 | -48 | -49.2443 | -156.2682 | 158.8505 | -156.2682 | 158.8505 | 70.6767 | 128.3859 | 95.4 | 101.549 | 96 | 102.3189 | -120.8 | -127.094 | -123.6 | -130.5396 | -126.7 | -133.7354 | -126.6 | -133.8974 | 254.7819 | 273.7957
2020-11-09 02:30 | -58 | -59.2284 | 0.75785 | 4.8754 | 72.3088 | 75.1647 | -58 | -58.8558 | -168.808 | 171.0573 | -168.808 | 171.0573 | 70.0597 | 130.3531 | 96.3 | 102.9144 | 96 | 102.528 | -121.3 | -128.1704 | -124.4 | -131.3629 | -127.6 | -134.811 | -127.3 | -134.7551 | 240.2562 | 271.62
2020-11-09 03:00 | -61 | -62.1691 | -2.1336 | 7.0349 | 76.056 | 79.1031 | -63 | -64.3273 | -173.6179 | 176.0797 | -173.6179 | 176.0797 | 67.216 | 127.812 | 93.6 | 100.2844 | 94.2 | 101.0604 | -120.9 | -127.4721 | -123.6 | -130.1599 | -126.5 | -133.2586 | -126.4 | -133.3537 | 236.45 | 267.9256
2020-11-09 03:30 | -69 | -70.406 | -1.9073 | 9.1302 | 77.0653 | 80.5549 | -69 | -70.406 | -174.6058 | 177.6905 | -174.6058 | 177.6905 | 63.682 | 123.8472 | 94.2 | 100.4225 | 93.6 | 99.9648 | -119.4 | -125.7641 | -121.4 | -127.9142 | -124.5 | -131.2345 | -124.1 | -131.0466 | 242.2714 | 272.741
2020-11-09 04:00 | -69 | -70.406 | -6.2636 | 12.0602 | 85.2456 | 88.0694 | -70 | -71.3863 | -190.5201 | 193.0657 | -190.5201 | 193.0657 | 60.6642 | 120.6122 | 93 | 99.2977 | 93.9 | 100.1412 | -119.6 | -125.7981 | -121.8 | -128.1067 | -124.5 | -131.046 | -124.3 | -131.0448 | 252.4826 | 282.0381
2020-11-09 04:30 | -71 | -72.0069 | -1.8202 | 10.3482 | 86.9283 | 88.976 | -72 | -72.9931 | -194.4541 | 196.4453 | -194.4541 | 196.4453 | 60.2087 | 117.0673 | 96 | 101.7102 | 96.3 | 102.1926 | -121.9 | -127.2472 | -124.6 | -130.383 | -128.4 | -134.4566 | -126.8 | -132.8995 | 280.8115 | 306.9666
2020-11-09 05:00 | -65 | -65.9242 | 6.8127 | 13.7362 | 82.9033 | 84.682 | -65 | -65.9242 | -191.0708 | 192.6294 | -191.0708 | 192.6294 | 59.0448 | 115.6454 | 95.7 | 101.1325 | 96 | 101.4164 | -121.5 | -126.8354 | -124.8 | -130.5154 | -128.2 | -134.1841 | -128.4 | -134.4863 | 307.6009 | 328.4146
2020-11-09 05:30 | -72 | -72.4431 | 8.0734 | 16.4056 | 89.413 | 90.6056 | -71 | -71.4493 | -206.5903 | 207.5412 | -206.5903 | 207.5412 | 31.0449 | 103.0044 | 95.4 | 100.2759 | 95.4 | 100.2795 | -120 | -125.028 | -125.3 | -130.536 | -128.8 | -134.3846 | -128.4 | -133.8484 | 320.5047 | 335.8907
2020-11-09 06:00 | -78 | -78.6384 | 13.8655 | 21.9069 | 88.4749 | 89.5991 | -76 | -76.6551 | -209.442 | 210.233 | -209.442 | 210.233 | 5.7182 | 98.2893 | 94.2 | 98.5042 | 95.1 | 99.5408 | -120.1 | -124.4458 | -126.2 | -130.545 | -129.6 | -134.0621 | -129.4 | -134.0168 | 326.9954 | 337.9703
2020-11-09 06:30 | -60 | -60.208 | 19.6257 | 23.692 | 81.8939 | 82.5378 | -61 | -61.131 | -202.1703 | 202.3693 | -202.1703 | 202.3693 | -5.2209 | 106.195 | 92.7 | 96.9822 | 93.9 | 98.1298 | -120.1 | -123.7418 | -127.9 | -130.929 | -131.1 | -134.2261 | -130.7 | -133.8786 | 361.1776 | 370.8527
2020-11-09 07:00 | -63 | -63.1269 | 15.1642 | 19.8367 | 81.4808 | 82.1218 | -64 | -64.0703 | -195.3328 | 195.5215 | -195.3328 | 195.5215 | -10.5184 | 105.7858 | 93 | 97.6273 | 93.3 | 97.9131 | -118.8 | -122.6031 | -126 | -128.9025 | -128.9 | -131.9273 | -128.5 | -131.5152 | 352.0742 | 359.9378
2020-11-09 07:30 | -58 | -58.0345 | 17.1296 | 20.1844 | 71.9292 | 72.3992 | -58 | -58.0345 | -181.4594 | 181.5433 | -181.4594 | 181.5433 | -4.4422 | 108.2872 | 93.9 | 98.5759 | 94.5 | 99.2388 | -118.6 | -122.8673 | -127.4 | -130.959 | -130.7 | -134.2492 | -130.2 | -133.6566 | 349.8236 | 356.0116
2020-11-09 08:00 | -48 | -48 | 20.2973 | 21.7051 | 61.2841 | 61.7059 | -48 | -48 | -159.6508 | 159.7429 | -159.6508 | 159.7429 | -6.1354 | 109.6921 | 92.4 | 97.1481 | 93 | 97.9049 | -117.1 | -121.3673 | -125.4 | -128.8232 | -128.8 | -132.2932 | -128.5 | -132.024 | 336.4727 | 342.5192
2020-11-09 08:30 | -43 | -43 | 15.7503 | 16.9245 | 59.8266 | 60.1714 | -43 | -43 | -153.9083 | 153.9874 | -153.9083 | 153.9874 | 5.6555 | 111.153 | 92.7 | 97.1602 | 92.7 | 97.2505 | -117.5 | -121.6941 | -125.5 | -128.8003 | -128.7 | -132.1214 | -128.4 | -131.8064 | 323.7502 | 329.3065
2020-11-09 09:00 | -41 | -41.0488 | 16.0155 | 16.4801 | 52.5563 | 52.7891 | -41 | -41.0122 | -138.2894 | 138.3742 | -138.2894 | 138.3742 | 13.9755 | 104.2809 | 93 | 96.7569 | 92.7 | 96.9822 | -116.8 | -120.3947 | -125.1 | -128.1084 | -128.3 | -131.3841 | -128 | -131.0912 | 316.9178 | 322.329
2020-11-09 09:30 | -51 | -51.0392 | 3.7172 | 5.3969 | 60.7408 | 60.8417 | -49 | -49.0408 | -147.786 | 147.8133 | -147.786 | 147.8133 | 22.3113 | 103.0634 | 93.6 | 96.8554 | 93.6 | 96.933 | -117.6 | -120.4183 | -125.8 | -128.3783 | -128.9 | -131.6737 | -128.8 | -131.4377 | 328.4072 | 334.236
2020-11-09 10:00 | -48 | -48.0937 | 1.881 | 4.5543 | 59.1769 | 59.2625 | -49 | -49.0918 | -145.0743 | 145.0844 | -145.0743 | 145.0844 | 19.6096 | 101.6317 | 93.3 | 96.722 | 94.5 | 97.88 | -118.1 | -120.9067 | -125.8 | -128.3983 | -128.9 | -131.5357 | -128.7 | -131.3798 | 312.8762 | 318.4331
2020-11-09 10:30 | -38 | -38.2099 | 10.2748 | 11.0987 | 49.121 | 49.2182 | -37 | -37.2156 | -128.9477 | 128.9486 | -128.9477 | 128.9486 | 25.3555 | 97.2864 | 93.9 | 97.3799 | 94.8 | 98.3273 | -118.1 | -121.1026 | -126.3 | -129.4977 | -129.8 | -133.0439 | -129.6 | -132.9373 | 310.0721 | 317.8477
2020-11-09 11:00 | -45 | -45.1774 | 4.289 | 5.848 | 55.4768 | 55.5684 | -46 | -46.1736 | -137.5737 | 137.5768 | -137.5737 | 137.5768 | 20.2462 | 94.2089 | 92.4 | 95.8541 | 93.3 | 96.6433 | -117.6 | -120.6597 | -125.3 | -128.4782 | -128.2 | -131.4927 | -128.1 | -131.4834 | 305.7116 | 312.7342
2020-11-09 11:30 | -39 | -39.2046 | 13.5051 | 13.7841 | 47.0609 | 47.1852 | -38 | -38.2099 | -126.2799 | 126.3713 | -126.2799 | 126.3713 | 21.6199 | 94.3535 | 93.9 | 97.3009 | 94.2 | 97.7489 | -117.6 | -120.5708 | -126.3 | -129.3449 | -129.6 | -132.7614 | -128.8 | -131.9588 | 300.3333 | 307.221
2020-11-09 12:00 | -36 | -36.3456 | 15.0384 | 15.6057 | 47.8642 | 48.0297 | -37 | -37.2156 | -126.9424 | 127.1321 | -126.9424 | 127.1321 | 13.2451 | 95.6121 | 92.1 | 95.8921 | 93 | 96.5124 | -116.1 | -119.0556 | -124.5 | -127.6538 | -127.7 | -130.9959 | -127.5 | -130.7787 | 314.0216 | 319.0338
2020-11-09 12:30 | -30 | -30.5941 | 30.851 | 31.0692 | 32.4276 | 32.8868 | -31 | -31.7805 | -105.8827 | 105.9883 | -105.8827 | 105.9883 | -1.2711 | 87.8179 | 92.4 | 96.0155 | 92.1 | 95.6454 | -116.1 | -118.9976 | -124.6 | -127.5343 | -127.6 | -130.7006 | -127.5 | -130.5814 | 290.6733 | 296.3168
2020-11-09 13:00 | -27 | -27.8927 | 28.1029 | 28.2727 | 36.715 | 37.3844 | -27 | -27.8927 | -115.2158 | 115.7823 | -115.2158 | 115.7823 | 0.3738 | 66.5178 | 91.8 | 94.9617 | 92.4 | 95.466 | -117.1 | -119.7598 | -125.1 | -128.239 | -128.4 | -131.6342 | -128.2 | -131.3951 | 300.9564 | 308.5008
2020-11-09 13:30 | -20 | -21.1896 | 31.2696 | 31.2846 | 34.1387 | 35.1514 | -20 | -21.1896 | -112.7653 | 113.5391 | -112.7653 | 113.5391 | -3.8446 | 63.3798 | 93.3 | 96.6433 | 92.4 | 95.8541 | -116 | -118.6506 | -124.5 | -127.8329 | -127.6 | -130.9432 | -127.6 | -131.0336 | 309.4597 | 318.2574
2020-11-09 14:00 | -14 | -16.1245 | 36.1494 | 36.1794 | 31.5163 | 32.4283 | -14 | -15.6525 | -106.4888 | 107.1085 | -106.4888 | 107.1085 | -17.6538 | 59.2851 | 91.2 | 94.5381 | 92.1 | 95.3288 | -115.4 | -118.1838 | -124.7 | -127.7073 | -128 | -131.2662 | -127.8 | -131.0049 | 307.0896 | 314.6529
2020-11-09 14:30 | -20 | -21.5407 | 35.7059 | 35.8293 | 36.2321 | 36.7695 | -19 | -20.6155 | -114.1075 | 114.403 | -114.1075 | 114.403 | -23.9699 | 61.3068 | 91.2 | 94.5381 | 92.1 | 95.3288 | -116.7 | -119.6703 | -125.3 | -128.5004 | -128.9 | -132.2774 | -128.8 | -132.0906 | 313.7719 | 319.6085
2020-11-09 15:00 | -23 | -23.5372 | 43.1576 | 43.3446 | 36.2523 | 36.6514 | -23 | -23.5372 | -119.2032 | 119.4125 | -119.2032 | 119.4125 | -28.9512 | 64.7335 | 90.9 | 93.3622 | 91.2 | 93.6543 | -115.4 | -117.1032 | -125.1 | -127.125 | -128.4 | -130.5328 | -128.2 | -130.2468 | 332.7437 | 339.2696
2020-11-09 15:30 | -27 | -28.1603 | 42.6603 | 42.7842 | 43.8214 | 44.4364 | -26 | -27.2029 | -137.8339 | 138.2606 | -137.8339 | 138.2606 | -25.8823 | 71.4353 | 90.6 | 92.7383 | 90.6 | 92.9347 | -114.9 | -116.3325 | -126.2 | -128.2189 | -129.6 | -131.6426 | -129.6 | -131.4918 | 386.8864 | 393.281
2020-11-09 16:00 | -23 | -23.0868 | 53.9449 | 54.8744 | 40.7851 | 40.9127 | -23 | -23.1948 | -138.1122 | 138.1931 | -138.1122 | 138.1931 | -36.0506 | 80.1308 | 90.9 | 93.0958 | 91.8 | 93.9747 | -115.1 | -116.7069 | -126.4 | -128.6027 | -129.9 | -132.092 | -129.7 | -131.9567 | 404.076 | 409.8127
2020-11-09 16:30 | -33 | -33.0151 | 50.5256 | 51.815 | 53.2332 | 53.2893 | -33 | -33.0606 | -164.2957 | 164.4446 | -164.2957 | 164.4446 | -73.0567 | 93.6079 | 76.5 | 78.6584 | 74.4 | 76.4076 | -94.7 | -95.4447 | -108.3 | -109.58 | -111.3 | -112.6519 | -111.3 | -112.5758 | 452.3929 | 457.6722
2020-11-09 17:00 | -42 | -42.0119 | 51.5705 | 53.7697 | 61.8809 | 61.9748 | -42 | -42 | -178.2056 | 178.4401 | -178.2056 | 178.4401 | -82.7501 | 106.8987 | 69.9 | 72.4101 | 69.9 | 72.4101 | -90.7 | -91.6128 | -104.8 | -106.1066 | -107.7 | -109.0648 | -107.8 | -109.1012 | 462.5602 | 466.7875
2020-11-09 17:30 | -44 | -44 | 54.899 | 57.7954 | 66.7388 | 66.8068 | -44 | -44 | -187.3169 | 187.7479 | -187.3169 | 187.7479 | -80.3897 | 107.186 | 73.5 | 76.1988 | 72.9 | 75.463 | -92.5 | -93.7083 | -107.5 | -109.0633 | -110.9 | -112.3174 | -110.3 | -111.9393 | 473.8344 | 477.736
2020-11-09 18:00 | -43 | -43.0465 | 62.3246 | 64.5424 | 66.8791 | 66.8866 | -43 | -43.0465 | -182.4452 | 182.9179 | -182.4452 | 182.9179 | -67.9119 | 99.5947 | 78.6 | 81.4349 | 79.2 | 82.0142 | -100 | -101.4515 | -113.3 | -115.1935 | -116.5 | -118.4673 | -116.5 | -118.4673 | 468.7731 | 473.3095
2020-11-09 18:30 | -43 | -43 | 61.713 | 64.1743 | 66.3611 | 66.5307 | -43 | -43 | -174.7292 | 174.8492 | -174.7292 | 174.8492 | -53.7847 | 95.6812 | 80.7 | 84.0241 | 80.7 | 84.1932 | -103.3 | -105.5752 | -116.8 | -119.5433 | -120.2 | -122.9377 | -119.9 | -122.6025 | 470.7013 | 475.8362
2020-11-09 19:00 | -49 | -49.2544 | 55.1225 | 56.1602 | 71.3769 | 71.3844 | -49 | -49.366 | -182.2097 | 182.8201 | -182.2097 | 182.8201 | -40.3458 | 81.2675 | 81.3 | 83.1411 | 81 | 83.1758 | -103.4 | -104.3435 | -115.8 | -118.0815 | -118.9 | -121.2783 | -118.7 | -121.0429 | 459.0742 | 466.608
2020-11-09 19:30 | -51 | -51.0392 | 51.0938 | 52.3517 | 77.6334 | 77.6466 | -51 | -51.0882 | -191.2975 | 191.6824 | -191.2975 | 191.6824 | -47.0512 | 83.0726 | 81.9 | 83.9855 | 82.5 | 84.6372 | -103.5 | -104.4969 | -115.7 | -117.9445 | -118.7 | -121.0039 | -118 | -120.2591 | 440.9735 | 449.129
2020-11-09 20:00 | -65 | -65.0077 | 39.7642 | 43.5695 | 86.5682 | 86.7162 | -65 | -65 | -201.7891 | 201.855 | -201.7891 | 201.855 | -41.3359 | 83.0934 | 81.9 | 84.0525 | 83.1 | 85.4263 | -104.7 | -105.9922 | -114.8 | -117.2786 | -118.1 | -120.574 | -117.9 | -120.318 | 426.742 | 434.3051
2020-11-09 20:30 | -76 | -76.1052 | 24.1763 | 31.0029 | 98.2478 | 98.6084 | -77 | -77.1038 | -215.869 | 215.871 | -215.869 | 215.871 | -28.67 | 82.1924 | 82.8 | 85.4958 | 83.7 | 86.2217 | -106.1 | -107.6837 | -115.8 | -118.3634 | -118.8 | -121.4641 | -119 | -121.6806 | 414.6141 | 422.9424
2020-11-09 21:00 | -75 | -75.326 | 19.3401 | 25.8985 | 93.769 | 94.5405 | -75 | -75.326 | -205.2669 | 205.3984 | -205.2669 | 205.3984 | -19.3004 | 100.4497 | 83.4 | 86.4604 | 83.7 | 86.8291 | -106.3 | -108.1651 | -114.9 | -116.7144 | -117.9 | -119.7732 | -117.7 | -119.594 | 383.1761 | 387.7119
2020-11-09 21:30 | -79 | -79.511 | 12.4162 | 21.5393 | 94.9655 | 95.8489 | -78 | -78.5175 | -204.8152 | 205.1276 | -204.8152 | 205.1276 | -10.213 | 96.4842 | 83.7 | 86.7498 | 85.2 | 88.1209 | -107.4 | -109.2099 | -114.7 | -116.4651 | -117.7 | -119.5412 | -117.6 | -119.4253 | 345.7704 | 353.1705
2020-11-09 22:00 | -80 | -81.0494 | 4.695 | 19.936 | 97.9016 | 99.2858 | -80 | -81.0494 | -204.2998 | 204.9892 | -204.2998 | 204.9892 | 3.5196 | 99.2988 | 85.2 | 88.4349 | 85.2 | 88.5976 | -108.1 | -110.3359 | -113.5 | -115.7282 | -116.4 | -118.4946 | -116.3 | -118.5138 | 322.7071 | 331.7436
2020-11-09 22:30 | -77 | -78.2624 | 4.612 | 19.2475 | 93.944 | 95.7341 | -77 | -78.0897 | -203.049 | 203.9334 | -203.049 | 203.9334 | 6.9393 | 96.7278 | 85.2 | 88.6803 | 86.1 | 89.6282 | -108.9 | -111.2817 | -113 | -115.199 | -115.9 | -118.3184 | -115.5 | -117.9469 | 298.2431 | 310.1793
2020-11-09 23:00 | -77 | -78.6448 | 2.8401 | 19.6009 | 92.9688 | 95.233 | -77 | -78.4474 | -203.742 | 204.9025 | -203.742 | 204.9025 | 17.5039 | 98.324 | 84.9 | 88.4761 | 85.5 | 89.1364 | -108.7 | -111.1482 | -112.1 | -114.5779 | -115 | -117.6017 | -114.5 | -116.9732 | 295.5902 | 308.5542
2020-11-09 23:30 | -76 | -77.4661 | 4.0572 | 18.5053 | 91.0511 | 93.1067 | -77 | -78.6448 | -210.039 | 210.798 | -210.039 | 210.798 | 8.3121 | 92.6896 | 85.5 | 88.9686 | 85.8 | 89.1747 | -108.8 | -111.2669 | -112.6 | -115.0672 | -114.7 | -117.1229 | -114.4 | -116.8495 | 301.6064 | 314.5397
2020-11-10 | -76 | -77.8781 | 0.13697 | 19.509 | 92.0977 | 94.8291 | -76 | -77.666 | -203.1482 | 204.6208 | -203.1482 | 204.6208 | 13.4766 | 96.6548 | 86.1 | 89.6282 | 87.3 | 90.7816 | -108.9 | -111.3857 | -111.9 | -114.4448 | -114.6 | -117.3505 | -114.5 | -117.1762 | 295.3949 | 309.5284
2020-11-10 00:30 | -87 | -89.2693 | -14.548 | 24.8903 | 101.6981 | 104.7017 | -87 | -89.0505 | -210.4747 | 212.5855 | -210.4747 | 212.5855 | 23.4577 | 98.4757 | 86.1 | 89.6282 | 86.1 | 89.5453 | -108.3 | -110.6946 | -112.1 | -114.6824 | -114.6 | -117.3505 | -114.1 | -116.7007 | 295.5325 | 310.6435
2020-11-10 01:00 | -95 | -97.5141 | -21.9031 | 30.402 | 107.3113 | 110.3977 | -95 | -97.5141 | -214.96 | 217.3585 | -214.96 | 217.3585 | 27.9001 | 97.9372 | 86.1 | 89.712 | 86.7 | 90.2048 | -109.7 | -112.1679 | -112.5 | -114.9078 | -115.3 | -117.958 | -115 | -117.6579 | 293.412 | 308.5543
2020-11-10 01:30 | -90 | -93.6803 | -19.2429 | 31.1989 | 103.5558 | 107.8292 | -90 | -93.4077 | -209.1259 | 212.6428 | -209.1259 | 212.6428 | 25.8565 | 100.9263 | 85.2 | 89.4669 | 87.9 | 91.9533 | -109.2 | -112.4644 | -111.1 | -114.2633 | -113.8 | -117.0756 | -113.6 | -116.9521 | 263.4192 | 278.5911
2020-11-10 02:00 | -97 | -99.925 | -26.1694 | 34.9204 | 109.715 | 113.4725 | -96 | -98.9545 | -216.1372 | 219.5204 | -216.1372 | 219.5204 | 39.4167 | 103.3707 | 85.8 | 89.6819 | 86.7 | 90.5434 | -109.7 | -112.4904 | -111.6 | -114.4986 | -114.5 | -117.5041 | -113.9 | -116.9648 | 270.1441 | 289.4583
2020-11-10 02:30 | -98 | -100.896 | -30.3543 | 37.9926 | 112.1344 | 115.7812 | -99 | -101.8676 | -216.686 | 219.9256 | -216.686 | 219.9256 | 41.7603 | 103.5079 | 85.5 | 89.395 | 86.7 | 90.3722 | -110.7 | -113.1877 | -112.3 | -114.9202 | -116.1 | -118.8674 | -114.9 | -117.7296 | 262.3591 | 284.4422
2020-11-10 03:00 | -97 | -100.4241 | -29.2618 | 37.9687 | 110.5533 | 114.7885 | -97 | -100.4241 | -214.9609 | 218.9441 | -214.9609 | 218.9441 | 37.806 | 102.2653 | 86.1 | 89.969 | 87 | 90.7449 | -108.3 | -111.1032 | -110.3 | -113.2093 | -113.1 | -116.095 | -112.7 | -115.7737 | 257.5269 | 279.2849
2020-11-10 03:30 | -104 | -107.4477 | -33.7405 | 42.0664 | 117.2256 | 120.9207 | -104 | -107.2007 | -229.3226 | 233.3329 | -229.3226 | 233.3329 | 38.1332 | 101.8485 | 85.8 | 89.6819 | 88.2 | 91.896 | -110.4 | -113.0642 | -111.8 | -114.6049 | -114.5 | -117.4149 | -114.1 | -117.0694 | 253.5191 | 275.713
2020-11-10 04:00 | -97 | -99.925 | -27.4652 | 35.7266 | 111.004 | 114.5807 | -97 | -99.925 | -225.2274 | 229.2145 | -225.2274 | 229.2145 | 34.1179 | 99.4817 | 86.1 | 89.712 | 86.4 | 90.0845 | -108.3 | -110.7362 | -110.5 | -113.034 | -112.9 | -115.549 | -113.3 | -116.0039 | 267.9237 | 288.4376
2020-11-10 04:30 | -104 | -106.5129 | -30.2454 | 38.3673 | 118.4701 | 121.2455 | -104 | -106.3015 | -239.8222 | 243.0151 | -239.8222 | 243.0151 | 35.7343 | 95.7671 | 85.8 | 89.0934 | 85.8 | 88.9337 | -109.1 | -111.2371 | -112.8 | -115.101 | -115.7 | -118.0624 | -115.3 | -117.7106 | 290.6928 | 309.8838
2020-11-10 05:00 | -104 | -106.3015 | -26.8983 | 35.4977 | 117.0817 | 119.3494 | -103 | -105.3233 | -241.7421 | 244.2981 | -241.7421 | 244.2981 | 33.4924 | 90.7556 | 84.9 | 87.7545 | 86.1 | 88.8415 | -108.6 | -110.3192 | -111.7 | -113.7693 | -115.4 | -117.573 | -114.7 | -116.9247 | 312.0125 | 330.2919
2020-11-10 05:30 | -100 | -101.9804 | -15.8009 | 30.5445 | 116.8554 | 118.9525 | -100 | -101.789 | -245.4778 | 247.7296 | -245.4778 | 247.7296 | 14.698 | 82.8115 | 84.6 | 86.7514 | 84.9 | 87.1106 | -107.1 | -108.3788 | -111.3 | -112.9781 | -114.2 | -115.9381 | -113.8 | -115.5441 | 329.5302 | 346.2762
2020-11-10 06:00 | -111 | -112.6144 | -24.6968 | 35.7089 | 128.1242 | 129.5188 | -111 | -112.45 | -265.1476 | 266.5796 | -265.1476 | 266.5796 | -13.4816 | 85.9871 | 85.8 | 88.2617 | 85.2 | 87.3366 | -106.9 | -108.1659 | -111.8 | -113.238 | -114.6 | -116.1808 | -113.8 | -115.4083 | 324.3748 | 334.7843
2020-11-10 06:30 | -99 | -100.2846 | -10.092 | 26.9338 | 111.1693 | 112.7048 | -98 | -99.2975 | -243.1254 | 244.2155 | -243.1254 | 244.2155 | -31.0163 | 95.1945 | 84.6 | 87.1674 | 84.6 | 87.0956 | -106.9 | -108.4382 | -112.7 | -114.097 | -115.8 | -117.2527 | -115.5 | -116.9564 | 354.1772 | 361.2968
2020-11-10 07:00 | -93 | -94.0479 | -10.6117 | 27.6589 | 110.2404 | 111.6132 | -91 | -91.9239 | -235.9105 | 236.7346 | -235.9105 | 236.7346 | -42.2761 | 88.1581 | 98.1 | 100.2602 | 98.7 | 100.7862 | -132.2 | -134.1687 | -146.2 | -148.7706 | -0.6 | -16.6148 | -146.6 | -149.0475 | 383.607 | 392.9228
2020-11-10 07:30 | -99 | -99.3227 | -20.5395 | 27.2705 | 113.5115 | 113.9709 | -98 | -98.326 | -239.7599 | 239.9144 | -239.7599 | 239.9144 | -24.4895 | 79.1871 | 95.1 | 96.7331 | 96 | 97.5641 | -128.8 | -129.9834 | -149.6 | -151.924 | -0.6 | -16.4149 | -150.2 | -152.4478 | 403.3977 | 411.1676
2020-11-10 08:00 | -97 | -97.2523 | -23.5745 | 29.6268 | 112.6157 | 113.1348 | -98 | -98.1835 | -234.5961 | 234.7177 | -234.5961 | 234.7177 | -22.1301 | 80.3598 | 94.8 | 96.4382 | 95.4 | 96.9738 | -128.2 | -129.362 | -150 | -152.0691 | -0.7 | -16.5109 | -149.8 | -151.7903 | 396.8155 | 402.8815
2020-11-10 08:30 | -91 | -91.2688 | -17.4081 | 24.7677 | 102.8932 | 103.4656 | -89 | -89.2749 | -216.3061 | 216.3649 | -216.3061 | 216.3649 | -16.6024 | 54.5591 | 94.8 | 96.7248 | 94.8 | 96.6657 | -127.8 | -129.1609 | -149.6 | -153.3708 | -0.7 | -16.7108 | -150 | -153.783 | 409.9511 | 423.0601
2020-11-10 09:00 | -100 | -101.4347 | -30.9696 | 42.0675 | 112.0319 | 113.6871 | -100 | -101.2719 | -221.7214 | 222.2538 | -221.7214 | 222.2538 | -15.1484 | 59.3719 | 94.5 | 96.7406 | 95.4 | 97.5568 | -127.6 | -129.2363 | -151.4 | -155.0189 | -0.6 | -16.6148 | -152.5 | -156.0721 | 416.5687 | 428.5634
2020-11-10 09:30 | -99 | -100.449 | -35.3333 | 45.3495 | 111.7729 | 113.2858 | -99 | -100.2846 | -218.3655 | 218.6266 | -218.3655 | 218.6266 | -7.6269 | 76.36 | 95.1 | 97.6568 | 94.2 | 96.5781 | -126.7 | -128.2533 | -151.2 | -154.4464 | -0.7 | -16.7108 | -151.8 | -155.0338 | 424.5925 | 429.9438
2020-11-10 10:00 | -106 | -106.3015 | -40.0648 | 44.066 | 116.3961 | 116.924 | -105 | -105.385 | -224.6511 | 224.6559 | -224.6511 | 224.6559 | -13.8779 | 70.4148 | 97.5 | 99.315 | 97.5 | 99.0936 | -129.2 | -130.4617 | -147.3 | -149.1944 | -0.6 | -16.311 | -147.7 | -149.5578 | 402.1524 | 406.2667
2020-11-10 10:30 | -104 | -104.3887 | -40.4581 | 44.395 | 115.3168 | 115.8764 | -105 | -105.3043 | -223.8184 | 223.8414 | -223.8184 | 223.8414 | -19.6405 | 76.7103 | 96.6 | 97.8041 | 96.9 | 98.1477 | -129.7 | -130.6335 | -148.1 | -149.5815 | -0.6 | -16.2111 | -148.7 | -150.1477 | 406.242 | 409.5658
2020-11-10 11:00 | -97 | -97.3293 | -27.1743 | 32.3718 | 104.997 | 105.4272 | -97 | -97.3293 | -210.6407 | 210.7739 | -210.6407 | 210.7739 | -26.6066 | 85.3806 | 97.5 | 99.315 | 97.5 | 99.4309 | -129.5 | -131.0737 | -147.3 | -149.4065 | -0.7 | -16.4149 | -148.1 | -150.2777 | 403.7912 | 408.7324
2020-11-10 11:30 | -93 | -93.1343 | -24.4211 | 30.6627 | 104.2509 | 104.6499 | -92 | -92.1358 | -211.0811 | 211.2707 | -211.0811 | 211.2707 | -46.9792 | 91.5959 | 97.8 | 99.8441 | 98.1 | 100.0782 | -131.3 | -132.9062 | -148.1 | -150.4522 | -0.5 | -16.5076 | -148.8 | -151.0717 | 389.0392 | 393.5649
2020-11-10 12:00 | -90 | -90.0888 | -20.1426 | 26.6141 | 101.4258 | 101.67 | -90 | -90.0888 | -209.349 | 209.7699 | -209.349 | 209.7699 | -48.9726 | 90.1619 | 97.5 | 99.3725 | 96.9 | 98.669 | -130.6 | -132.0237 | -148.9 | -151.0677 | -0.6 | -16.4076 | -149.3 | -151.462 | 395.5909 | 399.8503
2020-11-10 12:30 | -83 | -83.0241 | -16.213 | 24.2392 | 100.0913 | 100.2286 | -82 | -82.0061 | -209.1852 | 209.8239 | -209.1852 | 209.8239 | -62.677 | 95.6172 | 98.1 | 99.8477 | 98.4 | 100.0872 | -130.5 | -131.9786 | -149.2 | -151.3622 | -0.4 | -16.3077 | -149.7 | -151.7403 | 396.292 | 399.0931
2020-11-10 13:00 | -93 | -93 | -14.3155 | 22.6966 | 105.836 | 105.8467 | -92 | -92 | -230.1182 | 231.363 | -230.1182 | 231.363 | -64.3597 | 98.3609 | 98.1 | 99.4779 | 96.9 | 98.2948 | -128.3 | -129.3062 | -148.2 | -149.6159 | -0.5 | -16.1112 | -148.7 | -149.9602 | 422.8163 | 424.5871
2020-11-10 13:30 | -94 | -94 | -10.9874 | 21.8051 | 108.7737 | 108.7954 | -92 | -92 | -241.2069 | 242.5315 | -241.2069 | 242.5315 | -73.9339 | 86.2464 | 96 | 97.5641 | 96.9 | 98.3973 | -128.8 | -129.9302 | -149.5 | -151.7957 | -0.6 | -16.311 | -151.4 | -153.6845 | 438.6057 | 442.5498
2020-11-10 14:00 | -92 | -92.0489 | -8.2812 | 14.271 | 106.4841 | 106.5395 | -93 | -93.0484 | -240.7558 | 243.4857 | -240.7558 | 243.4857 | -90.2091 | 101.6632 | 95.1 | 96.6787 | 95.1 | 96.6787 | -128.4 | -129.6006 | -149.7 | -151.9927 | -0.7 | -16.4149 | -150.3 | -152.5493 | 438.9481 | 441.8844
2020-11-10 14:30 | -76 | -76.531 | 15.5022 | 17.5377 | 92.8819 | 93.1946 | -75 | -75.6637 | -221.5326 | 225.2126 | -221.5326 | 225.2126 | -91.1966 | 101.412 | 76.2 | 77.3866 | 76.5 | 77.6305 | -100.4 | -100.7103 | -114.8 | -115.4151 | -117.8 | -118.4508 | -118.1 | -118.7597 | 427.64 | 429.9771
2020-11-10 15:00 | -87 | -87.6926 | 5.7509 | 9.3626 | 106.9067 | 107.4725 | -85 | -85.7088 | -244.405 | 248.2657 | -244.405 | 248.2657 | -103.4597 | 114.7205 | 79.5 | 80.3563 | 79.2 | 80.0595 | -100.2 | -100.3102 | -116.8 | -117.0406 | -120.3 | -120.5657 | -120.4 | -120.6272 | 469.6364 | 470.4507
2020-11-10 15:30 | -91 | -91.6624 | 19.1046 | 20.6172 | 102.4471 | 103.1222 | -91 | -91.7878 | -243.4238 | 247.6506 | -243.4238 | 247.6506 | -120.7003 | 134.0208 | 78.3 | 80.3423 | 78.3 | 80.21 | -99.7 | -100.3726 | -117 | -117.186 | -120.5 | -120.7149 | -120.5 | -120.6594 | 503.9695 | 504.6185
2020-11-10 16:00 | -100 | -100.08 | 4.727 | 21.4429 | 124.0755 | 124.2663 | -100 | -100.08 | -283.3835 | 285.8247 | -283.3835 | 285.8247 | -130.0335 | 140.402 | 76.8 | 79.6193 | 76.8 | 79.4632 | -97.5 | -98.7401 | -117.5 | -118.1736 | -120.4 | -121.0998 | -121.4 | -121.9916 | 515.4556 | 518.0098
2020-11-10 16:30 | -112 | -112.0402 | 6.4247 | 23.3046 | 132.086 | 132.4029 | -111 | -111.0405 | -298.4934 | 301.4962 | -298.4934 | 301.4962 | -139.226 | 150.0038 | 77.7 | 80.1831 | 76.2 | 78.6555 | -97.7 | -98.7849 | -118.5 | -119.0003 | -121.7 | -122.2804 | -121.9 | -122.4134 | 545.8817 | 547.7889
2020-11-10 17:00 | -112 | -112.0179 | 9.3041 | 24.6488 | 137.1984 | 137.6364 | -110 | -110.0727 | -309.6492 | 313.5513 | -309.6492 | 313.5513 | -137.2049 | 148.6795 | 76.5 | 78.9462 | 77.4 | 79.7458 | -97.7 | -98.7555 | -118.3 | -118.897 | -121.8 | -122.4707 | -122.2 | -122.7684 | 569.9627 | 571.3874
2020-11-10 17:30 | -110 | -110 | 16.3563 | 35.2351 | 136.4796 | 136.5641 | -109 | -109 | -314.5252 | 316.8963 | -314.5252 | 316.8963 | -143.377 | 157.7607 | 77.1 | 79.9088 | 76.8 | 79.4632 | -97.2 | -98.3659 | -118.4 | -119.19 | -122 | -122.8587 | -122.2 | -122.8222 | 576.5443 | 579.3013
2020-11-10 18:00 | -109 | -109.0046 | 21.4054 | 38.6224 | 134.6051 | 134.6893 | -109 | -109.0046 | -309.8283 | 312.2307 | -309.8283 | 312.2307 | -129.1249 | 142.7273 | 75.6 | 78.7081 | 77.1 | 80.15 | -98.4 | -99.7738 | -118.8 | -119.9985 | -122.3 | -123.4214 | -122.5 | -123.5535 | 575.9815 | 579.1499
2020-11-10 18:30 | -105 | -105 | 24.8946 | 38.1969 | 130.7906 | 130.8837 | -105 | -105 | -298.3896 | 300.5668 | -298.3896 | 300.5668 | -113.2158 | 129.4594 | 76.5 | 78.8001 | 76.8 | 79.1636 | -98.5 | -99.5326 | -117.1 | -119.3181 | -120.1 | -122.455 | -120.5 | -122.751 | 566.4639 | 571.0194
2020-11-10 19:00 | -103 | -103 | 20.9962 | 35.8639 | 131.7205 | 131.7684 | -102 | -102 | -293.4072 | 295.1024 | -293.4072 | 295.1024 | -97.7874 | 119.8155 | 78.6 | 81.5939 | 78.3 | 81.305 | -98.6 | -100.3279 | -116.6 | -119.8451 | -119.8 | -123.2132 | -119.9 | -123.2176 | 549.2596 | 560.6255
2020-11-10 19:30 | -113 | -113.0398 | 13.8515 | 26.5538 | 137.9668 | 138.3755 | -113 | -113.0708 | -298.9192 | 301.5636 | -298.9192 | 301.5636 | -86.2029 | 108.064 | 78 | 80.9355 | 78.6 | 81.2042 | -100.1 | -101.4346 | -118 | -119.9427 | -120.5 | -122.5279 | -121.2 | -123.1627 | 548.4147 | 551.963
2020-11-10 20:00 | -115 | -115 | 2.2042 | 26.4286 | 145.7575 | 145.7938 | -114 | -114 | -306.0456 | 307.2363 | -306.0456 | 307.2363 | -86.2966 | 108.7095 | 78.3 | 81.4687 | 77.7 | 81.0611 | -99.4 | -101.4718 | -116.3 | -119.1708 | -119.3 | -122.2732 | -119.1 | -122.0885 | 516.7321 | 522.7181
2020-11-10 20:30 | -123 | -123.0163 | -2.7766 | 21.7392 | 143.8948 | 143.9348 | -123 | -123.0041 | -296.5765 | 297.5743 | -296.5765 | 297.5743 | -73.8811 | 93.4487 | 79.2 | 81.9368 | 80.1 | 82.8071 | -101.7 | -103.0946 | -116.1 | -118.129 | -119.5 | -121.6556 | -119.4 | -121.348 | 471.8033 | 476.9345
2020-11-10 21:00 | -110 | -110.3676 | 0.14372 | 27.4196 | 132.8382 | 132.9854 | -110 | -110.2905 | -273.7393 | 273.8155 | -273.7393 | 273.8155 | -61.8772 | 91.6784 | 81.3 | 84.198 | 81.3 | 84.198 | -103.5 | -105.0244 | -115.2 | -117.1164 | -118.1 | -120.1134 | -118.3 | -120.2738 | 431.5269 | 436.2442
2020-11-10 21:30 | -105 | -105.8017 | 1.0782 | 28.3559 | 124.6565 | 125.1344 | -104 | -104.8093 | -257.8888 | 257.9146 | -257.8888 | 257.9146 | -48.2177 | 79.3285 | 82.5 | 85.3572 | 84 | 87.0393 | -105.4 | -107.2622 | -115 | -117.7287 | -118.1 | -120.993 | -118.1 | -120.9067 | 376.1715 | 384.7338
2020-11-10 22:00 | -103 | -103.9471 | -5.4312 | 27.0584 | 122.8018 | 123.4873 | -103 | -103.9471 | -247.4978 | 247.6394 | -247.4978 | 247.6394 | -24.3771 | 89.0942 | 82.5 | 85.4347 | 83.4 | 86.3041 | -105.2 | -107.1218 | -114.1 | -116.2588 | -117 | -119.278 | -116.9 | -119.1219 | 366.5995 | 371.6693
2020-11-10 22:30 | -89 | -89.8053 | 1.6072 | 22.6764 | 109.6337 | 110.5853 | -89 | -89.6772 | -232.789 | 232.9943 | -232.789 | 232.9943 | -13.2369 | 88.1893 | 84.3 | 87.4077 | 84.3 | 87.251 | -107.2 | -109.1425 | -113.2 | -115.4953 | -116.2 | -118.7962 | -116.1 | -118.6158 | 345.5624 | 353.4912
2020-11-10 23:00 | -98 | -98.8585 | -9.005 | 24.5789 | 116.1862 | 117.2855 | -98 | -98.8585 | -244.1078 | 244.4355 | -244.1078 | 244.4355 | 4.0686 | 90.3802 | 84 | 87.2794 | 85.2 | 88.0448 | -107.8 | -109.6947 | -113.6 | -116.0459 | -116.4 | -118.9505 | -116 | -118.5179 | 343.2344 | 352.6543
2020-11-10 23:30 | -92 | -93.2148 | -4.2369 | 23.1829 | 108.9436 | 110.4729 | -92 | -93.2148 | -240.6253 | 241.1374 | -240.6253 | 241.1374 | -1.2525 | 89.5477 | 85.5 | 88.2602 | 84.9 | 87.9082 | -107.3 | -109.2647 | -113.6 | -116.0052 | -116.3 | -118.8526 | -116.2 | -118.7136 | 353.0021 | 361.8575
2020-11-11 | -104 | -105.7213 | -18.7437 | 31.6685 | 120.1847 | 121.8978 | -103 | -104.7378 | -246.2537 | 247.1604 | -246.2537 | 247.1604 | 2.5118 | 86.2733 | 85.2 | 88.276 | 84.6 | 87.697 | -107.8 | -109.7694 | -111.6 | -114.2149 | -115.4 | -118.1838 | -115 | -117.8149 | 329.8787 | 341.7794
2020-11-11 00:30 | -109 | -111.198 | -26.8899 | 37.5004 | 124.3652 | 126.4533 | -109 | -111.198 | -246.4356 | 247.7768 | -246.4356 | 247.7768 | 11.9608 | 85.6901 | 84.9 | 88.1209 | 85.8 | 88.7011 | -108.7 | -110.7099 | -113.3 | -115.814 | -116.2 | -118.7962 | -116.1 | -118.7822 | 321.464 | 334.3636
2020-11-11 01:00 | -112 | -114.3372 | -25.2703 | 37.6368 | 120.2591 | 122.8271 | -112 | -114.3372 | -235.4757 | 237.3371 | -235.4757 | 237.3371 | 9.3058 | 85.4547 | 84.3 | 87.5681 | 85.5 | 88.5656 | -107.8 | -109.9036 | -112.1 | -114.8321 | -115 | -117.8149 | -114.8 | -117.6415 | 309.4356 | 324.0481
2020-11-11 01:30 | -105 | -107.28 | -27.2015 | 37.8877 | 119.8702 | 122.3468 | -106 | -108.2589 | -233.9287 | 235.7611 | -233.9287 | 235.7611 | 16.4168 | 91.0313 | 86.1 | 91.376 | 85.8 | 90.993 | -109.1 | -113.4461 | -112.9 | -117.7369 | -116.3 | -121.3949 | -115.5 | -120.6287 | 294.4698 | 308.3627
2020-11-11 02:00 | -100 | -102.6109 | -22.8252 | 35.5129 | 114.7614 | 117.7274 | -100 | -102.6109 | -223.1893 | 225.6317 | -223.1893 | 225.6317 | 20.8476 | 91.0106 | 84.6 | 90.0665 | 85.5 | 90.9124 | -108.2 | -112.5258 | -112.6 | -117.3643 | -115 | -119.9777 | -114.7 | -119.7474 | 285.3187 | 301.036
2020-11-11 02:30 | -99 | -101.415 | -21.2789 | 32.4607 | 112.6144 | 115.1521 | -99 | -101.2028 | -220.7276 | 222.4111 | -220.7276 | 222.4111 | 23.9129 | 94.8999 | 85.5 | 91.1181 | 86.7 | 91.9416 | -109.5 | -114.2322 | -112.5 | -117.7005 | -115.5 | -120.7076 | -115.4 | -120.9147 | 281.5594 | 297.5423
2020-11-11 03:00 | -96 | -98.27 | -19.6834 | 30.3905 | 110.0078 | 112.4366 | -97 | -99.0404 | -219.0162 | 220.7213 | -219.0162 | 220.7213 | 27.0783 | 97.627 | 86.1 | 91.376 | 86.4 | 92.0663 | -108.5 | -113.2057 | -112.7 | -118.099 | -115 | -120.563 | -114.7 | -120.3372 | 283.9209 | 299.4347
2020-11-11 03:30 | -89 | -91.2195 | -12.3783 | 27.6226 | 104.8999 | 107.5159 | -89 | -91.0055 | -211.9886 | 213.8395 | -211.9886 | 213.8395 | 24.3875 | 96.1659 | 85.8 | 91.2967 | 85.5 | 90.8366 | -109.1 | -113.7243 | -112.4 | -117.7595 | -115.1 | -120.539 | -114.9 | -120.4077 | 277.7846 | 294.7638
2020-11-11 04:00 | -91 | -92.7631 | -13.5937 | 25.3565 | 105.7231 | 107.919 | -90 | -91.7823 | -217.014 | 218.4458 | -217.014 | 218.4458 | 25.4124 | 94.8251 | 85.5 | 90.9124 | 85.2 | 90.4275 | -108.7 | -112.8709 | -112 | -116.7604 | -114.9 | -119.8249 | -114.5 | -119.4414 | 292.2508 | 307.6878
2020-11-11 04:30 | -92 | -93.7443 | -13.2188 | 26.7803 | 108.323 | 110.4207 | -93 | -94.7259 | -217.8861 | 219.1299 | -217.8861 | 219.1299 | 15.3856 | 92.9211 | 86.1 | 90.8847 | 84.6 | 89.0818 | -108.9 | -112.5423 | -112.5 | -116.773 | -115.2 | -119.7119 | -114.9 | -119.4352 | 313.0382 | 325.8412
2020-11-11 05:00 | -92 | -93.7443 | -11.6846 | 27.3605 | 109.1039 | 111.0151 | -92 | -93.7443 | -220.9496 | 222.0916 | -220.9496 | 222.0916 | 8.9202 | 90.5934 | 85.5 | 90.2202 | 85.8 | 90.3155 | -107.6 | -111.2464 | -111.7 | -116.0183 | -114.5 | -119.0378 | -114.1 | -118.5294 | 314.3287 | 326.6612
2020-11-11 05:30 | -92 | -93.5575 | -2.1538 | 25.879 | 107.9166 | 109.521 | -92 | -93.3809 | -225.5426 | 226.1821 | -225.5426 | 226.1821 | -8.4819 | 93.4622 | 85.2 | 89.3758 | 85.5 | 89.572 | -107.8 | -111.1786 | -113.1 | -116.7588 | -116 | -119.7915 | -115.6 | -119.3543 | 336.0055 | 343.1021
2020-11-11 06:00 | -88 | -88.8144 | -1.1302 | 25.545 | 111.4023 | 112.4406 | -88 | -88.8144 | -235.6747 | 235.9575 | -235.6747 | 235.9575 | -20.845 | 94.4373 | 84 | 87.4442 | 84.3 | 87.6498 | -106.1 | -108.4595 | -112.9 | -115.0813 | -116.1 | -118.2792 | -115.5 | -117.7096 | 373.4805 | 378.1494
2020-11-11 06:30 | -88 | -88.955 | 8.1625 | 27.8211 | 104.5978 | 105.7675 | -87 | -87.9659 | -233.2457 | 233.3993 | -233.2457 | 233.3993 | -30.0868 | 76.0798 | 83.1 | 86.1711 | 83.1 | 86.0796 | -104.3 | -106.0344 | -114.1 | -116.1639 | -117.1 | -119.2799 | -116.9 | -119.0456 | 416.765 | 426.8176
2020-11-11 07:00 | -93 | -93.1343 | 1.1388 | 21.2483 | 113.6519 | 113.9207 | -94 | -94.1329 | -254.0392 | 254.0541 | -254.0392 | 254.0541 | -41.2184 | 73.6374 | 96.6 | 98.8563 | 97.8 | 99.8441 | -130.2 | -131.9147 | -147.9 | -150.4349 | -0.7 | -16.5148 | -148.5 | -151.033 | 459.574 | 466.6786
2020-11-11 07:30 | -80 | -80.0562 | 12.9574 | 23.3913 | 99.6087 | 99.8491 | -80 | -80.0562 | -236.4083 | 236.5077 | -236.4083 | 236.5077 | -55.1064 | 83.3551 | 94.8 | 97.4335 | 95.1 | 97.4561 | -127 | -128.9603 | -146.7 | -149.5974 | -0.8 | -16.7147 | -147.4 | -150.2064 | 448.6812 | 454.5405
2020-11-11 08:00 | -95 | -95.8853 | 3.575 | 33.5226 | 115.8195 | 116.9941 | -95 | -96.026 | -256.8693 | 257.0106 | -256.8693 | 257.0106 | -58.0846 | 69.9141 | 96.3 | 98.437 | 96.3 | 98.437 | -127.8 | -129.6125 | -145.2 | -147.8751 | -0.8 | -16.6148 | -145.7 | -148.254 | 449.3232 | 449.3499
2020-11-11 08:30 | -98 | -98.6154 | 5.7902 | 31.3889 | 118.0689 | 118.7925 | -97 | -97.5141 | -254.2994 | 254.2998 | -254.2994 | 254.2998 | -50.2541 | 64.1877 | 96.3 | 98.6275 | 96.6 | 98.9204 | -129.3 | -131.4633 | -148.6 | -152.0065 | -0.6 | -16.8107 | -148.9 | -152.2578 | 450.0921 | 450.093
2020-11-11 09:00 | -106 | -106.3015 | -5.054 | 27.062 | 130.0469 | 130.2531 | -106 | -106.2309 | -272.0571 | 272.1675 | -272.0571 | 272.1675 | -70.6402 | 81.4224 | 96.9 | 98.7839 | 96.9 | 98.7839 | -128.2 | -129.72 | -149 | -151.6637 | -0.6 | -16.7108 | -149.5 | -152.1736 | 473.5432 | 473.5951
2020-11-11 09:30 | -118 | -118.423 | -12.0964 | 28.6123 | 133.0181 | 133.2168 | -118 | -118.423 | -277.526 | 277.6749 | -277.526 | 277.6749 | -86.0585 | 97.5218 | 96 | 97.6729 | 97.2 | 98.9077 | -129.4 | -130.7585 | -148.5 | -150.9444 | -0.7 | -16.6108 | -148.9 | -151.1529 | 474.1568 | 474.3632
2020-11-11 10:00 | -108 | -108.9036 | -2.0861 | 27.7039 | 120.5639 | 121.0219 | -108 | -108.7796 | -258.495 | 258.5395 | -258.495 | 258.5395 | -69.6641 | 86.3593 | 97.2 | 98.8526 | 96.6 | 98.2082 | -129.6 | -131.0588 | -148.2 | -150.7849 | -0.6 | -16.6108 | -148.7 | -151.2215 | 489.5776 | 489.6462
2020-11-11 10:30 | -111 | -111.8794 | -13.081 | 33.308 | 128.0781 | 128.7741 | -111 | -111.7587 | -272.1975 | 272.2007 | -272.1975 | 272.2007 | -63.0609 | 82.4187 | 96.3 | 98.2082 | 96.9 | 98.669 | -129 | -130.3627 | -148.2 | -150.6935 | -0.7 | -16.411 | -148.5 | -150.8812 | 510.214 | 510.291
2020-11-11 11:00 | -104 | -104.3887 | -10.5948 | 27.3788 | 121.9541 | 122.4152 | -104 | -104.3072 | -262.5229 | 262.569 | -262.5229 | 262.569 | -73.9077 | 92.0422 | 93.3 | 95.1951 | 95.1 | 96.8447 | -126.5 | -127.8747 | -146.7 | -149.2003 | -0.6 | -16.5109 | -147.3 | -149.7182 | 511.9513 | 512.0917
2020-11-11 11:30 | -112 | -112.8716 | -15.7729 | 33.5819 | 130.5519 | 131.1885 | -112 | -112.7519 | -272.6727 | 272.6746 | -272.6727 | 272.6746 | -73.6888 | 93.1687 | 95.1 | 96.9599 | 96 | 97.7287 | -128.5 | -129.9117 | -148 | -150.3985 | -0.6 | -16.5076 | -148.7 | -151.1135 | 515.3136 | 515.4324
2020-11-11 12:00 | -111 | -111.6468 | -18.5242 | 34.2755 | 129.3938 | 130.0172 | -111 | -111.7587 | -283.434 | 283.44 | -283.434 | 283.44 | -63.9823 | 84.8127 | 95.4 | 97.1393 | 95.7 | 97.3781 | -126.8 | -128.0019 | -145.2 | -147.4743 | -0.7 | -16.5148 | -145.8 | -147.9959 | 525.2845 | 525.3927
2020-11-11 12:30 | -120 | -124.4548 | -20.3744 | 54.7991 | 138.9312 | 142.061 | -120 | -124.4548 | -287.9067 | 288.8463 | -287.9067 | 288.8463 | -71.5672 | 97.0304 | 94.2 | 96.2584 | 93.6 | 95.5489 | -125.2 | -126.7363 | -147.5 | -150.3238 | -0.6 | -16.5109 | -148.3 | -151.0516 | 528.8907 | 529.1967
2020-11-11 13:00 | -115 | -117.686 | -6.1063 | 45.8335 | 133.9422 | 135.804 | -115 | -117.4777 | -282.4686 | 282.7495 | -282.4686 | 282.7495 | -85.3833 | 106.3809 | 94.8 | 96.5501 | 96.3 | 97.8593 | -128 | -129.3733 | -147.2 | -149.6377 | -0.6 | -16.311 | -147.7 | -150.0233 | 516.1216 | 516.315
2020-11-11 13:30 | -123 | -127.0945 | -8.0486 | 47.87 | 137.9886 | 140.1165 | -123 | -126.8464 | -290.1187 | 290.5397 | -290.1187 | 290.5397 | -92.6181 | 111.1918 | 93.9 | 95.4443 | 93 | 94.5052 | -125 | -126.1479 | -146.6 | -148.9228 | -0.7 | -16.6148 | -147 | -149.3454 | 520.6494 | 520.9526
2020-11-11 14:00 | -103 | -103.0049 | 0.87738 | 20.8784 | 124.494 | 124.4958 | -102 | -102.0049 | -284.2147 | 284.4646 | -284.2147 | 284.4646 | -70.6938 | 92.4878 | 77.7 | 79.8259 | 79.5 | 81.579 | -102.5 | -103.4248 | -115.7 | -117.3989 | -119 | -120.7699 | -118.9 | -120.6205 | 492.5662 | 493.159
2020-11-11 14:30 | -109 | -109.0413 | -3.7031 | 28.557 | 130.9491 | 131.2622 | -109 | -109.0413 | -290.4367 | 290.4479 | -290.4367 | 290.4479 | -55.8715 | 85.1524 | 79.8 | 82.0773 | 80.1 | 82.2197 | -102.5 | -103.4248 | -114.9 | -116.543 | -118.1 | -119.8151 | -118 | -119.7334 | 493.7423 | 494.1686
2020-11-11 15:00 | -93 | -93.1343 | 3.4299 | 23.1532 | 118.9107 | 119.1888 | -93 | -93.1343 | -272.9742 | 272.9748 | -272.9742 | 272.9748 | -55.5727 | 85.0441 | 80.1 | 82.2312 | 81.3 | 83.3342 | -102.6 | -103.5106 | -115.4 | -116.9213 | -118.6 | -120.2749 | -118.6 | -120.1762 | 504.1193 | 504.2811
2020-11-11 15:30 | -96 | -96.6282 | -3.8863 | 24.5364 | 118.0341 | 118.9159 | -95 | -95.6347 | -274.0764 | 274.1933 | -274.0764 | 274.1933 | -49.7792 | 80.6896 | 79.8 | 82.0773 | 80.1 | 82.4394 | -101.7 | -102.8149 | -114.3 | -116.1593 | -117.2 | -119.102 | -117.3 | -119.0842 | 499.2085 | 499.2482
2020-11-11 16:00 | -90 | -90.3549 | 11.9628 | 24.2469 | 109.4112 | 109.8907 | -89 | -89.3588 | -262.4943 | 262.509 | -262.4943 | 262.509 | -48.9514 | 76.4221 | 78 | 80.7 | 78.6 | 81.2801 | -100.3 | -101.5999 | -112.8 | -114.8081 | -115.8 | -117.9251 | -115.8 | -117.89 | 479.2346 | 479.2392
2020-11-11 16:30 | -85 | -85.0529 | 11.6678 | 22.2587 | 112.5362 | 112.7669 | -87 | -87.0919 | -268.7945 | 268.8221 | -268.7945 | 268.8221 | -32.1418 | 68.5305 | 79.8 | 81.7394 | 79.5 | 81.1338 | -101.1 | -101.7863 | -115.4 | -117.2418 | -118.8 | -120.6768 | -118.3 | -120.167 | 518.5646 | 518.5726
2020-11-11 17:00 | -83 | -83.006 | 26.2133 | 31.087 | 99.9001 | 100.0176 | -83 | -83.006 | -250.0555 | 250.1506 | -250.0555 | 250.1506 | -47.4883 | 93.5043 | 79.8 | 82.0076 | 79.8 | 82.0773 | -101.6 | -102.6868 | -114.5 | -116.4461 | -117.5 | -119.5052 | -117.8 | -119.8184 | 498.5438 | 498.6669
2020-11-11 17:30 | -66 | -66.0076 | 34.4212 | 36.1717 | 87.798 | 87.8278 | -66 | -66.0076 | -230.2596 | 230.6036 | -230.2596 | 230.6036 | -38.2037 | 91.0102 | 78.9 | 82.3826 | 79.5 | 82.9575 | -101.7 | -103.5904 | -115.7 | -118.7633 | -118.9 | -122.0388 | -118.7 | -121.8214 | 508.6 | 508.7802
2020-11-11 18:00 | -67 | -67.0298 | 33.3454 | 36.7225 | 85.5174 | 86.02 | -68 | -68.0294 | -219.603 | 219.6038 | -219.603 | 219.6038 | -25.8412 | 83.1568 | 80.1 | 83.7924 | 80.1 | 83.881 | -101.8 | -104.025 | -115.3 | -118.6276 | -118.1 | -121.6323 | -118.2 | -121.5113 | 485.3073 | 485.3374
2020-11-11 18:30 | -52 | -52.0865 | 44.1594 | 46.3421 | 73.968 | 74.4622 | -52 | -52.0865 | -205.8454 | 205.8731 | -205.8454 | 205.8731 | -20.4515 | 83.4377 | 79.8 | 83.6844 | 80.1 | 83.9705 | -101.9 | -104.2478 | -114.5 | -117.9695 | -117.5 | -121.0981 | -117.3 | -120.8557 | 479.3965 | 479.4156
2020-11-11 19:00 | -50 | -50.2494 | 44.6677 | 44.9064 | 71.5449 | 71.5469 | -51 | -51.1566 | -199.0516 | 199.214 | -199.0516 | 199.214 | -4.5883 | 78.6898 | 80.1 | 83.0399 | 81.3 | 84.2765 | -102.9 | -104.2957 | -115.1 | -117.356 | -118.1 | -120.4349 | -117.9 | -120.2585 | 479.4156 | 479.6492
2020-11-11 19:30 | -38 | -38.4708 | 58.9928 | 59.209 | 61.5501 | 61.7373 | -38 | -38.4708 | -177.922 | 178.3518 | -177.922 | 178.3518 | -8.2856 | 82.8203 | 81.3 | 84.4365 | 82.5 | 85.7544 | -104.2 | -106.0089 | -115.8 | -118.3427 | -119 | -121.5772 | -118.7 | -121.2426 | 460.1434 | 460.5273
2020-11-11 20:00 | -60 | -60.0333 | 37.3808 | 38.5303 | 81.4527 | 81.4822 | -61 | -61.0328 | -203.887 | 203.9867 | -203.887 | 203.9867 | 6.9247 | 82.5213 | 83.4 | 86.7021 | 83.7 | 86.9094 | -106 | -108.0023 | -117.4 | -120.1929 | -120.6 | -123.3708 | -120.3 | -123.1297 | 447.5627 | 447.8024
2020-11-11 20:30 | -53 | -53.0848 | 40.6992 | 41.1928 | 72.5801 | 72.6033 | -52 | -52.0865 | -185.7751 | 185.8944 | -185.7751 | 185.8944 | 7.1465 | 83.7066 | 83.4 | 86.7021 | 84 | 87.4442 | -106.6 | -108.9487 | -116.8 | -119.8801 | -119.8 | -123.0286 | -119.5 | -122.8339 | 409.3978 | 409.4517
2020-11-11 21:00 | -50 | -50.01 | 40.6284 | 41.1013 | 68.963 | 69.0868 | -50 | -50.01 | -170.7216 | 170.7474 | -170.7216 | 170.7474 | 5.5534 | 79.994 | 84.3 | 88.5183 | 84.6 | 88.7133 | -107.1 | -110.1171 | -115.6 | -119.0614 | -118.4 | -122.0197 | -118.4 | -122.0926 | 376.3205 | 376.3291
2020-11-11 21:30 | -58 | -58.0345 | 30.8602 | 31.4588 | 76.0455 | 76.1417 | -58 | -58.0345 | -180.7917 | 180.8026 | -180.7917 | 180.8026 | 19.2703 | 79.9305 | 86.1 | 89.4634 | 85.8 | 89.3401 | -107.9 | -110.2006 | -115.7 | -118.6294 | -118.4 | -121.4395 | -118.5 | -121.4618 | 364.118 | 364.5913
2020-11-11 22:00 | -51 | -51 | 38.3293 | 38.7645 | 63.6086 | 63.9189 | -51 | -51 | -157.377 | 157.3955 | -157.377 | 157.3955 | 24.4833 | 83.195 | 85.2 | 88.9342 | 86.4 | 90.2561 | -109.3 | -112.0122 | -115.6 | -118.822 | -118.3 | -121.7789 | -118.2 | -121.6818 | 337.5513 | 338.3061
2020-11-11 22:30 | -44 | -44 | 37.5445 | 37.7861 | 61.7444 | 62.1769 | -45 | -45 | -157.5052 | 157.5302 | -157.5052 | 157.5302 | 35.9569 | 87.1173 | 86.7 | 90.041 | 86.1 | 89.712 | -108.9 | -111.2817 | -113.6 | -116.7185 | -116.4 | -119.5998 | -116.1 | -119.4522 | 333.8799 | 335.5357
2020-11-11 23:00 | -48 | -48.0104 | 32.3851 | 32.8242 | 64.8746 | 65.4936 | -48 | -48.0104 | -163.5169 | 163.5594 | -163.5169 | 163.5594 | 45.4926 | 93.437 | 86.7 | 91.3583 | 87 | 91.8333 | -108.6 | -112.4312 | -113.7 | -118.1576 | -116 | -120.7682 | -115.8 | -120.6601 | 328.9421 | 330.105
2020-11-11 23:30 | -45 | -45.0444 | 40.457 | 40.75 | 56.0892 | 56.925 | -45 | -45.0111 | -158.786 | 158.8301 | -158.786 | 158.8301 | 31.8638 | 86.3886 | 85.8 | 90.4096 | 86.1 | 90.6943 | -110.1 | -113.754 | -114.1 | -118.5565 | -116.9 | -121.523 | -116.6 | -121.4131 | 338.1101 | 339.3429
2020-11-12 | -44 | -44.1022 | 31.8398 | 32.3919 | 60.523 | 61.5717 | -43 | -43.0465 | -154.82 | 155.0692 | -154.82 | 155.0692 | 41.2496 | 90.9518 | 86.1 | 90.8847 | 86.7 | 91.3622 | -109.1 | -112.9142 | -114 | -118.5148 | -116.6 | -121.2345 | -116.3 | -121.001 | 338.402 | 339.7334
2020-11-12 00:30 | -55 | -55.2268 | 16.3897 | 17.735 | 72.2837 | 73.4121 | -58 | -58.1378 | -166.1112 | 166.5601 | -166.1112 | 166.5601 | 48.1394 | 94.841 | 86.7 | 91.6459 | 86.1 | 91.0785 | -109.9 | -113.8686 | -114.5 | -119.1054 | -117.2 | -122.0043 | -117.1 | -121.913 | 328.0258 | 329.5088
2020-11-12 01:00 | -72 | -72.5603 | -0.16386 | 10.708 | 87.1323 | 88.636 | -72 | -72.5603 | -183.4713 | 184.3861 | -183.4713 | 184.3861 | 37.8077 | 89.1332 | 87 | 92.9424 | 88.8 | 94.7335 | -111.1 | -116.3631 | -114.5 | -120.6725 | -116.9 | -123.2656 | -116.6 | -123.0769 | 298.8819 | 301.266
2020-11-12 01:30 | -73 | -73.9797 | -1.1236 | 13.6282 | 87.2191 | 89.4662 | -73 | -74.1485 | -183.2576 | 184.7313 | -183.2576 | 184.7313 | 34.2102 | 90.3823 | 88.2 | 94.8171 | 88.5 | 95.2064 | -111.5 | -117.7319 | -114.1 | -120.7765 | -116.6 | -123.6927 | -116.3 | -123.382 | 275.4211 | 277.1308
2020-11-12 02:00 | -75 | -75.6637 | 1.6582 | 11.035 | 83.0721 | 84.9954 | -74 | -74.6726 | -174.8436 | 176.0779 | -174.8436 | 176.0779 | 46.4679 | 95.8536 | 87 | 93.9264 | 87.9 | 94.5381 | -111.3 | -117.7381 | -114 | -121.1825 | -116.5 | -123.8736 | -116.3 | -123.8566 | 282.162 | 285.2108
2020-11-12 02:30 | -63 | -63.7887 | 5.5678 | 11.7171 | 77.4092 | 79.632 | -62 | -62.8013 | -166.7188 | 168.091 | -166.7188 | 168.091 | 46.1507 | 97.1683 | 87.9 | 95.1005 | 87.9 | 94.8731 | -110.8 | -117.5633 | -113.5 | -120.987 | -116 | -123.8768 | -115.7 | -123.5019 | 274.448 | 277.5371
2020-11-12 03:00 | -85 | -86.3134 | -15.7397 | 21.3973 | 97.8445 | 100.2671 | -84 | -85.3288 | -195.4185 | 197.2033 | -195.4185 | 197.2033 | 46.149 | 93.0671 | 87.6 | 94.5952 | 87.6 | 94.7088 | -110.6 | -116.9135 | -113.1 | -120.1664 | -115.9 | -123.3617 | -115.4 | -122.8054 | 274.9845 | 278.2485
2020-11-12 03:30 | -82 | -83.1865 | -11.566 | 18.6719 | 96.3872 | 98.5239 | -82 | -83.0241 | -192.1138 | 193.6765 | -192.1138 | 193.6765 | 46.8865 | 93.1914 | 87 | 93.8137 | 87.9 | 94.4824 | -110.9 | -116.9729 | -113.5 | -120.2759 | -115.8 | -123.0051 | -115.3 | -122.4736 | 278.3225 | 281.6261
2020-11-12 04:00 | -71 | -72.0069 | -0.31255 | 12.6125 | 85.3101 | 87.5375 | -71 | -72.0069 | -178.0598 | 179.4971 | -178.0598 | 179.4971 | 36.5935 | 88.5021 | 87.9 | 94.4281 | 88.8 | 95.4853 | -111.2 | -117.2891 | -113.6 | -120.3703 | -116.5 | -123.5706 | -116 | -123.1328 | 274.7561 | 277.8541
2020-11-12 04:30 | -95 | -96.5091 | -20.1393 | 27.0583 | 107.959 | 110.0796 | -94 | -95.5249 | -214.4624 | 216.049 | -214.4624 | 216.049 | 33.2246 | 80.7839 | 87.3 | 93.2233 | 87.9 | 94.103 | -110.4 | -116.1213 | -113.5 | -120.0094 | -115.9 | -122.6084 | -115.9 | -122.7 | 295.0518 | 297.3083
2020-11-12 05:00 | -87 | -87.9659 | -9.9406 | 19.0224 | 100.8554 | 102.359 | -87 | -87.9659 | -208.0571 | 208.8738 | -208.0571 | 208.8738 | 29.5774 | 78.0112 | 86.1 | 91.9944 | 85.8 | 91.6081 | -108.7 | -113.5698 | -112.5 | -118.4282 | -115.7 | -121.8117 | -115.2 | -121.3684 | 318.4015 | 320.5591
2020-11-12 05:30 | -80 | -80.7527 | 0.12011 | 16.929 | 97.5633 | 99.0255 | -80 | -80.6226 | -207.9333 | 208.6301 | -207.9333 | 208.6301 | 20.1182 | 75.6145 | 86.1 | 91.6813 | 84.9 | 90.3483 | -107.5 | -112.4805 | -112.7 | -118.5871 | -115.1 | -121.2119 | -115.2 | -121.3369 | 348.966 | 349.5299
2020-11-12 06:00 | -90 | -91.2414 | -6.5066 | 25.0746 | 109.1929 | 110.8982 | -90 | -91.2414 | -228.6873 | 229.5384 | -228.6873 | 229.5384 | 14.2143 | 71.809 | 84.6 | 88.3596 | 84.9 | 88.9994 | -107.9 | -110.8037 | -114.9 | -118.5523 | -117.5 | -121.2763 | -117.6 | -121.391 | 385.6219 | 385.7763
2020-11-12 06:30 | -99 | -101 | -11.6644 | 29.0931 | 107.8973 | 110.259 | -101 | -102.7716 | -230.3827 | 231.5124 | -230.3827 | 231.5124 | -5.5222 | 70.9986 | 83.7 | 87.8554 | 84 | 88.0509 | -106.7 | -109.5442 | -115 | -117.6648 | -117.6 | -120.3541 | -117.6 | -120.3755 | 400.9546 | 400.9575
2020-11-12 07:00 | -90 | -91.9837 | -17.2752 | 32.3364 | 109.4855 | 111.8623 | -90 | -91.7823 | -225.9675 | 226.9893 | -225.9675 | 226.9893 | -14.4682 | 75.8309 | 82.5 | 86.4401 | 83.4 | 87.124 | -106.2 | -108.4388 | -115 | -117.1613 | -117.8 | -120.0435 | -117.5 | -119.7299 | 389.0703 | 389.3544
2020-11-12 07:30 | -103 | -104.7378 | -30.9679 | 40.8432 | 116.146 | 118.3548 | -102 | -103.7545 | -233.6711 | 234.5825 | -233.6711 | 234.5825 | -13.1699 | 72.6216 | 81.6 | 85.116 | 84.6 | 88.1883 | -106.7 | -108.9647 | -115.2 | -117.2819 | -117.9 | -120.2591 | -117.9 | -120.1073 | 383.2035 | 383.5575
2020-11-12 08:00 | -98 | -99.6394 | -28.1415 | 37.4076 | 108.474 | 110.5238 | -96 | -97.4936 | -228.0024 | 228.5679 | -228.0024 | 228.5679 | -12.1317 | 73.9967 | 83.4 | 86.9524 | 83.1 | 86.58 | -106.2 | -108.2564 | -116.5 | -118.3599 | -118.9 | -120.7928 | -119.3 | -121.2042 | 385.9001 | 386.461
2020-11-12 08:30 | -97 | -98.656 | -33.8841 | 41.9285 | 106.8024 | 108.9966 | -96 | -97.6729 | -226.0458 | 226.6428 | -226.0458 | 226.6428 | 3.0202 | 72.5209 | 82.8 | 86.043 | 83.4 | 86.54 | -105.4 | -107.2252 | -116 | -117.6442 | -118.9 | -120.6205 | -118.6 | -120.1593 | 400.3156 | 400.8895
2020-11-12 09:00 | -97 | -98.3107 | -35.9777 | 42.3656 | 105.6754 | 107.5028 | -98 | -99.1413 | -219.2327 | 219.6894 | -219.2327 | 219.6894 | 3.0661 | 74.3306 | 82.5 | 85.673 | 83.1 | 86.3317 | -105.7 | -107.5201 | -115.5 | -117.1849 | -118.6 | -120.3757 | -118.2 | -119.8968 | 388.4358 | 389.3337
2020-11-12 09:30 | -100 | -101.1187 | -43.6196 | 46.4878 | 111.444 | 112.1457 | -103 | -104.2353 | -225.898 | 225.9712 | -225.898 | 225.9712 | 5.1159 | 78.8195 | 85.2 | 87.8221 | 84.9 | 87.7545 | -107.4 | -108.8815 | -117.6 | -118.9395 | -120.7 | -122.2084 | -120.2 | -121.5851 | 342.5748 | 345.1224
2020-11-12 10:00 | -103 | -103.6967 | -35.9299 | 39.0386 | 112.1291 | 112.4712 | -103 | -103.6967 | -225.9742 | 226.2567 | -225.9742 | 226.2567 | 0.52981 | 98.442 | 83.1 | 86.6647 | 83.7 | 87.1561 | -105.7 | -107.9246 | -115.5 | -117.4476 | -118.2 | -120.2117 | -118.1 | -120.0411 | 337.1832 | 343.1514
2020-11-12 10:30 | -118 | -118.9496 | -47.9278 | 54.3869 | 129.4158 | 130.4609 | -117 | -117.8346 | -243.3471 | 243.4513 | -243.3471 | 243.4513 | -7.2208 | 83.7209 | 82.2 | 85.8021 | 83.1 | 86.9244 | -104.8 | -107.1463 | -116.1 | -118.1905 | -119.3 | -121.3663 | -119.1 | -121.0967 | 390.272 | 393.0637
2020-11-12 11:00 | -123 | -124.3101 | -44.895 | 49.715 | 123.1959 | 123.9115 | -123 | -124.1692 | -238.7997 | 238.7997 | -238.7997 | 238.7997 | -11.2639 | 84.9055 | 83.4 | 86.868 | 82.8 | 86.2081 | -104.7 | -106.688 | -115.2 | -116.9749 | -118.2 | -120.1395 | -117.9 | -119.7207 | 396.8398 | 399.7994
2020-11-12 11:30 | -117 | -117.72 | -40.379 | 46.843 | 133.3923 | 133.9547 | -117 | -117.72 | -254.0708 | 254.0716 | -254.0708 | 254.0716 | -7.6713 | 61.1732 | 82.8 | 85.7244 | 81.9 | 85.0144 | -104.4 | -106.0792 | -115.5 | -117.3936 | -118.4 | -120.4083 | -118.2 | -120.1216 | 417.6736 | 418.4929
2020-11-12 12:00 | -120 | -120.5031 | -48.4582 | 52.6977 | 131.5677 | 132.0279 | -119 | -119.4194 | -258.4276 | 258.4482 | -258.4276 | 258.4482 | -10.7574 | 61.7264 | 82.8 | 85.8026 | 82.5 | 85.3572 | -105 | -106.5486 | -115.7 | -117.4501 | -118.8 | -120.6418 | -118.4 | -120.2131 | 418.5263 | 419.3289
2020-11-12 12:30 | -110 | -110.6526 | -52.1927 | 56.3474 | 125.3788 | 126.009 | -110 | -110.5486 | -255.0348 | 255.0384 | -255.0348 | 255.0384 | -16.3887 | 65.8938 | 84.3 | 87.3289 | 85.2 | 88.0448 | -107.6 | -109.5354 | -116.6 | -118.6946 | -119.1 | -121.2816 | -118.7 | -120.8323 | 394.4152 | 395.3434
2020-11-12 13:00 | -107 | -107.2986 | -41.8158 | 44.3513 | 114.3424 | 114.5645 | -107 | -107.2287 | -237.9235 | 238.1455 | -237.9235 | 238.1455 | -15.871 | 67.7446 | 84.6 | 87.9384 | 83.7 | 86.7498 | -106.5 | -108.3005 | -114.3 | -116.3045 | -117.3 | -119.4009 | -116.8 | -118.9893 | 403.8153 | 404.918
2020-11-12 13:30 | -126 | -127.5774 | -52.9718 | 60.8007 | 133.1978 | 134.5563 | -125 | -126.5899 | -266.712 | 266.8763 | -266.712 | 266.8763 | -35.5259 | 85.1386 | 81.9 | 85.8676 | 82.8 | 86.7265 | -103.9 | -106.6134 | -115.9 | -118.5027 | -118.7 | -121.5571 | -118.8 | -121.5692 | 433.4524 | 433.7044
2020-11-12 14:00 | -108 | -108.6646 | -34.5615 | 42.8575 | 121.6026 | 122.416 | -107 | -107.6708 | -244.9577 | 244.9965 | -244.9577 | 244.9965 | -25.179 | 79.0192 | 84 | 88.0396 | 82.8 | 86.7265 | -104.2 | -106.6976 | -115.5 | -118.5459 | -118.1 | -121.3569 | -117.8 | -120.877 | 431.7079 | 431.7787
2020-11-12 14:30 | -111 | -111.8794 | -34.5592 | 43.6108 | 124.0314 | 125.0094 | -111 | -111.8794 | -243.7832 | 243.9329 | -243.7832 | 243.9329 | -26.3653 | 59.7411 | 82.2 | 85.632 | 81.9 | 85.5147 | -104.5 | -106.6687 | -117 | -120.2113 | -120 | -123.338 | -120.2 | -123.4181 | 449.6516 | 449.6522
2020-11-12 15:00 | -115 | -115.849 | -31.2887 | 40.6978 | 128.5462 | 129.2656 | -115 | -115.7325 | -253.2769 | 253.34 | -253.2769 | 253.34 | -23.5396 | 59.7987 | 82.5 | 86.1758 | 83.7 | 87.3252 | -105.4 | -107.7748 | -117.3 | -120.7363 | -119.8 | -123.2366 | -120.5 | -124.011 | 447.3394 | 447.3455
2020-11-12 15:30 | -111 | -111.8794 | -25.2392 | 37.3662 | 128.1861 | 128.9512 | -111 | -111.7587 | -253.4342 | 253.5218 | -253.4342 | 253.5218 | -29.3659 | 61.9613 | 81.9 | 85.9582 | 82.5 | 86.4401 | -103.6 | -106.1441 | -117.4 | -120.9287 | -119.9 | -123.5237 | -120.2 | -123.863 | 453.0284 | 453.0335
2020-11-12 16:00 | -105 | -105.5746 | -16.7369 | 28.9935 | 121.3453 | 121.9941 | -105 | -105.5746 | -243.7165 | 243.7637 | -243.7165 | 243.7637 | -27.5142 | 78.4115 | 80.7 | 84.8157 | 81 | 85.0096 | -103.8 | -106.2746 | -116.4 | -119.5878 | -119.4 | -122.662 | -119.4 | -122.5418 | 467.0633 | 467.0948
2020-11-12 16:30 | -100 | -100.1249 | -7.482 | 17.2471 | 117.0476 | 117.2099 | -101 | -101.1237 | -247.0564 | 247.1359 | -247.0564 | 247.1359 | -30.7635 | 77.958 | 81.3 | 85.2053 | 81.9 | 85.778 | -104.1 | -106.6322 | -116.8 | -119.9708 | -119.9 | -123.1716 | -120.3 | -123.4929 | 470.9573 | 470.9587
2020-11-12 17:00 | -104 | -104.0769 | -5.9005 | 19.3244 | 123.7514 | 123.9409 | -103 | -103.0776 | -255.1446 | 255.1702 | -255.1446 | 255.1702 | -25.6619 | 75.3214 | 80.7 | 84.3662 | 81 | 84.6532 | -103.1 | -105.4211 | -116 | -119.1178 | -118.9 | -122.268 | -118.9 | -122.0322 | 476.7965 | 476.859
2020-11-12 17:30 | -82 | -82 | 12.2917 | 17.9686 | 106.7202 | 106.7739 | -82 | -82 | -234.1663 | 234.3726 | -234.1663 | 234.3726 | -27.6686 | 80.1542 | 81.9 | 85.0954 | 81.6 | 84.8889 | -103.1 | -105.0989 | -116.8 | -120.2983 | -119.3 | -122.9656 | -118.8 | -122.3359 | 477.8642 | 478.0177
2020-11-12 18:00 | -78 | -78.0256 | 18.1088 | 19.9317 | 96.3992 | 96.4023 | -79 | -79.0569 | -217.116 | 217.3924 | -217.116 | 217.3924 | -21.4498 | 74.1452 | 81 | 83.5294 | 81.3 | 83.7478 | -103.8 | -105.0259 | -116.8 | -119.1802 | -119.8 | -122.2796 | -119.9 | -122.4177 | 486.1506 | 486.1931
2020-11-12 18:30 | -72 | -72.0625 | 25.1414 | 26.1546 | 92.0331 | 92.038 | -72 | -72.0625 | -208.108 | 208.3547 | -208.108 | 208.3547 | -14.0656 | 73.7362 | 82.5 | 85.2053 | 82.5 | 85.2053 | -105.1 | -106.7457 | -117.8 | -120.5709 | -120.7 | -123.5748 | -120.7 | -123.6086 | 485.0976 | 485.1022
2020-11-12 19:00 | -72 | -72.111 | 26.203 | 26.5415 | 92.0198 | 92.0329 | -71 | -71.1758 | -209.054 | 209.5488 | -209.054 | 209.5488 | 0.57367 | 72.6658 | 82.8 | 85.4215 | 82.5 | 85.4347 | -106.1 | -107.6666 | -118.6 | -121.3951 | -121.3 | -124.1609 | -121.5 | -124.3777 | 477.9531 | 477.9596
2020-11-12 19:30 | -60 | -60 | 37.2005 | 39.2405 | 82.5852 | 82.842 | -60 | -60 | -194.9446 | 194.9524 | -194.9446 | 194.9524 | -16.5215 | 77.2331 | 82.8 | 85.571 | 84 | 86.6585 | -105.7 | -107.4296 | -116.4 | -119.2467 | -119.4 | -122.3708 | -119.3 | -122.2513 | 452.4251 | 452.4298
2020-11-12 20:00 | -60 | -60 | 37.7474 | 39.4513 | 80.6937 | 80.8757 | -60 | -60 | -192.174 | 192.2014 | -192.174 | 192.2014 | -11.035 | 84.5807 | 84.9 | 87.9865 | 85.5 | 88.4878 | -108.1 | -110.1019 | -117.9 | -120.3984 | -121.4 | -123.9273 | -121 | -123.4953 | 426.4519 | 426.5387
2020-11-12 20:30 | -62 | -62.0322 | 34.1567 | 35.986 | 79.513 | 79.8978 | -60 | -60 | -186.6418 | 186.6492 | -186.6418 | 186.6492 | 2.1895 | 83.9877 | 85.2 | 88.198 | 84.6 | 87.697 | -108.1 | -110.14 | -118.3 | -120.9542 | -121.1 | -123.7351 | -121.1 | -123.8178 | 411.4259 | 411.4366
2020-11-12 21:00 | -56 | -56.0357 | 32.7921 | 35.0529 | 76.0713 | 76.6293 | -55 | -55.0364 | -177.9352 | 177.9934 | -177.9352 | 177.9934 | 18.1729 | 83.823 | 86.1 | 89.3824 | 86.1 | 89.3824 | -110.5 | -112.6883 | -120.1 | -122.861 | -123 | -125.8646 | -123.1 | -126.0262 | 404.9802 | 405.001
2020-11-12 21:30 | -51 | -51.0882 | 35.2797 | 36.6655 | 69.5724 | 70.2333 | -52 | -52.0865 | -168.2681 | 168.3448 | -168.2681 | 168.3448 | 26.989 | 87.4644 | 87 | 90.5762 | 87.9 | 91.5241 | -111 | -113.5861 | -118.6 | -121.8375 | -121.7 | -125.0383 | -121.2 | -124.6212 | 377.3224 | 377.4319
2020-11-12 22:00 | -62 | -62.2013 | 24.7039 | 26.94 | 76.0184 | 76.7599 | -63 | -63.0714 | -172.3693 | 172.5631 | -172.3693 | 172.5631 | 37.3547 | 86.6557 | 87 | 90.4111 | 88.5 | 91.8554 | -112.3 | -114.7736 | -119.8 | -122.9382 | -122 | -125.2393 | -122.1 | -125.382 | 343.0948 | 344.2034
2020-11-12 22:30 | -51 | -51.1566 | 29.1992 | 30.714 | 67.9681 | 69.0012 | -52 | -52.1536 | -166.1875 | 166.4422 | -166.1875 | 166.4422 | 51.3311 | 95.8494 | 89.4 | 92.8838 | 88.8 | 92.3064 | -112 | -114.5846 | -117.3 | -120.6188 | -119.5 | -122.9921 | -119.8 | -123.3786 | 345.2356 | 346.6245
2020-11-12 23:00 | -36 | -36.0555 | 43.0385 | 43.2472 | 52.236 | 52.9477 | -36 | -36.0555 | -144.5966 | 144.6809 | -144.5966 | 144.6809 | 57.1535 | 98.1088 | 90 | 93.7081 | 88.2 | 91.896 | -113 | -115.8415 | -117.5 | -121.0498 | -120.4 | -124.0813 | -120.1 | -123.9617 | 344.3043 | 346.855
2020-11-12 23:30 | -34 | -34 | 46.2501 | 46.3106 | 49.2598 | 49.8482 | -33 | -33 | -149.329 | 149.3327 | -149.329 | 149.3327 | 47.5982 | 90.2978 | 89.4 | 92.4881 | 90.6 | 93.4248 | -114.7 | -116.9053 | -118.5 | -121.6124 | -121.9 | -125.0076 | -121.4 | -124.5872 | 343.4651 | 346.5942
2020-11-13 | -37 | -37.054 | 44.1658 | 44.2568 | 46.9076 | 47.9785 | -38 | -38.0132 | -136.6387 | 136.7795 | -136.6387 | 136.7795 | 47.7923 | 94.1729 | 89.4 | 92.7228 | 90.9 | 94.1699 | -115.6 | -118.0044 | -119.4 | -122.662 | -122.4 | -125.8116 | -122.1 | -125.5663 | 322.1207 | 325.5136
2020-11-13 00:30 | -39 | -39.1152 | 33.09 | 33.1892 | 52.1954 | 53.5581 | -39 | -39.1152 | -137.4822 | 137.8751 | -137.4822 | 137.8751 | 51.2255 | 99.1376 | 90.9 | 94.7402 | 92.1 | 95.9761 | -116.1 | -119.1756 | -119.3 | -123.1619 | -122.1 | -126.1228 | -121.8 | -125.8828 | 306.9786 | 310.2466
2020-11-13 01:00 | -43 | -43.1856 | 27.4683 | 28.594 | 56.5467 | 56.631 | -43 | -43.2897 | -138.8169 | 138.8306 | -138.8169 | 138.8306 | 56.068 | 99.8712 | 90.3 | 93.7504 | 90.9 | 94.0394 | -114.8 | -117.3852 | -117.6 | -121.099 | -120.5 | -124.1301 | -120.3 | -124.0328 | 304.0766 | 309.5022
2020-11-13 01:30 | -33 | -33.3766 | 33.6918 | 34.7017 | 48.3977 | 48.5696 | -33 | -33.3766 | -125.9133 | 125.9148 | -125.9133 | 125.9148 | 62.2962 | 104.6063 | 90.3 | 93.8314 | 91.5 | 94.9868 | -115.4 | -118.1513 | -117.8 | -121.4133 | -120.8 | -124.5665 | -120.5 | -124.4237 | 295.7931 | 301.5859
2020-11-13 02:00 | -32 | -32.7567 | 34.0249 | 35.8684 | 46.1903 | 46.3791 | -32 | -32.7567 | -122.4189 | 122.4757 | -122.4189 | 122.4757 | 74.353 | 112.3244 | 90 | 94.0494 | 90.9 | 94.7402 | -114.8 | -118.361 | -117.2 | -121.8663 | -120.2 | -125.0256 | -119.8 | -124.712 | 300.1736 | 307.0538
2020-11-13 02:30 | -30 | -30.8058 | 35.5213 | 37.7403 | 43.4876 | 43.7702 | -30 | -31.0483 | -114.7219 | 114.8163 | -114.7219 | 114.8163 | 72.7901 | 113.0362 | 90.9 | 96.0084 | 90 | 95.2546 | -115.1 | -119.4625 | -116.9 | -122.3767 | -120 | -125.6338 | -119.5 | -125.3058 | 284.0019 | 291.3849
2020-11-13 03:00 | -25 | -26.2488 | 35.0349 | 36.7514 | 45.0393 | 45.1382 | -23 | -24.3516 | -116.197 | 116.217 | -116.197 | 116.217 | 71.0447 | 112.2941 | 90 | 96.6023 | 89.4 | 95.9344 | -112.5 | -118.5854 | -116.5 | -121.781 | -119.3 | -124.913 | -118.8 | -124.518 | 279.9612 | 291.6854
2020-11-13 03:30 | -32 | -32.5576 | 34.246 | 36.0769 | 46.441 | 46.6079 | -32 | -32.7567 | -118.1485 | 118.189 | -118.1485 | 118.189 | 72.4936 | 109.2708 | 90.3 | 97.1009 | 90.3 | 96.991 | -112.9 | -119.0916 | -116.3 | -121.774 | -119.1 | -124.7688 | -118.9 | -124.7337 | 288.1877 | 297.2345
2020-11-13 04:00 | -37 | -37.6563 | 36.3954 | 37.8844 | 45.9062 | 46.0384 | -38 | -38.6394 | -117.9686 | 117.9902 | -117.9686 | 117.9902 | 67.3123 | 104.4023 | 89.7 | 96.1059 | 90 | 96.6023 | -113.7 | -119.9137 | -116.4 | -121.8104 | -119.1 | -124.7218 | -118.8 | -124.5537 | 294.0587 | 302.7161
2020-11-13 04:30 | -30 | -30.5941 | 38.0531 | 39.2682 | 47.8237 | 48.0549 | -30 | -30.5941 | -123.7754 | 123.8976 | -123.7754 | 123.8976 | 61.4408 | 101.474 | 89.7 | 96.4326 | 90.6 | 97.3799 | -114.2 | -120.2933 | -118 | -123.3694 | -120.7 | -126.2438 | -120.5 | -126.1706 | 305.515 | 311.9574
2020-11-13 05:00 | -28 | -29.4109 | 48.7031 | 49.4773 | 43.0906 | 44.0077 | -28 | -29.4109 | -122.8964 | 123.3196 | -122.8964 | 123.3196 | 51.2489 | 93.8402 | 90.6 | 96.9464 | 90.9 | 97.0156 | -114.4 | -120.1732 | -118.2 | -123.33 | -121 | -126.2134 | -120.9 | -126.2319 | 317.1917 | 322.8461
2020-11-13 05:30 | -23 | -25.4951 | 56.7099 | 57.4373 | 39.3915 | 41.0612 | -22 | -25.0599 | -124.2154 | 125.0254 | -124.2154 | 125.0254 | 32.4862 | 76.8285 | 91.2 | 97.5074 | 90.6 | 96.7345 | -114.5 | -120.1164 | -118.8 | -123.4734 | -121.9 | -126.7427 | -122.1 | -127.1003 | 318.8261 | 321.3942
2020-11-13 06:00 | -26 | -28.6356 | 58.1329 | 58.55 | 43.3259 | 45.3536 | -25 | -28.178 | -134.0551 | 135.3132 | -134.0551 | 135.3132 | 21.667 | 67.0713 | 90.3 | 95.5381 | 90.3 | 95.4406 | -113.9 | -118.4735 | -119.8 | -123.6959 | -122.8 | -126.7015 | -122.6 | -126.5077 | 360.3281 | 362.2103
2020-11-13 06:30 | -24 | -26.8328 | 61.0583 | 61.353 | 43.5584 | 45.3912 | -24 | -27.2947 | -138.8665 | 140.2986 | -138.8665 | 140.2986 | -3.3814 | 60.2442 | 87 | 90.4931 | 87.9 | 91.6081 | -111.4 | -114.064 | -118.8 | -121.102 | -121.7 | -123.9671 | -121.7 | -123.9671 | 380.0872 | 381.2091
2020-11-13 07:00 | -24 | -27.7849 | 54.5343 | 54.9439 | 45.9744 | 47.8525 | -25 | -28.6531 | -137.573 | 139.3098 | -137.573 | 139.3098 | -10.9288 | 60.6579 | 88.5 | 91.6185 | 88.5 | 91.7755 | -111.4 | -113.6893 | -119.1 | -120.9721 | -122.3 | -124.2986 | -122.3 | -124.2453 | 396.4874 | 397.2886
2020-11-13 07:30 | -25 | -27.7308 | 52.9922 | 53.2663 | 36.429 | 37.7919 | -25 | -27.7308 | -126.5092 | 127.8223 | -126.5092 | 127.8223 | -1.9495 | 65.4877 | 86.7 | 89.8809 | 87.9 | 91.5241 | -111.5 | -113.9432 | -119.9 | -121.9561 | -122.9 | -125.0521 | -123 | -125.1319 | 397.7444 | 398.1551
2020-11-13 08:00 | -36 | -37.3631 | 30.6618 | 31.4952 | 50.0188 | 51.0117 | -36 | -37.6431 | -144.2404 | 145.6381 | -144.2404 | 145.6381 | -2.1738 | 66.8642 | 86.4 | 89.8338 | 86.7 | 90.092 | -108.7 | -111.0654 | -119.7 | -121.5281 | -122.6 | -124.4709 | -122.7 | -124.6041 | 407.3244 | 407.4218
2020-11-13 08:30 | -36 | -37.3631 | 28.285 | 28.8077 | 53.2432 | 53.9281 | -36 | -37.3631 | -145.5593 | 146.7795 | -145.5593 | 146.7795 | 0.3061 | 67.622 | 87.6 | 90.9079 | 87.9 | 91.2774 | -111 | -113.5229 | -120.4 | -122.1711 | -123.7 | -125.6236 | -123 | -124.9696 | 393.7842 | 393.8722
2020-11-13 09:00 | -41 | -42.2019 | 26.4987 | 26.9479 | 56.2608 | 56.8411 | -43 | -44.1475 | -146.1521 | 147.3179 | -146.1521 | 147.3179 | 0.16407 | 66.9581 | 86.7 | 90.041 | 86.4 | 89.9165 | -109.8 | -112.1831 | -118.5 | -120.2654 | -121.6 | -123.5387 | -121.1 | -123.0465 | 381.5659 | 381.5922
2020-11-13 09:30 | -44 | -45.3542 | 29.0179 | 29.3157 | 59.8892 | 60.824 | -44 | -45.3542 | -149.7763 | 151.4635 | -149.7763 | 151.4635 | 22.4297 | 70.0472 | 88.2 | 91.6474 | 88.5 | 91.9362 | -111.3 | -113.7746 | -120.4 | -122.2696 | -123.5 | -125.3919 | -123.2 | -125.1842 | 368.9443 | 369.0272
2020-11-13 10:00 | -55 | -55.9017 | 19.7962 | 20.1927 | 65.91 | 66.432 | -55 | -55.9017 | -163.282 | 164.8486 | -163.282 | 164.8486 | 10.9755 | 67.0298 | 86.7 | 89.9605 | 86.4 | 89.8338 | -109.5 | -111.7477 | -120.3 | -121.7049 | -123.4 | -124.8449 | -123 | -124.7297 | 397.7145 | 397.7148
2020-11-13 10:30 | -49 | -49.6488 | 16.7601 | 17.175 | 61.863 | 62.1674 | -49 | -49.6488 | -159.4104 | 160.6166 | -159.4104 | 160.6166 | 13.1968 | 69.5747 | 86.1 | 89.712 | 85.5 | 89.2216 | -109.2 | -111.6165 | -120 | -121.8236 | -123.1 | -124.9634 | -122.9 | -124.7664 | 397.3646 | 397.3765
2020-11-13 11:00 | -54 | -54.4518 | 14.627 | 14.6884 | 60.3656 | 60.3712 | -54 | -54.5894 | -157.7201 | 158.399 | -157.7201 | 158.399 | 10.6124 | 67.728 | 86.4 | 89.7522 | 86.4 | 89.7522 | -109.2 | -111.5548 | -119.3 | -121.1169 | -122.4 | -124.2395 | -121.7 | -123.4816 | 375.8445 | 375.8481
2020-11-13 11:30 | -62 | -62.3939 | -0.47357 | 2.369 | 70.9812 | 70.9815 | -62 | -62.2896 | -171.869 | 172.6321 | -171.869 | 172.6321 | 23.9021 | 67.6627 | 86.7 | 89.8809 | 87.3 | 90.4598 | -111.3 | -113.3011 | -121.4 | -122.8733 | -124.6 | -126.2268 | -125 | -126.6537 | 392.4562 | 392.4624
2020-11-13 12:00 | -66 | -66.1891 | -3.2911 | 4.7169 | 80.7056 | 80.7297 | -66 | -66.1891 | -182.6039 | 183.0973 | -182.6039 | 183.0973 | 27.2389 | 68.2028 | 85.8 | 89.7697 | 86.7 | 90.288 | -109.9 | -112.3923 | -118.9 | -120.8461 | -121.9 | -123.941 | -121.7 | -123.6903 | 356.7238 | 356.7404
2020-11-13 12:30 | -69 | -69.2604 | -10.0692 | 10.2156 | 86.7951 | 86.7971 | -71 | -71.1758 | -196.2682 | 196.7486 | -196.2682 | 196.7486 | 23.2259 | 66.4658 | 85.5 | 88.9686 | 85.2 | 88.764 | -108.3 | -110.6126 | -118.9 | -120.6713 | -122 | -123.8112 | -121.7 | -123.5327 | 368.4797 | 368.4806
2020-11-13 13:00 | -72 | -72.0625 | -6.8753 | 8.1817 | 85.6516 | 85.7009 | -72 | -72.0625 | -192.9754 | 193.2137 | -192.9754 | 193.2137 | 19.566 | 65.0432 | 85.8 | 89.2569 | 87.9 | 91.1176 | -110.8 | -113.1014 | -121 | -122.7579 | -124.1 | -125.8476 | -124.1 | -125.8643 | 369.551 | 369.5576
2020-11-13 13:30 | -79 | -79.0253 | -13.5258 | 14.0251 | 92.8187 | 92.8473 | -79 | -79.0569 | -207.9069 | 208.1193 | -207.9069 | 208.1193 | 33.9723 | 69.3462 | 85.5 | 88.8861 | 85.2 | 88.5158 | -108.8 | -111.0245 | -119.8 | -121.3759 | -122.9 | -124.6145 | -122.7 | -124.4172 | 372.0064 | 372.0076
2020-11-13 14:00 | -77 | -77 | -6.1728 | 8.4425 | 89.7079 | 89.825 | -77 | -77 | -197.2118 | 197.3296 | -197.2118 | 197.3296 | 27.8421 | 63.9098 | 72.3 | 75.9006 | 73.2 | 76.8492 | -92.8 | -94.5872 | -105.4 | -106.6377 | -108 | -109.4131 | -108 | -109.2683 | 388.8079 | 388.8457
2020-11-13 14:30 | -67 | -67.0298 | 2.377 | 6.7035 | 87.6247 | 87.7027 | -67 | -67.0298 | -206.2238 | 206.2547 | -206.2238 | 206.2547 | 5.9283 | 61.065 | 71.1 | 75.6363 | 71.1 | 75.5345 | -90.4 | -92.6512 | -99.4 | -101.0705 | -101.8 | -103.4413 | -101.8 | -103.5214 | 352.0735 | 352.0932
2020-11-13 15:00 | -90 | -90.05 | -7.3319 | 14.3332 | 106.0259 | 106.2444 | -90 | -90.05 | -220.1638 | 220.1659 | -220.1638 | 220.1659 | -2.0946 | 61.8506 | 71.1 | 75.5345 | 72.3 | 76.9692 | -92 | -94.5939 | -101 | -102.7532 | -103.8 | -105.6529 | -103.6 | -105.4192 | 345.2058 | 345.2061
2020-11-13 15:30 | -83 | -83 | 5.4745 | 9.2869 | 95.7885 | 95.8431 | -82 | -82 | -202.4977 | 202.5947 | -202.4977 | 202.5947 | -3.0358 | 64.0322 | 77.1 | 81.3979 | 76.8 | 80.9227 | -97 | -99.2897 | -107 | -108.709 | -110.1 | -111.8135 | -109.9 | -111.5992 | 366.3767 | 366.3998
2020-11-13 16:00 | -79 | -79 | 6.4216 | 10.7394 | 98.3868 | 98.4462 | -79 | -79 | -212.8812 | 212.9098 | -212.8812 | 212.9098 | -10.6168 | 63.1861 | 70.8 | 75.3544 | 70.8 | 75.2522 | -90.5 | -92.7707 | -101.4 | -103.0559 | -104 | -105.7393 | -103.9 | -105.5872 | 383.5256 | 383.5453
2020-11-13 16:30 | -71 | -71.0634 | 10.3208 | 10.9537 | 89.1977 | 89.2118 | -71 | -71.0634 | -204.7997 | 204.929 | -204.7997 | 204.929 | -20.985 | 66.4992 | 72.6 | 77.251 | 73.2 | 77.6137 | -92.2 | -94.6284 | -103.3 | -105.0509 | -105.7 | -107.5755 | -105.3 | -107.0722 | 382.0541 | 382.0886
2020-11-13 17:00 | -62 | -62.0322 | 18.2973 | 18.7881 | 81.2158 | 81.2988 | -62 | -62.0322 | -197.7323 | 197.8688 | -197.7323 | 197.8688 | -34.5285 | 72.7121 | 71.4 | 75.6173 | 70.8 | 75.2522 | -91.6 | -94.0213 | -102.1 | -103.8712 | -104.8 | -106.654 | -104.6 | -106.4205 | 389.4568 | 389.5726
2020-11-13 17:30 | -58 | -58.0345 | 25.2158 | 25.5583 | 80.7132 | 80.736 | -58 | -58.0345 | -198.5101 | 198.769 | -198.5101 | 198.769 | -37.9822 | 69.4191 | 71.7 | 76.3027 | 72.3 | 76.7654 | -92.4 | -94.8458 | -102.4 | -104.2589 | -105 | -106.9065 | -104.8 | -106.6913 | 366.2804 | 366.5693
2020-11-13 18:00 | -46 | -46.6905 | 46.7626 | 46.8596 | 61.7806 | 62.2131 | -46 | -46.6905 | -175.9513 | 176.6475 | -175.9513 | 176.6475 | -42.6804 | 72.2766 | 74.4 | 78.4562 | 72.6 | 76.8492 | -93.8 | -96.0785 | -103.5 | -105.2841 | -106.1 | -107.9134 | -106 | -107.8151 | 382.6613 | 382.9856
2020-11-13 18:30 | -28 | -30.0832 | 62.0427 | 62.3215 | 47.6743 | 49.0841 | -30 | -31.9531 | -148.8208 | 150.2328 | -148.8208 | 150.2328 | -27.8346 | 63.8583 | 75.9 | 80.7624 | 76.8 | 81.3089 | -96.5 | -99.3202 | -107.2 | -109.4342 | -109.8 | -112.0616 | -109.9 | -112.1596 | 378.0598 | 378.4864
2020-11-13 19:00 | -17 | -20.8087 | 75.6057 | 75.8508 | 36.921 | 39.1295 | -17 | -20.8087 | -133.2254 | 134.9318 | -133.2254 | 134.9318 | -13.9081 | 64.2865 | 82.2 | 86.3354 | 82.5 | 86.6211 | -105.2 | -108.0837 | -115.1 | -117.4149 | -118 | -120.3565 | -117.9 | -120.2585 | 386.8653 | 387.3933
2020-11-13 19:30 | -14 | -19.799 | 78.7634 | 79.0113 | 35.9776 | 38.9944 | -14 | -19.799 | -140.3521 | 142.0055 | -140.3521 | 142.0055 | -15.319 | 60.3848 | 87 | 90.9173 | 87.6 | 91.3203 | -109.2 | -112.0029 | -118.1 | -120.2997 | -121.1 | -123.3591 | -121 | -123.2609 | 363.4831 | 364.066
2020-11-13 20:00 | -17 | -20.8087 | 74.3526 | 74.6487 | 38.5476 | 40.9144 | -17 | -20.8087 | -143.7054 | 144.8747 | -143.7054 | 144.8747 | -14.0381 | 58.4783 | 86.7 | 90.7181 | 86.4 | 90.6104 | -109.8 | -112.9526 | -117.7 | -120.142 | -120.7 | -123.0436 | -120.5 | -122.9854 | 349.5578 | 350.0648
2020-11-13 20:30 | -10 | -14.8661 | 77.5055 | 77.7648 | 32.5839 | 34.7445 | -11 | -15.5563 | -130.8891 | 131.6573 | -130.8891 | 131.6573 | -10.9853 | 63.194 | 87 | 91.4562 | 87.9 | 92.4978 | -112.1 | -115.617 | -118.2 | -120.9617 | -121.2 | -124.0419 | -121.1 | -123.9656 | 318.1363 | 318.8277
2020-11-13 21:00 | -16 | -20 | 70.7497 | 71.3505 | 35.5669 | 37.7051 | -16 | -20 | -132.4948 | 133.2089 | -132.4948 | 133.2089 | -6.5966 | 57.5276 | 88.5 | 92.6772 | 88.8 | 92.4721 | -112.4 | -115.0058 | -117.7 | -120.7795 | -120.9 | -124.055 | -120.6 | -123.7627 | 289.0626 | 289.3382
2020-11-13 21:30 | -5 | -13 | 79.2595 | 79.9682 | 23.1272 | 26.6906 | -4 | -12.6491 | -115.152 | 115.9694 | -115.152 | 115.9694 | 0.52129 | 53.4341 | 89.1 | 92.3542 | 89.4 | 92.6437 | -113.1 | -115.681 | -117.6 | -120.6374 | -120.2 | -123.3684 | -120.4 | -123.5453 | 273.732 | 274.5747
2020-11-13 22:00 | -9 | -14.2127 | 68.7405 | 69.619 | 27.3137 | 29.3089 | -9 | -14.2127 | -114.0159 | 114.3574 | -114.0159 | 114.3574 | 17.2668 | 70.3747 | 89.1 | 93.1011 | 90.6 | 94.0394 | -113.4 | -116.1446 | -117.3 | -120.7126 | -120.1 | -123.7419 | -119.8 | -123.4507 | 264.8063 | 268.9268
2020-11-13 22:30 | 0 | 11 | 78.0622 | 79.0559 | 15.6539 | 18.7997 | 0 | 10 | -101.5242 | 101.8414 | -101.5242 | 101.8414 | 20.6021 | 69.0919 | 89.1 | 92.3542 | 89.7 | 93.0121 | -111.7 | -114.3983 | -114.1 | -117.5813 | -116.9 | -120.4917 | -116.7 | -120.3464 | 254.4573 | 260.3936
2020-11-13 23:00 | -1 | -10.0499 | 72.5507 | 73.6842 | 19.2576 | 21.8053 | 0 | 10 | -110.7316 | 111.0243 | -110.7316 | 111.0243 | 32.9289 | 75.3325 | 90 | 93.5428 | 89.7 | 93.2542 | -112.8 | -115.5372 | -115.7 | -119.1585 | -118.5 | -122.0926 | -118.3 | -121.9956 | 252.9945 | 259.6818
2020-11-13 23:30 | -2 | -10.198 | 69.4409 | 70.7752 | 20.8998 | 23.4235 | -2 | -10.198 | -125.0075 | 125.4565 | -125.0075 | 125.4565 | 33.8221 | 75.2689 | 90.3 | 93.7504 | 91.2 | 94.5381 | -114.9 | -117.546 | -117.4 | -120.7863 | -120.7 | -124.2527 | -120.3 | -123.8404 | 272.9126 | 278.7804
2020-11-14 | 0 | 10 | 71.1879 | 72.5083 | 15.4618 | 18.1636 | 0 | 10 | -109.4859 | 109.7167 | -109.4859 | 109.7167 | 29.5798 | 77.5582 | 90 | 93.7921 | 90.6 | 93.9963 | -114.1 | -116.8713 | -115.8 | -119.4004 | -118.7 | -122.5539 | -118.5 | -122.4373 | 263.0977 | 269.5713
2020-11-14 00:30 | 0 | 10 | 66.0739 | 68.0699 | 15.4481 | 17.8241 | 0 | 10 | -101.4864 | 101.6 | -101.4864 | 101.6 | 36.199 | 79.9897 | 93 | 98.0045 | 94.5 | 99.3308 | -118.9 | -123.3846 | -120.8 | -125.9365 | -123.7 | -128.9444 | -123.3 | -128.7031 | 242.4559 | 247.9107
2020-11-14 01:00 | 0 | 12 | 64.3031 | 67.2851 | 13.743 | 17.6767 | 0 | 12 | -94.305 | 94.6341 | -94.305 | 94.6341 | 38.3408 | 81.4229 | 94.8 | 99.7088 | 95.1 | 100.2759 | -120.2 | -124.8348 | -121.3 | -126.6438 | -123.5 | -128.8948 | -123.7 | -129.1056 | 226.5591 | 232.016
2020-11-14 01:30 | 19 | 23.0217 | 77.7631 | 80.5296 | -1.8406 | 11.8787 | 19 | 23.0217 | -70.265 | 70.7434 | -70.265 | 70.7434 | 45.7431 | 92.8772 | 95.1 | 100.0872 | 95.1 | 100.2759 | -119.8 | -124.6687 | -120.2 | -125.7658 | -123 | -128.7657 | -122.7 | -128.5984 | 213.5264 | 220.9292
2020-11-14 02:00 | 12 | 18.4391 | 71.2828 | 75.7668 | 2.0613 | 15.5374 | 13 | 19.105 | -72.191 | 73.3263 | -72.191 | 73.3263 | 55.2939 | 94.6878 | 95.4 | 101.2441 | 95.1 | 100.9615 | -119.4 | -125.3314 | -120.9 | -127.8243 | -123.3 | -130.354 | -123 | -130.1682 | 212.3917 | 223.8517
2020-11-14 02:30 | 12 | 24.1868 | 72.118 | 77.8679 | 0.6564 | 18.9795 | 12 | 23.3238 | -68.939 | 71.3547 | -68.939 | 71.3547 | 60.0612 | 98.9829 | 95.7 | 101.0359 | 95.7 | 101.2299 | -119.8 | -125.3541 | -120.9 | -127.535 | -123.8 | -130.6343 | -123.6 | -130.5732 | 202.4524 | 212.4014
2020-11-14 03:00 | 16 | 26.4008 | 76.6312 | 82.1463 | -2.7787 | 19.8927 | 15 | 25.807 | -62.0945 | 65.1715 | -62.0945 | 65.1715 | 58.3491 | 97.6648 | 95.4 | 100.8486 | 95.1 | 101.0626 | -119.4 | -125.1804 | -119.8 | -126.4606 | -122.6 | -129.5299 | -122.6 | -129.6921 | 198.9783 | 207.5009
2020-11-14 03:30 | 15 | 25.807 | 75.3123 | 80.8154 | -0.98394 | 19.8632 | 14 | 25.2389 | -65.0863 | 67.9559 | -65.0863 | 67.9559 | 59.8126 | 100.8938 | 95.4 | 101.2441 | 94.8 | 100.7804 | -120 | -125.9335 | -120.7 | -127.6677 | -123.4 | -130.6444 | -123 | -130.3327 | 202.2863 | 210.4021
2020-11-14 04:00 | 16 | 27.2029 | 79.2826 | 85.1134 | -6.6643 | 21.5426 | 15 | 26.6271 | -58.103 | 61.022 | -58.103 | 61.022 | 59.5777 | 100.8464 | 94.8 | 100.9855 | 95.7 | 101.6274 | -119.9 | -125.8038 | -120.3 | -127.257 | -122.9 | -130.2338 | -122.9 | -130.2053 | 207.8842 | 215.7124
2020-11-14 04:30 | 14 | 25.2389 | 74.6718 | 80.1122 | -0.4355 | 19.4264 | 13 | 24.6982 | -66.5872 | 69.2102 | -66.5872 | 69.2102 | 70.4113 | 109.7414 | 95.7 | 101.4271 | 94.8 | 100.5783 | -120.5 | -126.3197 | -121.8 | -128.6759 | -124.5 | -131.6514 | -124.2 | -131.4658 | 230.0667 | 236.9494
2020-11-14 05:00 | 26 | 34.0588 | 88.3974 | 92.7348 | -11.1132 | 23.4232 | 25 | 33.3017 | -52.9155 | 56.5966 | -52.9155 | 56.5966 | 77.6005 | 115.9316 | 93.6 | 99.4481 | 93.9 | 99.832 | -117.9 | -123.48 | -121 | -127.7919 | -124 | -131.0164 | -123.5 | -130.8662 | 249.5204 | 257.0855
2020-11-14 05:30 | 20 | 29.7321 | 83.4713 | 88.1295 | -4.0963 | 22.0254 | 20 | 30.4795 | -64.8675 | 68.337 | -64.8675 | 68.337 | 77.4057 | 106.0463 | 94.2 | 99.7142 | 93.6 | 99.0491 | -118.7 | -123.8949 | -122.6 | -128.7755 | -125.4 | -131.9038 | -125 | -131.5523 | 257.4188 | 262.3777
2020-11-14 06:00 | 16 | 27.2029 | 77.4102 | 82.3945 | -0.7738 | 20.7409 | 15 | 26.6271 | -74.1019 | 77.0048 | -74.1019 | 77.0048 | 65.9302 | 97.1368 | 93.3 | 97.6439 | 93.3 | 97.4686 | -118.1 | -121.9748 | -121.7 | -126.4684 | -124.4 | -129.2842 | -124.1 | -129.1329 | 262.3873 | 267.028
2020-11-14 06:30 | 10 | 22.3607 | 74.0795 | 78.3825 | 0.6066 | 18.9199 | 10 | 22.3607 | -80.8438 | 83.0537 | -80.8438 | 83.0537 | 66.0096 | 90.8065 | 94.5 | 97.5743 | 94.8 | 97.8649 | -120 | -122.4355 | -123.6 | -127.6752 | -126.6 | -130.8555 | -126.8 | -131.0997 | 283.8945 | 290.9518
2020-11-14 07:00 | 0 | 20.0998 | 57.6533 | 62.4952 | 14.5222 | 22.4966 | 0 | 19 | -98.4785 | 100.0343 | -98.4785 | 100.0343 | 60.9764 | 87.4613 | 94.5 | 97.6494 | 95.4 | 98.3726 | -120 | -122.3377 | -123.9 | -127.7446 | -126.8 | -130.9486 | -127 | -131.2174 | 285.9331 | 290.9577
2020-11-14 07:30 | -17 | -17.2627 | 38.8752 | 39.2819 | 30.4654 | 31.6298 | -18 | -18.4391 | -121.1018 | 121.472 | -121.1018 | 121.472 | 35.8425 | 87.2774 | 94.2 | 97.2838 | 95.1 | 98.2302 | -120.1 | -122.819 | -121.8 | -125.298 | -124.7 | -128.3284 | -124.2 | -127.9861 | 258.8431 | 264.0107
2020-11-14 08:00 | -13 | -13 | 40.7631 | 40.9653 | 25.9751 | 27.9099 | -13 | -13 | -113.3212 | 113.826 | -113.3212 | 113.826 | 36.8033 | 90.7401 | 93.9 | 97.3009 | 94.2 | 97.5904 | -119.3 | -122.1003 | -122.9 | -126.725 | -125.9 | -129.854 | -125.7 | -129.7339 | 271.5952 | 275.5639
2020-11-14 08:30 | -15 | -15 | 33.4236 | 33.9391 | 27.0141 | 28.6357 | -15 | -15 | -115.141 | 115.5834 | -115.141 | 115.5834 | 23.2892 | 83.7325 | 94.2 | 97.4354 | 94.2 | 97.4354 | -118.7 | -121.3663 | -122.5 | -126.12 | -125.6 | -129.3691 | -125.2 | -129.029 | 252.6113 | 256.6421
2020-11-14 09:00 | -21 | -21 | 28.1683 | 28.7651 | 31.009 | 32.3392 | -21 | -21 | -116.8983 | 117.3066 | -116.8983 | 117.3066 | 29.7626 | 89.0238 | 94.5 | 98.3643 | 93.6 | 97.2518 | -118.7 | -121.912 | -123 | -127.1197 | -125.7 | -130.1072 | -125.5 | -129.7461 | 264.8344 | 268.2197
2020-11-14 09:30 | -23 | -23 | 18.978 | 20.0636 | 32.9448 | 34.1355 | -23 | -23 | -120.2289 | 120.5375 | -120.2289 | 120.5375 | 36.6156 | 92.1359 | 94.2 | 98.5042 | 95.1 | 99.2787 | -119.3 | -123.1868 | -123.7 | -128.3407 | -126.8 | -131.6757 | -126.7 | -131.6607 | 257.8824 | 260.9251
2020-11-14 10:00 | -27 | -27 | 9.4292 | 11.3039 | 35.2519 | 36.5162 | -26 | -26 | -119.2021 | 119.5813 | -119.2021 | 119.5813 | 53.2892 | 102.4186 | 93.3 | 97.8225 | 94.5 | 98.9677 | -120.2 | -124.402 | -123.8 | -128.8993 | -126.8 | -131.9488 | -126.5 | -131.8 | 256.5339 | 259.0091
2020-11-14 10:30 | -28 | -28 | 13.6894 | 14.693 | 35.3229 | 36.4879 | -28 | -28 | -118.0127 | 118.3842 | -118.0127 | 118.3842 | 55.3055 | 104.8435 | 91.8 | 96.393 | 91.5 | 96.6731 | -116 | -120.824 | -122.1 | -127.6995 | -124.8 | -130.5448 | -124.5 | -130.3465 | 258.1174 | 259.8459
2020-11-14 11:00 | -25 | -25 | 4.2069 | 7.1447 | 37.7973 | 39.131 | -25 | -25 | -121.9591 | 122.3487 | -121.9591 | 122.3487 | 58.3124 | 106.8204 | 90.9 | 96.7048 | 91.5 | 97.067 | -115.1 | -120.3038 | -122.4 | -128.6158 | -125.5 | -131.9655 | -125.3 | -131.8685 | 275.7764 | 277.2623
2020-11-14 11:30 | -31 | -31.0644 | -0.13686 | 4.8634 | 34.3335 | 36.3256 | -31 | -31.0161 | -120.18 | 120.7076 | -120.18 | 120.7076 | 56.4706 | 106.5333 | 92.1 | 97.6328 | 92.1 | 97.5337 | -116.6 | -121.5403 | -121.7 | -127.4947 | -124.5 | -130.6208 | -124.6 | -130.8021 | 249.4171 | 251.1275
2020-11-14 12:00 | -29 | -29.0689 | 5.8299 | 7.5893 | 38.8015 | 40.4305 | -29 | -29.0689 | -120.8536 | 121.2608 | -120.8536 | 121.2608 | 64.0118 | 108.6061 | 91.8 | 96.861 | 92.7 | 97.9058 | -116.5 | -121.332 | -121.3 | -126.9643 | -124.2 | -130.0897 | -123.8 | -129.7324 | 233.8252 | 236.648
2020-11-14 12:30 | -29 | -29 | 5.2371 | 8.0207 | 37.4424 | 38.7633 | -29 | -29 | -121.0332 | 121.4007 | -121.0332 | 121.4007 | 59.6788 | 108.8987 | 92.7 | 98.1005 | 92.4 | 97.9159 | -117.2 | -122.1442 | -123 | -128.8846 | -126.1 | -132.2971 | -125.8 | -131.976 | 239.2941 | 241.8853
2020-11-14 13:00 | -19 | -19.0263 | 23.6471 | 25.3053 | 21.033 | 22.4781 | -18 | -18.0278 | -90.0763 | 90.2579 | -90.0763 | 90.2579 | 69.4785 | 122.2424 | 94.2 | 100.1142 | 93 | 99.193 | -117 | -122.8018 | -121.9 | -127.8654 | -125.6 | -131.7551 | -124.9 | -131.1794 | 220.5105 | 226.8365
2020-11-14 13:30 | -16 | -16.0312 | 13.6319 | 16.3759 | 21.8774 | 23.4823 | -15 | -15.0333 | -93.402 | 93.6793 | -93.402 | 93.6793 | 74.9163 | 124.3749 | 92.1 | 98.1408 | 93 | 98.9859 | -117.1 | -122.6567 | -122.7 | -128.4792 | -125.7 | -131.766 | -125.4 | -131.5342 | 235.6869 | 241.6509
2020-11-14 14:00 | -23 | -23 | -4.9362 | 7.9783 | 37.179 | 38.9578 | -22 | -22 | -108.0606 | 109.018 | -108.0606 | 109.018 | 71.3988 | 117.0379 | 91.8 | 97.578 | 91.5 | 97.4742 | -116.1 | -121.6425 | -122.4 | -128.045 | -124.8 | -130.6331 | -124.5 | -130.3761 | 249.9318 | 255.1699
2020-11-14 14:30 | -30 | -30.0167 | -0.92866 | 6.2361 | 33.2811 | 35.2985 | -30 | -30.0167 | -106.265 | 107.1874 | -106.265 | 107.1874 | 70.3354 | 117.5959 | 91.8 | 97.6531 | 93.3 | 99.0645 | -117.6 | -122.8414 | -123.6 | -129.0479 | -126.7 | -132.3623 | -126.5 | -132.3166 | 235.8396 | 242.0888
2020-11-14 15:00 | -37 | -37.2156 | -5.0374 | 6.4646 | 44.0378 | 46.0726 | -36 | -36.1248 | -112.8064 | 113.9038 | -112.8064 | 113.9038 | -2.9983 | 83.2682 | 37.5 | 44.5225 | 38.4 | 45.1896 | -50.2 | -52.2522 | -60.5 | -63.008 | -62.2 | -64.8362 | -61.8 | -64.4525 | 307.0132 | 314.8091
2020-11-14 15:30 | -24 | -24.0832 | 13.1454 | 13.9246 | 28.5755 | 31.453 | -23 | -23.0868 | -103.1648 | 104.3675 | -103.1648 | 104.3675 | -9.7663 | 83.9132 | 39.9 | 45.9549 | 40.5 | 46.6247 | -51.9 | -53.7291 | -61.3 | -63.5079 | -62.9 | -65.2357 | -62.8 | -65.1128 | 314.5597 | 322.1156
2020-11-14 16:00 | -25 | -25 | 15.2448 | 16.4837 | 36.4236 | 37.8092 | -25 | -25 | -120.946 | 121.4749 | -120.946 | 121.4749 | -26.1875 | 79.8992 | 39.3 | 45.7389 | 39.9 | 46.1044 | -51.6 | -53.1639 | -61.2 | -63.2317 | -62.5 | -64.738 | -62.3 | -64.397 | 309.3594 | 316.9448
2020-11-14 16:30 | -14 | -14 | 29.814 | 30.5889 | 30.4114 | 31.5696 | -14 | -14 | -125.3117 | 125.6097 | -125.3117 | 125.6097 | -45.9549 | 79.4582 | 40.2 | 45.2165 | 40.8 | 45.7507 | -53 | -53.9912 | -61.3 | -62.8562 | -62.7 | -64.2659 | -62.7 | -64.31 | 300.832 | 308.1712
2020-11-14 17:00 | -17 | -17 | 42.123 | 42.322 | 37.1329 | 37.8987 | -17 | -17 | -132.1282 | 132.3644 | -132.1282 | 132.3644 | -56.2885 | 91.0751 | 38.1 | 44.0959 | 38.1 | 43.837 | -50 | -51.4198 | -62.8 | -64.5434 | -64.5 | -66.2898 | -64.5 | -66.313 | 362.6037 | 367.0256
2020-11-14 17:30 | -19 | -19.0263 | 44.83 | 45.2994 | 34.187 | 34.8091 | -20 | -20.025 | -138.6321 | 138.7233 | -138.6321 | 138.7233 | -54.9916 | 85.9344 | 39.3 | 44.99 | 39.3 | 44.8447 | -50.8 | -52.02 | -61.7 | -63.3355 | -63.3 | -64.9619 | -63.4 | -65.0819 | 354.1357 | 358.9713
2020-11-14 18:00 | -7 | -8.0623 | 63.2501 | 63.8751 | 24.04 | 24.3638 | -7 | -8.0623 | -123.3565 | 123.3888 | -123.3565 | 123.3888 | -32.2385 | 81.1217 | 37.5 | 42.6897 | 38.7 | 43.8883 | -49.9 | -50.9519 | -61.3 | -63.0379 | -62.9 | -64.7341 | -63 | -64.8312 | 403.5696 | 410.3783
2020-11-14 18:30 | 4 | 5 | 78.4716 | 78.8869 | 11.3769 | 12.1963 | 4 | 5 | -107.1126 | 107.125 | -107.1126 | 107.125 | -30.7842 | 85.7394 | 37.2 | 43.9477 | 37.5 | 44.6154 | -49.6 | -51.4307 | -61.8 | -63.8627 | -63.4 | -65.4151 | -63.1 | -65.3184 | 409.293 | 415.4469
2020-11-14 19:00 | 9 | 10.2956 | 84.8031 | 85.3336 | 7.7598 | 9.2206 | 9 | 10.2956 | -103.2426 | 103.2428 | -103.2426 | 103.2428 | -29.8015 | 83.6807 | 37.5 | 44.3615 | 36.3 | 42.8664 | -49 | -50.7209 | -61.2 | -63.2569 | -62.8 | -64.759 | -62.7 | -64.8093 | 410.2791 | 416.1467
2020-11-14 19:30 | 0 | 5 | 78.511 | 78.8322 | 17.3343 | 17.9662 | 0 | 5 | -117.4976 | 117.536 | -117.4976 | 117.536 | -34.744 | 82.7908 | 37.8 | 44.0438 | 37.2 | 43.4752 | -48.8 | -50.3755 | -61.6 | -63.4237 | -63.4 | -65.2435 | -63.2 | -65.0256 | 407.8341 | 412.9929
2020-11-14 20:00 | 5 | 6.4031 | 83.2726 | 83.5874 | 12.3819 | 13.2651 | 5 | 6.4031 | -107.416 | 107.4373 | -107.416 | 107.4373 | -34.7726 | 83.0451 | 37.5 | 43.7321 | 37.8 | 43.837 | -48.8 | -50.183 | -60.8 | -62.6955 | -62.4 | -64.3204 | -62.4 | -64.3448 | 409.0676 | 413.7737
2020-11-14 20:30 | 0 | 1 | 74.6336 | 75.0552 | 18.8032 | 19.2248 | 0 | 1 | -109.582 | 109.5897 | -109.582 | 109.5897 | -10.6573 | 81.9182 | 48.9 | 54.7391 | 47.1 | 52.7267 | -61.8 | -63.6658 | -73.2 | -75.5262 | -75 | -77.4435 | -74.9 | -77.3466 | 386.1877 | 391.2411
2020-11-14 21:00 | -10 | -10.198 | 61.7215 | 62.0306 | 29.2842 | 29.9768 | -12 | -12.1655 | -119.1072 | 119.1373 | -119.1072 | 119.1373 | 11.5086 | 85.0006 | 55.5 | 60.8298 | 55.5 | 60.9532 | -72.6 | -74.5867 | -82.3 | -84.7906 | -84.6 | -87.1674 | -84.1 | -86.6822 | 377.4081 | 383.8478
2020-11-14 21:30 | -6 | -6 | 67.7539 | 67.921 | 21.0621 | 22.9073 | -6 | -6 | -106.5638 | 106.751 | -106.5638 | 106.751 | 29.4474 | 81.3344 | 61.5 | 66.577 | 61.2 | 66.1852 | -79.5 | -82.2781 | -88.4 | -92.2009 | -90.7 | -94.605 | -90.5 | -94.4992 | 363.3925 | 367.0091
2020-11-14 22:00 | -16 | -16 | 53.323 | 53.6789 | 32.645 | 33.8081 | -19 | -19 | -118.2288 | 118.46 | -118.2288 | 118.46 | 48.723 | 91.557 | 81 | 86.0686 | 81.9 | 87.2216 | -101.3 | -104.8623 | -108.5 | -112.9522 | -111.4 | -116.016 | -111.4 | -116.185 | 323.965 | 328.3002
2020-11-14 22:30 | -16 | -16 | 51.4294 | 51.9595 | 31.8504 | 33.0353 | -16 | -16 | -122.7803 | 122.9498 | -122.7803 | 122.9498 | 55.9516 | 98.2269 | 87.6 | 94.1489 | 88.2 | 94.9276 | -111.2 | -117.2583 | -115.9 | -122.7724 | -118.6 | -125.7173 | -117.9 | -125.0906 | 279.9761 | 283.4674
2020-11-14 23:00 | -17 | -17.2627 | 45.8809 | 46.0794 | 34.5888 | 37.0096 | -17 | -17.2627 | -128.1395 | 128.7223 | -128.1395 | 128.7223 | 51.6801 | 98.2351 | 87.6 | 94.9385 | 87.3 | 94.5462 | -111.1 | -117.8795 | -115.1 | -122.6958 | -117.7 | -125.4466 | -117.4 | -125.4448 | 267.3346 | 270.368
2020-11-14 23:30 | -30 | -30.2655 | 34.4984 | 34.582 | 45.4248 | 47.6045 | -30 | -30.2655 | -152.6998 | 153.0989 | -152.6998 | 153.0989 | 47.8349 | 94.4144 | 92.7 | 99.5539 | 93.3 | 99.8969 | -117.3 | -123.7716 | -120.4 | -127.5926 | -123.7 | -131.1589 | -123.5 | -131.104 | 273.2292 | 276.4046
2020-11-15 | -35 | -35.6931 | 28.7814 | 28.9118 | 47.2494 | 51.1483 | -35 | -35.5106 | -145.419 | 146.8014 | -145.419 | 146.8014 | 42.9134 | 96.2806 | 91.2 | 98.1587 | 91.8 | 98.7164 | -115.6 | -122.5555 | -119 | -126.7358 | -121.8 | -129.6746 | -121.6 | -129.5656 | 276.8028 | 279.3205
2020-11-15 00:30 | -45 | -45.5412 | 15.0273 | 15.0613 | 58.3722 | 61.1175 | -45 | -45.7056 | -151.0734 | 152.2488 | -151.0734 | 152.2488 | 46.1037 | 97.7211 | 92.1 | 99.217 | 92.4 | 99.3847 | -115.4 | -122.2674 | -117.8 | -125.5404 | -120.8 | -128.7703 | -120.6 | -128.8624 | 259.2006 | 262.8992
2020-11-15 01:00 | -50 | -50.636 | 8.0522 | 8.2083 | 62.8295 | 65.7186 | -51 | -51.6236 | -151.7144 | 153.3218 | -151.7144 | 153.3218 | 53.315 | 97.3458 | 90.6 | 97.3799 | 91.5 | 98.2178 | -115.5 | -122.1622 | -118 | -125.4131 | -121 | -128.5479 | -120.5 | -128.2224 | 263.4203 | 267.0256
2020-11-15 01:30 | -57 | -57.3149 | 4.3484 | 4.508 | 65.7232 | 68.1362 | -57 | -57.3149 | -152.9041 | 154.4957 | -152.9041 | 154.4957 | 71.3434 | 101.4909 | 93.3 | 99.684 | 93.6 | 100.0706 | -117.8 | -123.6822 | -120.6 | -127.3146 | -123.4 | -130.3517 | -123 | -130.1682 | 264.0081 | 267.4443
2020-11-15 02:00 | -62 | -63.3482 | -9.3628 | 11.0182 | 78.5658 | 81.7326 | -62 | -63.3482 | -168.5829 | 170.9981 | -168.5829 | 170.9981 | 66.0322 | 99.1274 | 94.8 | 101.6199 | 95.1 | 102.0582 | -120.1 | -126.8789 | -121.8 | -129.3685 | -124.5 | -132.383 | -124.5 | -132.4852 | 244.6258 | 247.3743
2020-11-15 02:30 | -73 | -73.9797 | -16.875 | 17.4745 | 85.0648 | 87.645 | -73 | -73.8241 | -176.4383 | 178.4676 | -176.4383 | 178.4676 | 68.7264 | 98.1765 | 94.5 | 101.0185 | 94.8 | 101.5122 | -119.6 | -126.1753 | -120.5 | -127.6427 | -123.5 | -130.937 | -123.3 | -131.0098 | 235.9548 | 238.9961
2020-11-15 03:00 | -74 | -75.1332 | -13.3203 | 14.3811 | 81.2308 | 84.1666 | -74 | -75.1332 | -170.4266 | 173.0455 | -170.4266 | 173.0455 | 66.7397 | 95.8266 | 94.5 | 101.3401 | 94.8 | 101.5122 | -118.6 | -125.5524 | -119.4 | -126.873 | -122.1 | -129.786 | -122.2 | -130.0503 | 230.4159 | 233.2859
2020-11-15 03:30 | -68 | -69.0507 | -15.4993 | 16.7116 | 84.2896 | 87.2314 | -67 | -68.2495 | -174.3368 | 176.8846 | -174.3368 | 176.8846 | 64.4689 | 94.3674 | 94.5 | 101.4488 | 95.4 | 102.1798 | -120.1 | -127.0389 | -120.3 | -127.7877 | -123.1 | -130.7947 | -122.7 | -130.5544 | 222.3092 | 225.0466
2020-11-15 04:00 | -78 | -79.6241 | -18.9421 | 20.3919 | 88.9464 | 91.9867 | -78 | -79.4292 | -180.6323 | 183.3175 | -180.6323 | 183.3175 | 65.4389 | 94.2403 | 94.8 | 101.8998 | 94.5 | 101.2321 | -119.5 | -126.4029 | -119.5 | -126.9334 | -122.4 | -130.2041 | -122.2 | -130.1877 | 230.7592 | 233.5446
2020-11-15 04:30 | -70 | -71.3863 | -14.7101 | 16.0091 | 84.462 | 87.4603 | -71 | -72.3671 | -174.4229 | 176.9162 | -174.4229 | 176.9162 | 63.3234 | 94.58 | 94.2 | 101.1694 | 94.8 | 101.4053 | -119.1 | -126.0248 | -119.3 | -126.8468 | -122.2 | -129.9564 | -121.9 | -129.9408 | 225.5537 | 228.21
2020-11-15 05:00 | -69 | -70.0357 | -14.524 | 15.2339 | 82.187 | 85.1884 | -69 | -70.0357 | -171.1875 | 173.8326 | -171.1875 | 173.8326 | 68.973 | 96.8655 | 94.8 | 101.8375 | 94.5 | 101.3898 | -119.6 | -126.4 | -120.7 | -128.1644 | -123.7 | -131.427 | -123.4 | -131.1866 | 233.5096 | 236.4957
2020-11-15 05:30 | -67 | -68.0661 | -8.2257 | 8.5327 | 73.3056 | 76.4651 | -67 | -68.0661 | -159.4166 | 162.2004 | -159.4166 | 162.2004 | 65.24 | 93.9429 | 94.8 | 101.6199 | 94.8 | 101.6199 | -119.4 | -126.3779 | -119.7 | -127.4275 | -122.4 | -130.3755 | -122.2 | -130.361 | 234.5434 | 237.6236
2020-11-15 06:00 | -69 | -70.0357 | -13.1077 | 14.0537 | 82.5945 | 85.5736 | -69 | -70.214 | -181.0224 | 183.8866 | -181.0224 | 183.8866 | 66.3239 | 91.0684 | 95.1 | 100.5649 | 94.2 | 99.3272 | -118.7 | -123.64 | -120.4 | -125.957 | -122.7 | -128.5089 | -123.1 | -129.0699 | 230.7371 | 234.695
2020-11-15 06:30 | -70 | -71.1969 | -15.5535 | 16.4308 | 82.6211 | 85.7075 | -69 | -70.214 | -184.7329 | 187.3738 | -184.7329 | 187.3738 | 46.6684 | 77.1298 | 92.4 | 98.2174 | 91.8 | 97.7558 | -115.6 | -120.987 | -117.9 | -123.5643 | -120.7 | -126.6309 | -120.4 | -126.4974 | 254.2162 | 255.5418
2020-11-15 07:00 | -61 | -61.6604 | -14.0074 | 14.1221 | 76.6838 | 79.1816 | -62 | -62.6498 | -190.2264 | 192.266 | -190.2264 | 192.266 | 54.9935 | 87.3856 | 93 | 98.782 | 92.7 | 98.3986 | -118 | -123.3986 | -119.7 | -125.5568 | -122.6 | -128.8097 | -122.8 | -129.0271 | 230.7471 | 232.1445
2020-11-15 07:30 | -80 | -82.9699 | -18.9111 | 24.2221 | 97.8468 | 101.7755 | -80 | -82.9699 | -213.0598 | 216.3971 | -213.0598 | 216.3971 | 58.3163 | 93.8935 | 94.2 | 100.2162 | 94.5 | 100.3189 | -118.8 | -124.4582 | -119.7 | -125.9883 | -122.5 | -128.9587 | -122.4 | -128.9578 | 252.1459 | 253.1008
2020-11-15 08:00 | -107 | -110.354 | -43.2698 | 47.5163 | 118.5463 | 122.4016 | -106 | -109.3846 | -223.4685 | 227.6642 | -223.4685 | 227.6642 | 32.0111 | 66.6727 | 93.9 | 97.6222 | 93.6 | 97.4164 | -118.9 | -121.9715 | -123.1 | -126.7028 | -126.3 | -130.0727 | -126 | -129.8295 | 313.08 | 314.6275
2020-11-15 08:30 | -97 | -100.6876 | -46.0362 | 49.2993 | 110.65 | 114.8752 | -97 | -100.4241 | -216.0958 | 220.1488 | -216.0958 | 220.1488 | 48.7983 | 82.4771 | 93 | 97.0948 | 93.9 | 97.8722 | -118.9 | -122.5049 | -123.5 | -127.6287 | -126.6 | -130.8809 | -126.3 | -130.7445 | 290.2216 | 291.2844
2020-11-15 09:00 | -85 | -88.6002 | -47.7312 | 50.4597 | 93.7505 | 99.1095 | -86 | -89.2861 | -193.9492 | 199.0792 | -193.9492 | 199.0792 | 47.3789 | 85.2055 | 93.6 | 98.1087 | 93.9 | 98.3057 | -118.7 | -122.6019 | -122.1 | -126.2745 | -125.4 | -129.7461 | -125.1 | -129.6118 | 269.6572 | 270.5738
2020-11-15 09:30 | -100 | -102.8397 | -62.5245 | 64.723 | 106.2018 | 110.4822 | -101 | -103.8123 | -205.9203 | 209.078 | -205.9203 | 209.078 | 47.5972 | 80.8095 | 93 | 96.7569 | 92.7 | 96.2233 | -116.8 | -119.9027 | -122.9 | -126.3909 | -126.2 | -129.8837 | -125.7 | -129.4423 | 302.9449 | 303.7036
2020-11-15 10:00 | -107 | -110.8603 | -52.8048 | 57.832 | 119.197 | 123.7012 | -106 | -109.8954 | -219.2221 | 222.9059 | -219.2221 | 222.9059 | 41.8586 | 90.2707 | 92.4 | 96.874 | 92.7 | 97.1602 | -116.8 | -120.3705 | -122.2 | -126.1697 | -125.2 | -129.3495 | -125 | -129.2826 | 296.6042 | 297.0676
2020-11-15 10:30 | -107 | -110.354 | -50.2548 | 54.3273 | 112.9456 | 117.1953 | -107 | -110.354 | -221.1421 | 223.9707 | -221.1421 | 223.9707 | 30.4997 | 76.2403 | 90.3 | 93.5909 | 90 | 93.381 | -114.4 | -116.9941 | -123.3 | -126.3513 | -126.5 | -129.6707 | -126.2 | -129.4445 | 320.2556 | 321.105
2020-11-15 11:00 | -95 | -98.4937 | -59.1446 | 62.5839 | 100.257 | 105.183 | -95 | -98.4937 | -199.6197 | 202.6893 | -199.6197 | 202.6893 | 22.3825 | 88.4256 | 93.9 | 98.1298 | 94.5 | 98.7041 | -119.6 | -123.5022 | -122.3 | -126.622 | -125.1 | -129.6118 | -125.2 | -129.8664 | 268.8963 | 269.4978
2020-11-15 11:30 | -93 | -96.8401 | -60.8552 | 63.8872 | 93.2942 | 98.3698 | -94 | -97.8008 | -205.9461 | 208.366 | -205.9461 | 208.366 | 23.2004 | 71.5934 | 91.5 | 95.1497 | 90.9 | 94.409 | -114.3 | -116.9258 | -123.7 | -126.8073 | -126.8 | -130.074 | -126.7 | -129.9988 | 297.8024 | 298.0665
2020-11-15 12:00 | -88 | -92.3472 | -57.0682 | 61.3697 | 90.9114 | 96.739 | -89 | -93.0054 | -201.3985 | 204.4295 | -201.3985 | 204.4295 | 39.2363 | 81.9887 | 90.6 | 94.5376 | 90.9 | 94.911 | -115.3 | -118.4879 | -122.1 | -125.7077 | -125.2 | -128.9824 | -125 | -128.8349 | 263.7739 | 264.1389
2020-11-15 12:30 | -101 | -104.5466 | -55.1211 | 60.3111 | 113.4251 | 117.1933 | -100 | -103.3247 | -220.9351 | 223.2365 | -220.9351 | 223.2365 | 52.2572 | 85.1219 | 90.6 | 94.1202 | 92.4 | 95.8541 | -114.9 | -117.674 | -121.9 | -125.2101 | -125.1 | -128.4854 | -124.4 | -127.8962 | 275.499 | 276.2658
2020-11-15 13:00 | -107 | -110.8603 | -46.3739 | 52.9096 | 114.6914 | 118.3031 | -107 | -110.8603 | -229.9296 | 231.6441 | -229.9296 | 231.6441 | 16.2267 | 74.0398 | 90.6 | 93.8803 | 90.3 | 93.6485 | -113.9 | -116.2388 | -123.1 | -125.8223 | -126.2 | -129.0425 | -126 | -129.0851 | 310.3253 | 310.544
2020-11-15 13:30 | -91 | -93.8616 | -59.878 | 63.9462 | 96.7003 | 101.329 | -90 | -92.8924 | -210.0469 | 211.8664 | -210.0469 | 211.8664 | -1.7724 | 67.829 | 92.4 | 95.3169 | 91.8 | 94.81 | -116.5 | -118.7681 | -123.5 | -126.2072 | -126.5 | -129.3285 | -126.5 | -129.4123 | 295.3502 | 295.6214
2020-11-15 14:00 | -92 | -94.8314 | -52.1231 | 56.9251 | 98.3241 | 102.4403 | -91 | -94.1116 | -211.6808 | 213.2503 | -211.6808 | 213.2503 | 15.7126 | 70.2202 | 93.3 | 96.4886 | 93 | 96.2757 | -117.5 | -119.9864 | -119.8 | -122.7611 | -122.3 | -125.4198 | -122.2 | -125.3668 | 260.2793 | 260.6364
2020-11-15 14:30 | -112 | -115.2085 | -35.8057 | 48.0207 | 128.3733 | 131.3595 | -111 | -114.0044 | -254.3607 | 255.5573 | -254.3607 | 255.5573 | 27.0604 | 63.2783 | 92.7 | 95.6078 | 93.6 | 96.4083 | -117.5 | -119.6349 | -123 | -125.8223 | -125.8 | -128.7921 | -125.7 | -128.673 | 287.6416 | 288.6627
2020-11-15 15:00 | -116 | -118.4567 | -38.3286 | 47.9891 | 133.7779 | 135.8068 | -116 | -118.4567 | -258.6909 | 259.2798 | -258.6909 | 259.2798 | -30.4278 | 67.8945 | 91.2 | 94.1541 | 91.5 | 94.5952 | -115.9 | -118.4365 | -122.4 | -125.4512 | -125.3 | -128.5226 | -125.2 | -128.4028 | 325.517 | 325.5181
2020-11-15 15:30 | -122 | -124.1491 | -35.678 | 45.8188 | 135.8522 | 137.6816 | -122 | -123.9677 | -249.1427 | 249.7531 | -249.1427 | 249.7531 | -44.8763 | 71.4485 | 91.8 | 94.4462 | 92.4 | 95.1714 | -116.3 | -118.3999 | -123.1 | -125.8781 | -125.7 | -128.5461 | -126 | -128.7772 | 323.9632 | 324.0934
2020-11-15 16:00 | -113 | -115.5206 | -33.6422 | 45.1639 | 130.2215 | 132.4808 | -114 | -116.4989 | -252.7484 | 253.5206 | -252.7484 | 253.5206 | -22.7264 | 55.8996 | 92.1 | 94.3976 | 91.8 | 94.1049 | -116.3 | -117.9567 | -123.6 | -126.0243 | -127.1 | -129.5545 | -126.7 | -129.1624 | 367.5768 | 367.6253
2020-11-15 16:30 | -91 | -92.9624 | -23.0467 | 31.6263 | 105.6223 | 107.7462 | -91 | -92.9624 | -233.2953 | 233.5896 | -233.2953 | 233.5896 | -5.5564 | 61.912 | 89.7 | 92.1942 | 90.3 | 92.8475 | -113.4 | -115.0644 | -122.9 | -125.5549 | -125.8 | -128.5769 | -125.8 | -128.5403 | 418.6865 | 418.6881
2020-11-15 17:00 | -94 | -95.0368 | -17.3976 | 26.7918 | 108.7013 | 110.1196 | -93 | -94.0479 | -240.136 | 240.2195 | -240.136 | 240.2195 | 26.1613 | 67.6716 | 90.6 | 93.0701 | 90.9 | 93.161 | -113.8 | -115.3425 | -123.8 | -125.9985 | -127.1 | -129.2542 | -127.5 | -129.7392 | 441.0495 | 441.2361
2020-11-15 17:30 | -90 | -90.934 | 0.23403 | 21.369 | 105.4157 | 106.3169 | -88 | -88.8144 | -241.471 | 241.4719 | -241.471 | 241.4719 | 9.6123 | 63.0907 | 89.7 | 91.2597 | 89.4 | 91.0776 | -113.9 | -114.8319 | -126.1 | -127.4644 | -129.2 | -130.6484 | -129.3 | -130.7473 | 445.0584 | 445.1261
2020-11-15 18:00 | -90 | -90.4489 | 4.4462 | 21.8367 | 108.0396 | 108.6626 | -90 | -90.4489 | -254.0114 | 254.029 | -254.0114 | 254.029 | 4.0637 | 62.6475 | 87.6 | 89.5529 | 88.5 | 90.4335 | -111.9 | -113.024 | -125.5 | -127.0059 | -128.7 | -130.2447 | -128.7 | -130.2756 | 452.9243 | 452.9261
2020-11-15 18:30 | -83 | -83.7257 | 12.5509 | 26.4667 | 104.8879 | 105.7074 | -83 | -83.6002 | -257.1224 | 257.1692 | -257.1224 | 257.1692 | -1.0029 | 63.1613 | 88.5 | 90.5588 | 88.5 | 90.4335 | -113 | -114.0854 | -126 | -127.4847 | -129.3 | -130.7771 | -129.3 | -130.7388 | 451.2246 | 451.2386
2020-11-15 19:00 | -84 | -84.5931 | 13.2022 | 25.3942 | 104.867 | 105.5631 | -84 | -84.4808 | -258.0916 | 258.1251 | -258.0916 | 258.1251 | 3.5004 | 65.6995 | 89.1 | 91.4055 | 88.2 | 90.5965 | -112.5 | -113.8073 | -126 | -127.7216 | -129.2 | -130.9603 | -129 | -130.7794 | 448.5314 | 448.5612
2020-11-15 19:30 | -92 | -92.7793 | 8.2672 | 26.2597 | 111.4986 | 112.2838 | -91 | -91.7878 | -265.7553 | 265.8154 | -265.7553 | 265.8154 | -16.41 | 66.5754 | 88.2 | 90.4613 | 89.1 | 91.4055 | -111.7 | -113.0781 | -124.4 | -125.9147 | -127.4 | -129.0868 | -127.4 | -129.103 | 423.5203 | 423.5992
2020-11-15 20:00 | -80 | -80.3057 | 14.7478 | 24.096 | 103.0148 | 103.5136 | -80 | -80.3057 | -249.9809 | 249.9836 | -249.9809 | 249.9836 | -11.7675 | 68.1678 | 87.6 | 90.0125 | 88.2 | 90.7355 | -111.7 | -113.2053 | -123.9 | -125.6021 | -127.3 | -129.1363 | -127.2 | -129.0546 | 432.5494 | 432.6353
2020-11-15 20:30 | -94 | -94.5304 | 4.1435 | 21.3987 | 111.2951 | 112.09 | -95 | -95.6347 | -257.6223 | 257.7978 | -257.6223 | 257.7978 | -5.0376 | 67.878 | 88.5 | 91.1694 | 88.8 | 91.4607 | -111.5 | -113.0905 | -123.2 | -125.0965 | -126.5 | -128.4679 | -126.5 | -128.387 | 413.5794 | 413.6438
2020-11-15 21:00 | -92 | -92.5419 | -0.56449 | 20.4367 | 112.17 | 112.7942 | -92 | -92.5419 | -250.9314 | 251.1266 | -250.9314 | 251.1266 | -18.0944 | 66.8074 | 88.8 | 91.9083 | 89.7 | 92.7781 | -112.7 | -114.9045 | -121.4 | -123.9455 | -124.7 | -127.1813 | -124.5 | -126.9656 | 352.8305 | 352.8783
2020-11-15 21:30 | -93 | -93.4345 | -3.1869 | 19.0581 | 111.0474 | 111.6988 | -92 | -92.5419 | -249.6747 | 249.9651 | -249.6747 | 249.9651 | -5.531 | 61.3979 | 90.6 | 93.3521 | 90.6 | 93.3521 | -113.4 | -115.2559 | -121.5 | -123.6952 | -125.2 | -127.4421 | -125 | -127.3592 | 339.4056 | 339.7669
2020-11-15 22:00 | -90 | -90.5538 | -4.3648 | 17.6999 | 107.4309 | 108.236 | -89 | -89.4539 | -240.4797 | 241.0622 | -240.4797 | 241.0622 | 7.3929 | 64.6434 | 88.8 | 92.5562 | 89.4 | 93.132 | -113.1 | -115.9832 | -120.8 | -124.3004 | -123.8 | -127.5257 | -123.7 | -127.4527 | 335.0125 | 335.1773
2020-11-15 22:30 | -77 | -77.4145 | 6.8538 | 16.3439 | 94.3776 | 95.1668 | -77 | -77.4145 | -224.2423 | 224.5443 | -224.2423 | 224.5443 | 19.2242 | 68.7162 | 89.1 | 92.7602 | 89.4 | 93.0484 | -113.4 | -116.1446 | -119.9 | -123.5237 | -122.8 | -126.5555 | -122.9 | -126.7494 | 324.6356 | 325.2565
2020-11-15 23:00 | -75 | -75.2396 | 10.469 | 15.4923 | 87.8747 | 88.5393 | -74 | -74.2428 | -219.0987 | 219.2768 | -219.0987 | 219.2768 | 9.3863 | 69.375 | 90.9 | 95.4443 | 91.2 | 95.9142 | -115.5 | -119.3325 | -119.6 | -123.7622 | -121.5 | -126.4407 | -123.4 | -128.516 | 314.7512 | 315.7735
2020-11-15 23:30 | -57 | -57 | 23.8052 | 24.4168 | 73.8208 | 74.0108 | -58 | -58 | -200.9589 | 200.9762 | -200.9589 | 200.9762 | 16.3475 | 66.2898 | 91.8 | 96.393 | 91.2 | 95.629 | -115.1 | -118.8739 | -117.7 | -122.5402 | -120.8 | -125.8801 | -120.3 | -125.316 | 282.6178 | 283.4411
2020-11-16 | -59 | -59.5399 | 19.1255 | 23.1264 | 74.6501 | 76.2119 | -59 | -59.5399 | -194.9053 | 195.5076 | -194.9053 | 195.5076 | 24.1836 | 71.0641 | 90 | 94.8683 | 90 | 94.6803 | -113.2 | -117.2369 | -115.9 | -120.9544 | -118.7 | -123.8566 | -118.5 | -123.7608 | 286.5106 | 287.8185
2020-11-16 00:30 | -65 | -65.4905 | 9.0498 | 15.8552 | 81.4079 | 82.9355 | -66 | -66.6108 | -198.2429 | 199.0009 | -198.2429 | 199.0009 | 36.0922 | 78.6468 | 90.6 | 95.2508 | 90.9 | 95.7226 | -114 | -118.0874 | -116.9 | -122.0558 | -119.6 | -124.9295 | -119.4 | -124.796 | 290.2931 | 291.8333
2020-11-16 01:00 | -78 | -79.0759 | -2.4911 | 16.0852 | 92.1008 | 93.9276 | -80 | -80.895 | -211.8505 | 213.1682 | -211.8505 | 213.1682 | 55.2891 | 85.2349 | 90 | 94.4047 | 90.6 | 94.7107 | -113.9 | -117.5339 | -118.2 | -122.8829 | -120.6 | -125.4928 | -120.2 | -125.1085 | 318.7296 | 320.2986
2020-11-16 01:30 | -79 | -80.4114 | -4.1279 | 19.4234 | 93.9739 | 96.2314 | -78 | -79.4292 | -196.4575 | 197.9344 | -196.4575 | 197.9344 | 49.9548 | 81.1738 | 90 | 94.3146 | 89.7 | 93.7624 | -113.8 | -117.2661 | -117 | -121.5107 | -119.9 | -124.6548 | -119.6 | -124.3663 | 301.1236 | 303.4088
2020-11-16 02:00 | -79 | -79.7621 | -6.9515 | 15.0785 | 95.9348 | 97.3876 | -79 | -79.6304 | -195.8617 | 196.6034 | -195.8617 | 196.6034 | 59.0455 | 88.1439 | 88.5 | 93.0682 | 88.8 | 93.3535 | -112.3 | -115.9094 | -115.9 | -120.6722 | -118.4 | -123.3801 | -118.5 | -123.5891 | 307.3425 | 309.4057
2020-11-16 02:30 | -80 | -80.6226 | -6.0956 | 15.0548 | 94.7417 | 96.3167 | -80 | -80.5047 | -191.2597 | 192.1976 | -191.2597 | 192.1976 | 53.7881 | 86.5493 | 90.6 | 95.1587 | 90 | 94.4047 | -113.9 | -117.7592 | -117.4 | -122.3643 | -120.2 | -125.3895 | -120.1 | -125.3222 | 288.8899 | 291.1304
2020-11-16 03:00 | -70 | -70.3491 | 5.2876 | 11.5709 | 82.9195 | 84.1984 | -70 | -70.3491 | -171.9853 | 172.6979 | -171.9853 | 172.6979 | 57.3924 | 87.4697 | 89.4 | 94.0169 | 90.3 | 94.8731 | -114.1 | -117.8769 | -117.6 | -122.3886 | -120.5 | -125.536 | -120.4 | -125.536 | 292.2906 | 294.556
2020-11-16 03:30 | -68 | -68.1836 | 2.264 | 8.4121 | 83.874 | 84.9914 | -68 | -68.1836 | -173.2683 | 173.8286 | -173.2683 | 173.8286 | 60.5346 | 90.0287 | 90 | 94.5876 | 89.7 | 94.21 | -114.5 | -118.2392 | -117.8 | -122.6641 | -120.6 | -125.6601 | -120 | -125.1126 | 294.8681 | 296.9303
2020-11-16 04:00 | -61 | -61.0328 | 14.9901 | 15.695 | 73.92 | 74.4274 | -62 | -62.0322 | -169.0968 | 169.36 | -169.0968 | 169.36 | 61.0642 | 94.2008 | 90.9 | 95.6393 | 90.9 | 95.5362 | -114.8 | -118.6805 | -117.3 | -121.7996 | -120 | -124.6693 | -119.6 | -124.3389 | 303.3477 | 304.7028
2020-11-16 04:30 | -78 | -78.5175 | -2.0123 | 12.112 | 93.5286 | 94.7044 | -80 | -80.399 | -190.1901 | 190.8362 | -190.1901 | 190.8362 | 44.5654 | 79.2444 | 78.3 | 82.5355 | 77.4 | 81.7785 | -99.1 | -101.7197 | -103 | -106.2309 | -105.2 | -108.6345 | -105.2 | -108.7857 | 322.1136 | 323.5436
2020-11-16 05:00 | -77 | -77.4145 | 0.85942 | 13.9606 | 93.2809 | 94.4016 | -75 | -75.4255 | -192.2355 | 192.7967 | -192.2355 | 192.7967 | 39.8602 | 77.1244 | 81.9 | 86.0498 | 82.5 | 86.9943 | -104.9 | -108.1224 | -108.9 | -112.8511 | -111.6 | -115.6927 | -111.5 | -115.6758 | 328.5269 | 329.0599
2020-11-16 05:30 | -86 | -86.4697 | -1.365 | 15.2654 | 101.4525 | 102.1618 | -84 | -84.3801 | -209.2431 | 209.5618 | -209.2431 | 209.5618 | 31.2169 | 68.9702 | 82.2 | 85.976 | 82.2 | 85.8886 | -103.6 | -105.8894 | -109.4 | -112.5403 | -111.7 | -114.964 | -112.1 | -115.4238 | 349.6819 | 350.1789
2020-11-16 06:00 | -82 | -82.2192 | 2.4534 | 15.4011 | 99.0438 | 99.6341 | -82 | -82.2192 | -209.8092 | 209.9672 | -209.8092 | 209.9672 | 11.337 | 64.8169 | 81 | 84.396 | 83.1 | 86.58 | -102.9 | -105.0814 | -110.8 | -113.5099 | -112.9 | -115.8551 | -112.8 | -115.7353 | 358.4162 | 358.4162
2020-11-16 06:30 | -81 | -81.4985 | 1.5996 | 22.7605 | 101.5728 | 102.6715 | -81 | -81.4985 | -217.9576 | 218.2577 | -217.9576 | 218.2577 | -6.2032 | 41.8364 | 81.9 | 85.2602 | 81 | 84.4808 | -102.4 | -104.5918 | -108.9 | -111.9608 | -111.8 | -114.9673 | -111.7 | -114.8934 | 375.5914 | 375.6807
2020-11-16 07:00 | -99 | -100.449 | -19.4599 | 36.187 | 119.8434 | 121.638 | -99 | -100.449 | -239.0499 | 239.8927 | -239.0499 | 239.8927 | -15.2215 | 38.0768 | 81 | 83.4566 | 81.9 | 84.4754 | -103 | -104.3341 | -110.5 | -112.3492 | -113.4 | -115.3099 | -113.6 | -115.3543 | 378.9796 | 379.0169
2020-11-16 07:30 | -112 | -115.2085 | -32.2729 | 49.5202 | 127.1563 | 129.9999 | -112 | -114.9783 | -248.3165 | 249.7335 | -248.3165 | 249.7335 | -7.9598 | 36.3894 | 80.7 | 82.8837 | 79.8 | 82.148 | -101.4 | -102.5878 | -110.7 | -112.5729 | -113.8 | -115.7762 | -113.6 | -115.6413 | 400.8473 | 400.9275
2020-11-16 08:00 | -117 | -119.6411 | -37.6818 | 45.9286 | 123.8465 | 125.1286 | -117 | -119.6411 | -240.236 | 240.5231 | -240.236 | 240.5231 | 0.51462 | 38.4778 | 81 | 82.9113 | 79.5 | 81.6469 | -102.3 | -103.2535 | -111.8 | -113.3367 | -115.1 | -116.7569 | -114.7 | -116.2794 | 416.9321 | 416.9733
2020-11-16 08:30 | -115 | -116.559 | -52.6866 | 59.4296 | 132.8592 | 134.3269 | -115 | -116.559 | -250.6169 | 251.0249 | -250.6169 | 251.0249 | 4.3496 | 49.2519 | 78.9 | 81.3465 | 79.2 | 81.7851 | -99.8 | -100.8335 | -111.4 | -112.9953 | -114.2 | -116.0078 | -114.1 | -115.8918 | 409.4089 | 409.4285
2020-11-16 09:00 | -120 | -121.1982 | -55.6637 | 61.5256 | 131.7772 | 133.0114 | -120 | -121.1982 | -246.8069 | 247.0895 | -246.8069 | 247.0895 | 11.0177 | 49.5412 | 79.5 | 82.1507 | 80.4 | 82.7309 | -100.8 | -101.8376 | -111.1 | -112.7468 | -114.2 | -115.9381 | -113.9 | -115.6774 | 409.9492 | 409.9751
2020-11-16 09:30 | -100 | -100.6032 | -41.8974 | 46.3973 | 112.1601 | 112.8945 | -100 | -100.6032 | -218.2708 | 218.2897 | -218.2708 | 218.2897 | 10.7261 | 51.5808 | 79.5 | 82.1507 | 80.4 | 82.8744 | -103.2 | -104.4025 | -112.4 | -114.3266 | -115.7 | -117.7174 | -115.5 | -117.5208 | 378.6071 | 378.6117
2020-11-16 10:00 | -120 | -120.8139 | -62.6806 | 67.9534 | 131.1948 | 132.6554 | -121 | -121.6963 | -247.6009 | 247.927 | -247.6009 | 247.927 | 22.7474 | 49.6279 | 81 | 82.9759 | 80.7 | 82.4918 | -101.8 | -102.6394 | -112.1 | -113.534 | -114.5 | -116.0494 | -114.5 | -116.0657 | 401.2568 | 401.2985
2020-11-16 10:30 | -126 | -127.738 | -71.0658 | 76.3108 | 137.5961 | 139.2413 | -125 | -126.5899 | -254.6801 | 255.143 | -254.6801 | 255.143 | 13.0174 | 48.3901 | 82.8 | 85.3483 | 82.5 | 84.7732 | -103.7 | -104.8817 | -112.5 | -114.2291 | -115.2 | -116.9576 | -115.4 | -117.1719 | 373.3066 | 373.4823
2020-11-16 11:00 | -127 | -128.7245 | -64.0771 | 69.3524 | 128.2644 | 130.0968 | -127 | -128.7245 | -239.3149 | 239.725 | -239.3149 | 239.725 | 26.0772 | 56.3161 | 80.1 | 82.2312 | 81 | 83.2445 | -102.6 | -103.5917 | -111.1 | -112.8435 | -113.8 | -115.425 | -113.9 | -115.5741 | 392.9315 | 393.0447
2020-11-16 11:30 | -122 | -123.4706 | -67.9736 | 72.7239 | 133.1382 | 134.619 | -122 | -123.4706 | -250.8369 | 251.0948 | -250.8369 | 251.0948 | 20.7532 | 59.1467 | 78.6 | 80.5029 | 79.8 | 81.488 | -101.4 | -102.0843 | -112.9 | -113.959 | -116.3 | -117.4367 | -115.7 | -116.6613 | 391.3844 | 392.0985
2020-11-16 12:00 | -125 | -126.5899 | -70.7397 | 75.691 | 134.6887 | 136.193 | -126 | -127.5774 | -249.1393 | 249.4137 | -249.1393 | 249.4137 | 12.7319 | 57.3832 | 79.8 | 81.8049 | 81.3 | 83.2688 | -103.2 | -103.9785 | -113.1 | -114.2122 | -116.3 | -117.4661 | -115.9 | -116.9696 | 385.4747 | 386.4456
2020-11-16 12:30 | -121 | -122.8088 | -72.3999 | 77.5819 | 138.2079 | 139.6381 | -121 | -122.6418 | -249.9715 | 250.2669 | -249.9715 | 250.2669 | 8.3589 | 56.5495 | 79.8 | 81.7394 | 79.8 | 81.6116 | -101.5 | -102.2426 | -112.2 | -113.1719 | -115 | -116.1077 | -114.8 | -115.8959 | 382.3469 | 383.351
2020-11-16 13:00 | -126 | -127.4245 | -66.1595 | 71.7168 | 135.4281 | 136.7621 | -126 | -127.4245 | -248.8747 | 249.0679 | -248.8747 | 249.0679 | 18.6306 | 50.6217 | 78.9 | 80.6068 | 80.4 | 82.1365 | -102.6 | -103.2314 | -112.9 | -114.2027 | -116.7 | -118.0497 | -116 | -117.373 | 394.8294 | 395.0757
2020-11-16 13:30 | -74 | -74.108 | -17.3865 | 21.1298 | 85.4679 | 85.8913 | -73 | -73.1095 | -191.1489 | 191.1635 | -191.1489 | 191.1635 | -52.875 | 74.2029 | 76.8 | 78.4286 | 77.1 | 78.7224 | -97.4 | -97.8335 | -104.5 | -105.0064 | -106.9 | -107.3149 | -107.4 | -107.8928 | 285.9803 | 290.4209
2020-11-16 14:00 | -94 | -94.2603 | -34.1673 | 37.9186 | 105.7107 | 106.3265 | -91 | -91.2688 | -224.2482 | 224.3741 | -224.2482 | 224.3741 | -54.0905 | 82.2986 | 69.6 | 71.6699 | 69 | 71.2341 | -88 | -88.801 | -98.5 | -98.9963 | -100.4 | -100.8869 | -100.6 | -101.0762 | 333.2411 | 334.6273
2020-11-16 14:30 | -123 | -123.7942 | -61.7093 | 67.1784 | 137.3062 | 138.5768 | -123 | -123.6851 | -253.8752 | 254.0639 | -253.8752 | 254.0639 | -13.7939 | 65.7807 | 70.2 | 72.7783 | 70.8 | 73.1268 | -90.7 | -91.3646 | -102.9 | -103.4242 | -105.6 | -106.1508 | -105.6 | -106.1407 | 398.9129 | 399.5446
2020-11-16 15:00 | -127 | -128.1327 | -58.3314 | 62.9397 | 138.8257 | 139.7403 | -127 | -128.0039 | -257.0894 | 257.1526 | -257.0894 | 257.1526 | 8.3945 | 73.8643 | 81 | 83.3142 | 81.6 | 84.0391 | -103.7 | -104.7936 | -115.5 | -116.4066 | -118.8 | -119.7183 | -118.3 | -119.2222 | 406.3246 | 407.6322
2020-11-16 15:30 | -132 | -133.0902 | -52.6356 | 60.0033 | 146.4216 | 147.2764 | -132 | -133.0902 | -267.6084 | 267.7454 | -267.6084 | 267.7454 | 0.95526 | 79.7008 | 84 | 86.5129 | 83.4 | 85.7181 | -106 | -107.1169 | -118.4 | -119.4762 | -121.6 | -122.7009 | -121.3 | -122.4306 | 431.8641 | 432.7413
2020-11-16 16:00 | -121 | -122.3315 | -44.8002 | 53.1425 | 135.82 | 137.0976 | -120 | -121.3425 | -255.1315 | 255.425 | -255.1315 | 255.425 | -11.77 | 86.3976 | 84.3 | 86.9493 | 84.3 | 86.8763 | -105.6 | -107.0566 | -118.3 | -119.5583 | -121.1 | -122.3867 | -121.1 | -122.3723 | 430.1635 | 431.028
2020-11-16 16:30 | -119 | -120.2082 | -29.9516 | 41.2803 | 133.288 | 134.2373 | -119 | -120.0708 | -257.9966 | 258.1007 | -257.9966 | 258.1007 | -12.2236 | 91.1001 | 87.6 | 90.3692 | 87.3 | 90.1529 | -111 | -112.859 | -122.9 | -124.5994 | -126 | -127.6568 | -125.7 | -127.3286 | 430.1855 | 430.9722
2020-11-16 17:00 | -119 | -120.0708 | -33.5719 | 45.0299 | 139.1102 | 140.0939 | -119 | -120.0708 | -273.702 | 273.8592 | -273.702 | 273.8592 | -17.3406 | 90.4845 | 88.8 | 91.9083 | 89.1 | 92.1215 | -113.9 | -115.8745 | -124.5 | -126.3089 | -128.1 | -129.9924 | -127.5 | -129.3672 | 435.2324 | 435.8693
2020-11-16 17:30 | -115 | -115.7325 | -23.4016 | 32.7469 | 132.0572 | 132.6145 | -115 | -115.6244 | -267.9789 | 268.0041 | -267.9789 | 268.0041 | -31.3607 | 90.1185 | 88.5 | 91.3154 | 89.4 | 92.1879 | -112.8 | -114.6836 | -121.8 | -123.8871 | -125.1 | -127.1607 | -125.1 | -127.1607 | 426.6505 | 426.9076
2020-11-16 18:00 | -110 | -111.3059 | -17.1694 | 33.382 | 132.7797 | 133.9442 | -109 | -110.3177 | -269.0208 | 269.3978 | -269.0208 | 269.3978 | -27.683 | 79.6335 | 87.3 | 90.2282 | 87.9 | 90.6601 | -111.4 | -113.1903 | -119.1 | -121.0607 | -122.5 | -124.5312 | -122.1 | -124.1197 | 405.4308 | 405.5776
2020-11-16 18:30 | -99 | -99.6092 | -0.1676 | 21.466 | 117.0505 | 117.8687 | -99 | -99.6092 | -246.994 | 247.152 | -246.994 | 247.152 | -11.782 | 75.5097 | 88.8 | 91.4607 | 89.1 | 91.7519 | -112.3 | -114.0846 | -121.7 | -123.6195 | -124.9 | -126.9104 | -124.9 | -126.9461 | 412.3656 | 412.3677
2020-11-16 19:00 | -87 | -87.2812 | 13.4769 | 22.8147 | 106.2879 | 106.8333 | -86 | -86.209 | -230.0127 | 230.0782 | -230.0127 | 230.0782 | 0.42504 | 80.8218 | 87 | 90.1703 | 87.6 | 90.7494 | -110.8 | -113.0021 | -119.6 | -121.9451 | -122.7 | -125.1221 | -123.1 | -125.5144 | 418.1748 | 418.1782
2020-11-16 19:30 | -70 | -70.1783 | 28.7132 | 33.2931 | 91.5905 | 92.1888 | -70 | -70.1783 | -208.6569 | 208.6938 | -208.6569 | 208.6938 | 2.0647 | 84.1643 | 88.2 | 91.3287 | 89.1 | 92.4336 | -111.6 | -113.8654 | -121.1 | -123.612 | -124.3 | -126.7892 | -124 | -126.5347 | 417.4611 | 417.4686
2020-11-16 20:00 | -57 | -57.0351 | 43.846 | 46.4256 | 76.3631 | 76.9454 | -57 | -57.0351 | -189.5495 | 189.578 | -189.5495 | 189.578 | 1.1651 | 87.7767 | 88.8 | 92.225 | 89.1 | 92.3542 | -112.1 | -114.5986 | -120.3 | -122.8702 | -123.5 | -126.1254 | -123.4 | -126.0682 | 390.0238 | 390.0396
2020-11-16 20:30 | -55 | -55.0364 | 40.2535 | 41.89 | 75.0236 | 75.3414 | -55 | -55.0364 | -187.1199 | 187.133 | -187.1199 | 187.133 | 2.291 | 86.6018 | 89.4 | 92.8029 | 89.1 | 92.8441 | -112.5 | -115.1922 | -120.1 | -122.9587 | -123.1 | -125.8573 | -123.1 | -125.8223 | 367.0582 | 367.2042
2020-11-16 21:00 | -49 | -49.0102 | 40.2476 | 41.2336 | 69.5755 | 69.9149 | -50 | -50 | -168.1066 | 168.1097 | -168.1066 | 168.1097 | 21.6832 | 85.2059 | 90 | 93.1451 | 89.1 | 92.5951 | -114.1 | -116.5968 | -120.2 | -122.8337 | -123 | -125.6358 | -123.4 | -126.1715 | 360.3682 | 361.0825
2020-11-16 21:30 | -38 | -38 | 51.9548 | 52.3197 | 55.1251 | 55.582 | -38 | -38 | -151.1254 | 151.1667 | -151.1254 | 151.1667 | 30.9034 | 86.1247 | 90.3 | 93.5894 | 89.4 | 92.8838 | -113.2 | -115.8209 | -119.1 | -121.8202 | -122.3 | -125.0959 | -122.2 | -125.0404 | 332.7279 | 334.1197
2020-11-16 22:00 | -39 | -39 | 46.3066 | 46.5001 | 56.0302 | 56.43 | -39 | -39 | -149.0543 | 149.0845 | -149.0543 | 149.0845 | 43.6402 | 92.0225 | 90.9 | 94.3284 | 90.3 | 93.8314 | -115.2 | -117.8478 | -119.6 | -122.5223 | -122.9 | -125.8524 | -122.5 | -125.5488 | 317.4508 | 319.1959
2020-11-16 22:30 | -26 | -26.0768 | 57.966 | 57.967 | 40.8225 | 41.2454 | -28 | -28.0713 | -134.4737 | 134.488 | -134.4737 | 134.488 | 48.5744 | 93.6541 | 91.2 | 94.6175 | 91.2 | 94.6175 | -115.1 | -117.7626 | -118.8 | -121.6548 | -121.5 | -124.4422 | -121.4 | -124.4317 | 306.6535 | 309.433
2020-11-16 23:00 | -19 | -19 | 57.8175 | 57.8176 | 37.6262 | 38.3204 | -19 | -19 | -131.1535 | 131.1873 | -131.1535 | 131.1873 | 57.4847 | 97.1508 | 90.9 | 94.3284 | 91.5 | 94.8275 | -116 | -118.5798 | -119.6 | -122.3723 | -122.6 | -125.4737 | -122.4 | -125.3642 | 300.5048 | 304.0203
2020-11-16 23:30 | -20 | -21.1896 | 59.9842 | 60.473 | 35.8743 | 36.7578 | -20 | -21.1896 | -132.5857 | 133.2814 | -132.5857 | 133.2814 | 36.4986 | 84.4329 | 91.5 | 94.9067 | 92.4 | 95.6186 | -116.2 | -118.7547 | -119.7 | -122.4489 | -122.6 | -125.4102 | -122.3 | -125.1806 | 288.352 | 291.6753
2020-11-17 | -16 | -17.8885 | 59.3294 | 60.0083 | 33.0871 | 34.0032 | -16 | -18.3576 | -122.0651 | 122.4595 | -122.0651 | 122.4595 | 39.6717 | 86.957 | 93 | 96.3537 | 92.7 | 96.2233 | -117.1 | -119.7808 | -118.2 | -120.9617 | -122.2 | -125.1473 | -121.8 | -124.7567 | 270.5085 | 274.6542
2020-11-17 00:30 | -15 | -16.5529 | 55.5926 | 56.4748 | 32.2911 | 32.8743 | -15 | -17 | -111.1365 | 111.3922 | -111.1365 | 111.3922 | 39.7963 | 90.9257 | 92.4 | 97.3351 | 93 | 97.9049 | -117.4 | -121.7623 | -118.7 | -123.1218 | -121.6 | -126.1036 | -121.1 | -125.7285 | 261.7133 | 265.7263
2020-11-17 01:00 | -27 | -27 | 44.498 | 44.5124 | 42.5014 | 43.525 | -27 | -27 | -120.3153 | 120.4857 | -120.3153 | 120.4857 | 35.4779 | 91.6195 | 93.3 | 99.79 | 94.8 | 101.1939 | -118.8 | -125.3527 | -119.4 | -125.5151 | -122.4 | -128.7392 | -122.1 | -128.5162 | 239.9457 | 242.8522
2020-11-17 01:30 | -23 | -23.0868 | 46.598 | 46.599 | 38.1675 | 39.7259 | -24 | -24.0208 | -114.3969 | 114.7556 | -114.3969 | 114.7556 | 38.7446 | 89.7604 | 93 | 100.2759 | 93.9 | 100.8901 | -117.5 | -124.8483 | -118.1 | -125.1131 | -120.8 | -128.025 | -120.8 | -128.1915 | 231.6117 | 233.6949
2020-11-17 02:00 | -24 | -24.0832 | 44.6294 | 44.6478 | 38.6154 | 40.1023 | -24 | -24.0832 | -112.0968 | 112.374 | -112.0968 | 112.374 | 46.9532 | 95.8534 | 93.9 | 100.6865 | 94.2 | 101.0078 | -118 | -125.0802 | -118.5 | -125.8908 | -121.1 | -128.7775 | -120.7 | -128.4356 | 236.2488 | 237.3825
2020-11-17 02:30 | -28 | -28.1603 | 41.5246 | 41.5319 | 41.3953 | 43.1504 | -27 | -27.074 | -114.471 | 114.8964 | -114.471 | 114.8964 | 52.5733 | 100.0858 | 93.3 | 100.1128 | 93 | 100.053 | -117.5 | -124.3534 | -118.4 | -125.8984 | -121.1 | -128.8116 | -120.7 | -128.5384 | 240.494 | 241.8014
2020-11-17 03:00 | -24 | -24.0832 | 38.968 | 38.9696 | 44.2501 | 45.7628 | -27 | -27.074 | -118.2789 | 118.6187 | -118.2789 | 118.6187 | 55.0118 | 111.1453 | 92.4 | 99.7197 | 93 | 100.7308 | -116.7 | -124.1297 | -118.5 | -125.2298 | -120.9 | -127.8568 | -120.9 | -128.0204 | 242.4021 | 250.9478
2020-11-17 03:30 | -22 | -22.0907 | 43.2585 | 43.2633 | 40.7232 | 42.3288 | -22 | -22.0907 | -113.9752 | 114.3508 | -113.9752 | 114.3508 | 51.4348 | 109.7075 | 93.3 | 100.7795 | 93.3 | 100.7795 | -117.5 | -124.984 | -118.1 | -124.8513 | -120.8 | -127.6649 | -120.8 | -127.8603 | 237.5114 | 245.8844
2020-11-17 04:00 | -27 | -27.074 | 42.1916 | 42.209 | 42.4477 | 43.8357 | -27 | -27.0185 | -122.9056 | 123.2756 | -122.9056 | 123.2756 | 45.8821 | 109.4669 | 92.7 | 99.7742 | 93 | 100.2759 | -116.8 | -123.9536 | -117.3 | -123.9027 | -120.2 | -127.0649 | -119.7 | -126.6572 | 239.5368 | 249.3823
2020-11-17 04:30 | -25 | -25 | 46.6883 | 46.7359 | 41.7077 | 42.5536 | -26 | -26.0192 | -125.203 | 125.3534 | -125.203 | 125.3534 | 29.8496 | 98.4797 | 93.9 | 100.8901 | 94.5 | 101.3401 | -117.9 | -124.9906 | -117.6 | -123.9929 | -120.9 | -127.6935 | -120.5 | -127.2841 | 237.6704 | 246.1101
2020-11-17 05:00 | -31 | -31.0161 | 44.6836 | 44.7882 | 48.0425 | 48.8424 | -29 | -29 | -135.5746 | 135.6806 | -135.5746 | 135.6806 | 29.7985 | 79.362 | 93.3 | 99.5788 | 93.6 | 99.9648 | -117.6 | -123.7417 | -119.3 | -127.4344 | -122.1 | -130.4194 | -121.9 | -130.3032 | 267.1156 | 267.8238
2020-11-17 05:30 | -22 | -22 | 58.3629 | 58.4253 | 40.4208 | 40.9961 | -22 | -22 | -129.8556 | 129.8674 | -129.8556 | 129.8674 | 11.3747 | 70.1714 | 93 | 98.2865 | 92.4 | 97.9159 | -116.3 | -121.5683 | -119.5 | -126.6328 | -122.4 | -129.7999 | -122.1 | -129.517 | 292.0041 | 293.4042
2020-11-17 06:00 | -27 | -27.0185 | 54.4048 | 54.5006 | 45.4845 | 45.701 | -27 | -27.0185 | -137.4034 | 137.4452 | -137.4034 | 137.4452 | 13.3986 | 67.5158 | 91.2 | 94.6175 | 90.6 | 94.0394 | -114.8 | -117.7741 | -121.2 | -125.7179 | -123.6 | -128.3515 | -124 | -128.8177 | 337.7152 | 338.7761
2020-11-17 06:30 | -32 | -33.2415 | 50.1826 | 50.2449 | 51.0076 | 51.992 | -30 | -31.3209 | -153.607 | 154.6454 | -153.607 | 154.6454 | -7.9001 | 61.6909 | 90.6 | 92.8028 | 91.2 | 93.3246 | -114.8 | -116.2181 | -122 | -124.6365 | -125.1 | -127.8347 | -124.9 | -127.6596 | 345.8579 | 348.1113
2020-11-17 07:00 | -23 | -24.6982 | 59.4642 | 59.4669 | 38.603 | 39.8746 | -23 | -24.6982 | -126.2314 | 127.2875 | -126.2314 | 127.2875 | -7.4442 | 64.8678 | 90.3 | 92.5756 | 89.7 | 91.9244 | -114.3 | -115.7399 | -122.2 | -124.7713 | -125.4 | -128.0874 | -125.3 | -127.9895 | 350.1116 | 353.6938
2020-11-17 07:30 | -30 | -31.6228 | 43.9223 | 44.0724 | 46.7807 | 48.1711 | -30 | -31.9531 | -135.5981 | 137.0265 | -135.5981 | 137.0265 | 1.5497 | 61.8165 | 87.6 | 89.6157 | 87.9 | 90.037 | -111.2 | -112.3738 | -126.6 | -129.0642 | -129.8 | -132.3784 | -129.6 | -132.2218 | 327.945 | 330.3613
2020-11-17 08:00 | -40 | -41.2311 | 29.8684 | 30.0398 | 55.3545 | 56.0446 | -36 | -37.108 | -144.2399 | 145.1413 | -144.2399 | 145.1413 | -18.1421 | 60.3832 | 88.8 | 90.9807 | 89.1 | 91.1452 | -112.9 | -114.1284 | -125 | -127.417 | -128.7 | -131.2214 | -128.6 | -131.1233 | 295.6623 | 298.725
2020-11-17 08:30 | -43 | -43.566 | 27.6306 | 27.6691 | 51.2006 | 51.5091 | -42 | -42.7551 | -131.0675 | 131.9849 | -131.0675 | 131.9849 | -14.741 | 63.464 | 87.9 | 90.1688 | 88.5 | 90.7538 | -112.2 | -113.6347 | -123.8 | -126.2808 | -127.1 | -129.7925 | -127 | -129.6946 | 301.4709 | 305.2614
2020-11-17 09:00 | -50 | -50.01 | 24.1916 | 24.8029 | 57.4175 | 57.5448 | -50 | -50.01 | -130.4666 | 130.8977 | -130.4666 | 130.8977 | -14.4935 | 60.7294 | 87.9 | 89.8464 | 88.8 | 90.7271 | -112 | -113.1513 | -124.6 | -126.8527 | -127.9 | -130.2066 | -127.7 | -129.9915 | 293.847 | 297.4932
2020-11-17 09:30 | -53 | -53.0094 | 20.8967 | 22.1217 | 62.827 | 62.9705 | -53 | -53.0094 | -143.9226 | 144.1652 | -143.9226 | 144.1652 | -3.7847 | 57.9632 | 88.5 | 90.3722 | 87.3 | 89.1364 | -110.7 | -111.766 | -123.8 | -125.9002 | -127 | -129.2108 | -126.9 | -129.131 | 293.1264 | 296.6972
2020-11-17 10:00 | -54 | -54.037 | 14.8901 | 16.4184 | 63.9865 | 64.107 | -55 | -55.0818 | -147.8247 | 148.0236 | -147.8247 | 148.0236 | -1.3918 | 57.5758 | 88.2 | 90.018 | 88.8 | 90.7261 | -112.2 | -113.2793 | -124.2 | -126.3117 | -127.3 | -129.4691 | -127 | -129.2664 | 286.6006 | 290.9754
2020-11-17 10:30 | -50 | -50.01 | 9.2641 | 11.3569 | 63.884 | 64.0042 | -50 | -50.01 | -133.1932 | 133.7295 | -133.1932 | 133.7295 | 9.6367 | 60.9887 | 87.9 | 89.9725 | 89.1 | 91.2735 | -113.1 | -114.4306 | -123.8 | -126.1431 | -127.1 | -129.4372 | -126.8 | -129.2604 | 294.5774 | 298.7889
2020-11-17 11:00 | -51 | -51 | 10.9918 | 13.8082 | 63.1217 | 63.3528 | -51 | -51 | -142.2717 | 142.6411 | -142.2717 | 142.6411 | 11.822 | 64.9665 | 88.2 | 90.4335 | 88.2 | 90.1399 | -111.6 | -112.8574 | -124.3 | -126.6915 | -127.4 | -129.849 | -127.4 | -129.849 | 285.3059 | 290.381
2020-11-17 11:30 | -53 | -53 | 11.8793 | 14.852 | 65.5802 | 65.7714 | -53 | -53 | -148.5631 | 149.0249 | -148.5631 | 149.0249 | 33.99 | 81.6317 | 87.6 | 89.8098 | 87.6 | 89.8098 | -111.5 | -112.9277 | -123.6 | -126.0635 | -127.1 | -129.6131 | -126.8 | -129.2994 | 291.8816 | 300.3476
2020-11-17 12:00 | -53 | -53 | 20.9458 | 22.8557 | 62.6227 | 62.8515 | -53 | -53 | -144.9244 | 145.4265 | -144.9244 | 145.4265 | 33.2083 | 81.5834 | 90.6 | 92.8028 | 90.6 | 92.6121 | -114.3 | -115.5869 | -121.3 | -123.6905 | -124.3 | -126.6911 | -123.9 | -126.5149 | 291.0868 | 299.7434
2020-11-17 12:30 | -46 | -46.1736 | 24.131 | 24.575 | 60.6887 | 60.7016 | -46 | -46.1736 | -135.4147 | 136.8568 | -135.4147 | 136.8568 | 31.2591 | 78.7636 | 90 | 92.3498 | 90.6 | 92.8028 | -114.8 | -116.2181 | -121 | -123.3963 | -124.1 | -126.6327 | -123.8 | -126.299 | 286.9503 | 296.9592
2020-11-17 13:00 | -38 | -38.1182 | 27.2594 | 27.4116 | 50.5397 | 50.6872 | -38 | -38.2099 | -120.0229 | 121.3186 | -120.0229 | 121.3186 | 32.4907 | 81.059 | 89.4 | 91.9024 | 89.4 | 91.8333 | -112.8 | -114.3559 | -120.2 | -122.7317 | -123 | -125.6562 | -122.9 | -125.5584 | 284.4522 | 295.5474
2020-11-17 13:30 | -31 | -31.5753 | 31.2119 | 31.2698 | 43.7283 | 44.2519 | -32 | -32.5576 | -135.9947 | 136.2032 | -135.9947 | 136.2032 | 32.1681 | 82.5717 | 88.5 | 90.8208 | 89.7 | 91.9244 | -113.3 | -114.8004 | -121.6 | -124.1032 | -124.7 | -127.2228 | -124.6 | -127.2027 | 275.9022 | 285.9555
2020-11-17 14:00 | -29 | -29.4279 | 31.6426 | 31.6712 | 40.9874 | 41.411 | -28 | -28.6356 | -117.2218 | 118.2935 | -117.2218 | 118.2935 | 35.0664 | 85.1244 | 90.3 | 92.5756 | 90.3 | 92.8028 | -114.6 | -116.1157 | -121.5 | -124.1471 | -124.6 | -127.3248 | -124.3 | -127.0726 | 281.3701 | 291.525
2020-11-17 14:30 | -23 | -23.1948 | 36.5749 | 36.6242 | 37.6411 | 37.871 | -24 | -24.3311 | -113.5415 | 114.0968 | -113.5415 | 114.0968 | 35.0243 | 88.6459 | 90.3 | 92.6976 | 90.6 | 93.0701 | -114 | -115.6222 | -121.5 | -124.2717 | -124.6 | -127.5557 | -124.7 | -127.632 | 285.7171 | 295.946
2020-11-17 15:00 | -23 | -23.3452 | 36.2642 | 36.2854 | 35.3106 | 35.6423 | -22 | -22.3607 | -109.7246 | 110.2262 | -109.7246 | 110.2262 | 33.679 | 88.5978 | 89.4 | 91.9024 | 90 | 92.4175 | -113.6 | -115.1451 | -121.6 | -124.1433 | -125 | -127.6662 | -124.8 | -127.5474 | 303.1259 | 312.4739
2020-11-17 15:30 | -19 | -20.2485 | 41.0257 | 41.2208 | 33.13 | 34.2092 | -19 | -20.2485 | -112.3483 | 113.008 | -112.3483 | 113.008 | 45.2799 | 94.7787 | 88.8 | 90.9158 | 89.1 | 91.1452 | -112.9 | -114.1877 | -121.5 | -124.0052 | -124.3 | -126.8089 | -124.6 | -127.1826 | 322.9922 | 323.3839
2020-11-17 16:00 | -14 | -15.6525 | 53.2887 | 53.3538 | 29.1028 | 30.1278 | -13 | -14.7648 | -110.484 | 110.9116 | -110.484 | 110.9116 | 27.1605 | 83.726 | 90.6 | 92.6748 | 89.7 | 91.8593 | -113.8 | -115.0776 | -122.9 | -125.2599 | -126 | -128.5149 | -125.9 | -128.3387 | 333.9881 | 341.1308
2020-11-17 16:30 | -20 | -20.8806 | 49.553 | 49.5842 | 36.7986 | 37.3837 | -22 | -22.8035 | -130.6294 | 130.9114 | -130.6294 | 130.9114 | 9.9945 | 72.5803 | 84.9 | 87.1783 | 84.9 | 86.9783 | -108.4 | -109.5454 | -117.7 | -120.0243 | -120.8 | -123.1627 | -120.9 | -123.2203 | 337.8251 | 343.124
2020-11-17 17:00 | -29 | -29.8329 | 44.2089 | 44.3096 | 46.8925 | 47.3783 | -30 | -30.5941 | -150.8853 | 151.2437 | -150.8853 | 151.2437 | 2.5597 | 72.6831 | 89.4 | 91.4385 | 89.4 | 91.376 | -112.5 | -113.7036 | -121.9 | -124.318 | -124.7 | -127.1617 | -125 | -127.4364 | 341.722 | 347.2982
2020-11-17 17:30 | -16 | -17.4642 | 64.9034 | 64.9331 | 35.4658 | 36.5231 | -16 | -17.4642 | -138.2761 | 138.769 | -138.2761 | 138.769 | -3.9857 | 73.2671 | 90.3 | 92.4453 | 89.4 | 91.4385 | -113.4 | -114.7272 | -122.8 | -125.299 | -125.9 | -128.4963 | -125.7 | -128.3003 | 343.7621 | 348.6897
2020-11-17 18:00 | -18 | -19.3132 | 68.2403 | 68.2428 | 38.7954 | 39.803 | -19 | -20.2485 | -146.6233 | 147.1928 | -146.6233 | 147.1928 | 11.6507 | 76.1187 | 89.4 | 91.8333 | 90.9 | 93.3622 | -114.9 | -116.5097 | -125 | -128.0108 | -128 | -131.1128 | -128.1 | -131.1128 | 350.9597 | 351.0414
2020-11-17 18:30 | -15 | -16.5529 | 75.3702 | 75.3831 | 35.7123 | 37.1128 | -15 | -17 | -141.3751 | 141.9374 | -141.3751 | 141.9374 | 14.8539 | 76.0413 | 88.8 | 91.4607 | 89.1 | 91.824 | -113.5 | -115.266 | -123 | -126.3496 | -126.3 | -129.7222 | -126.2 | -129.6477 | 357.6981 | 359.9598
2020-11-17 19:00 | -7 | -9.8995 | 85.2894 | 85.3023 | 29.3233 | 30.8519 | -7 | -9.8995 | -133.664 | 134.1625 | -133.664 | 134.1625 | 8.1158 | 74.1603 | 89.4 | 92.1879 | 89.7 | 92.4063 | -112.7 | -114.5672 | -121.7 | -125.0568 | -124.7 | -128.2076 | -124.6 | -128.1607 | 351.6673 | 354.1644
2020-11-17 19:30 | -14 | -15.6525 | 82.2541 | 82.2545 | 35.7529 | 37.0697 | -13 | -14.7648 | -142.1421 | 142.6699 | -142.1421 | 142.6699 | 1.0258 | 68.3398 | 89.7 | 92.1254 | 89.1 | 91.4729 | -113.1 | -114.7687 | -121.8 | -124.9323 | -125 | -128.2078 | -125.1 | -128.3499 | 339.4313 | 342.0137
2020-11-17 20:00 | -5 | -8.6023 | 85.2674 | 85.27 | 33.034 | 34.316 | -5 | -8.6023 | -138.1032 | 138.5354 | -138.1032 | 138.5354 | -7.6915 | 58.2478 | 90.3 | 92.6422 | 90.6 | 92.8683 | -113.9 | -115.5074 | -120.6 | -123.5202 | -123.6 | -126.6767 | -123.6 | -126.536 | 313.6326 | 315.9826
2020-11-17 20:30 | -21 | -21.3776 | 70.723 | 70.7446 | 43.0191 | 43.4261 | -20 | -20.6155 | -150.655 | 150.7864 | -150.655 | 150.7864 | 2.6787 | 74.9614 | 90.3 | 92.9177 | 89.7 | 92.264 | -113.6 | -115.4349 | -119.7 | -123.5 | -123.2 | -127.1138 | -122.5 | -126.4355 | 308.3333 | 308.3517
2020-11-17 21:00 | -25 | -25.0799 | 63.2419 | 63.3042 | 46.5103 | 46.5826 | -26 | -26.0768 | -151.8535 | 151.8687 | -151.8535 | 151.8687 | 8.5287 | 73.7041 | 91.2 | 94.0068 | 91.5 | 94.2979 | -115.3 | -117.3857 | -120.4 | -123.7502 | -123.1 | -126.5158 | -123.2 | -126.6594 | 286.4178 | 290.6356
2020-11-17 21:30 | -17 | -17.0294 | 69.1195 | 69.1251 | 36.3441 | 36.5204 | -17 | -17.1172 | -130.6178 | 130.6178 | -130.6178 | 130.6178 | 2.0775 | 68.3883 | 92.1 | 94.7378 | 91.8 | 94.5171 | -115.7 | -117.7544 | -119.2 | -122.4903 | -122.3 | -125.7144 | -122.2 | -125.6913 | 242.7014 | 246.0511
2020-11-17 22:00 | -26 | -26 | 57.3305 | 57.3776 | 44.2885 | 44.6728 | -26 | -26 | -138.685 | 138.7492 | -138.685 | 138.7492 | 8.5751 | 70.1973 | 91.5 | 94.7492 | 91.8 | 95.0389 | -116.6 | -119.1875 | -119.8 | -123.6463 | -122.9 | -126.9224 | -122.3 | -126.2666 | 226.5728 | 230.7566
2020-11-17 22:30 | -25 | -25 | 59.8944 | 59.9038 | 37.0094 | 37.7975 | -25 | -25 | -131.9894 | 132.0883 | -131.9894 | 132.0883 | 26.1526 | 84.6566 | 93 | 97.1815 | 93.3 | 97.7328 | -117.1 | -120.8818 | -118.5 | -123.8477 | -121.2 | -126.7219 | -121.2 | -126.6927 | 238.6523 | 239.0118
2020-11-17 23:00 | -17 | -18.0278 | 59.0185 | 59.5038 | 35.9611 | 36.7386 | -18 | -18.9737 | -128.3227 | 128.6588 | -128.3227 | 128.6588 | 28.9531 | 86.629 | 92.7 | 97.0707 | 93 | 97.0091 | -117.1 | -120.7831 | -118.3 | -123.3872 | -121.2 | -126.6637 | -121.1 | -126.5389 | 237.7656 | 238.5917
2020-11-17 23:30 | -20 | -21.5407 | 57.9908 | 58.7456 | 37.1097 | 38.2672 | -19 | -20.6155 | -140.7134 | 141.2732 | -140.7134 | 141.2732 | 20.2387 | 75.2788 | 92.1 | 96.9562 | 93 | 97.6273 | -117.3 | -121.6394 | -118 | -124.0292 | -120.8 | -127.032 | -120.6 | -126.9039 | 251.4912 | 252.5153
2020-11-18 | -18 | -19.3132 | 63.3874 | 63.8057 | 28.8819 | 29.4582 | -18 | -19.3132 | -120.089 | 120.2388 | -120.089 | 120.2388 | 19.4428 | 79.4773 | 92.7 | 98.2984 | 93.6 | 99.247 | -116.8 | -122.1927 | -117.6 | -124.5752 | -120.6 | -127.8032 | -120.9 | -128.3527 | 232.518 | 234.7743
2020-11-18 00:30 | -9 | -11.4018 | 61.9338 | 62.8184 | 27.0647 | 28.0365 | -9 | -11.4018 | -109.9134 | 110.0918 | -109.9134 | 110.0918 | 24.2827 | 101.519 | 93 | 98.6813 | 92.7 | 98.6015 | -118.2 | -123.8856 | -118.9 | -126.5732 | -121.6 | -129.4867 | -121.4 | -129.3679 | 226.6257 | 229.081
2020-11-18 01:00 | -17 | -17 | 52.6772 | 52.7938 | 33.0588 | 33.9253 | -17 | -17 | -114.6746 | 114.8527 | -114.6746 | 114.8527 | 30.5635 | 105.2428 | 92.7 | 99.1226 | 92.1 | 98.669 | -117 | -123.424 | -117.7 | -126.1885 | -120.8 | -129.5849 | -120.4 | -129.2484 | 228.499 | 231.5395
2020-11-18 01:30 | -16 | -16 | 52.3535 | 52.5328 | 30.2185 | 31.3661 | -15 | -15 | -108.7099 | 108.9282 | -108.7099 | 108.9282 | 38.9956 | 110.9427 | 92.1 | 98.8858 | 93.3 | 100.0045 | -117.1 | -123.9058 | -118.2 | -127.1647 | -121 | -130.2099 | -120.5 | -129.969 | 223.0374 | 226.324
2020-11-18 02:00 | -14 | -14.0357 | 55.4975 | 55.5459 | 26.2131 | 28.4601 | -13 | -13 | -106.0061 | 106.5249 | -106.0061 | 106.5249 | -3.585 | 84.9832 | 40.2 | 46.0683 | 40.2 | 45.7783 | -52.5 | -54.0616 | -56.6 | -61.1124 | -58 | -62.8405 | -58 | -62.7694 | 285.6643 | 286.9569
2020-11-18 02:30 | -21 | -21 | 50.1216 | 50.4202 | 31.3546 | 32.366 | -20 | -20 | -112.9083 | 113.2377 | -112.9083 | 113.2377 | 17.9657 | 87.2885 | 41.1 | 45.6207 | 40.5 | 45.2135 | -53 | -53.8098 | -58.5 | -62.0543 | -60.3 | -64.0183 | -59.9 | -63.6079 | 301.2411 | 304.3186
2020-11-18 03:00 | -24 | -24 | 42.6621 | 42.9522 | 39.2421 | 40.1333 | -24 | -24 | -121.0585 | 121.3558 | -121.0585 | 121.3558 | 18.9111 | 86.8417 | 39.6 | 44.5457 | 40.2 | 44.945 | -51.5 | -52.4429 | -57.7 | -61.4027 | -59.2 | -62.9448 | -59.1 | -62.9925 | 300.3647 | 303.7748
2020-11-18 03:30 | -20 | -20 | 45.9486 | 46.1399 | 36.1861 | 37.3613 | -20 | -20 | -113.8187 | 114.3461 | -113.8187 | 114.3461 | 18.5175 | 88.1411 | 39.9 | 44.6768 | 40.8 | 45.3506 | -52.1 | -53.0323 | -58.1 | -61.7448 | -59.7 | -63.4962 | -59.5 | -63.3679 | 302.3412 | 305.6091
2020-11-18 04:00 | -26 | -26 | 43.0341 | 43.1615 | 41.5777 | 42.5178 | -26 | -26 | -125.0842 | 125.5406 | -125.0842 | 125.5406 | 17.6182 | 87.3487 | 40.2 | 44.4213 | 40.8 | 45.0919 | -53 | -53.6615 | -59.1 | -62.4892 | -60.7 | -64.23 | -60.6 | -64.1355 | 320.5475 | 323.6152
2020-11-18 04:30 | -26 | -26.0768 | 44.5907 | 44.5933 | 43.5793 | 44.464 | -27 | -27.0185 | -133.8617 | 134.3288 | -133.8617 | 134.3288 | 14.4271 | 86.112 | 41.1 | 45.2374 | 40.5 | 44.693 | -53.6 | -54.1361 | -59.9 | -63.0252 | -61.6 | -64.8587 | -61.3 | -64.5105 | 333.433 | 335.5368
2020-11-18 05:00 | -27 | -27.0185 | 46.7537 | 46.9365 | 47.2721 | 48.1919 | -26 | -26 | -141.2241 | 141.5724 | -141.2241 | 141.5724 | -17.3526 | 80.0103 | 41.4 | 45.1438 | 41.4 | 44.9079 | -52.9 | -53.3101 | -59.9 | -62.6624 | -61.6 | -64.5229 | -61.2 | -64.1411 | 333.892 | 334.2176
2020-11-18 05:30 | -33 | -33.0606 | 46.9703 | 47.3502 | 51.2513 | 52.0121 | -33 | -33.0606 | -151.4677 | 151.7201 | -151.4677 | 151.7201 | -26.7124 | 77.3826 | 40.8 | 44.7161 | 40.5 | 44.693 | -53.2 | -53.7688 | -59.8 | -62.5962 | -61.5 | -64.5174 | -61.3 | -64.2067 | 342.3901 | 342.47
2020-11-18 06:00 | -38 | -38.0526 | 43.4286 | 44.2468 | 57.7494 | 58.3393 | -37 | -37.054 | -166.7818 | 166.9049 | -166.7818 | 166.9049 | -36.1045 | 79.7371 | 39.6 | 43.499 | 39.9 | 43.7723 | -52.2 | -52.6282 | -60.4 | -63.008 | -61.9 | -64.5201 | -61.8 | -64.368 | 357.1953 | 357.2019
2020-11-18 06:30 | -44 | -44.1814 | 39.7519 | 41.0027 | 61.4322 | 62.2002 | -44 | -44.1814 | -179.3104 | 179.4994 | -179.3104 | 179.4994 | -43.0999 | 82.7879 | 39.3 | 41.8551 | 39 | 41.7852 | -51.2 | -51.2765 | -62.1 | -63.3853 | -63.9 | -65.2491 | -63.8 | -65.131 | 373.2979 | 373.6074
2020-11-18 07:00 | -46 | -46.0977 | 30.0482 | 30.3621 | 65.2263 | 65.251 | -46 | -46.0977 | -186.6373 | 186.7168 | -186.6373 | 186.7168 | -35.0568 | 80.3346 | 38.7 | 41.2923 | 39 | 41.6784 | -50.8 | -50.852 | -62.6 | -63.8163 | -64.1 | -65.3852 | -64.2 | -65.4832 | 381.1511 | 381.8088
2020-11-18 07:30 | -46 | -46.1736 | 26.0551 | 26.0645 | 60.8514 | 60.9079 | -46 | -46.1736 | -176.995 | 177.0342 | -176.995 | 177.0342 | -44.4805 | 81.0884 | 38.1 | 41.17 | 39 | 41.8938 | -50.1 | -50.2152 | -61.5 | -62.9643 | -63.2 | -64.7105 | -63 | -64.4937 | 356.166 | 357.4729
2020-11-18 08:00 | -47 | -47 | 21.0337 | 22.1706 | 60.5721 | 60.9123 | -47 | -47 | -172.8817 | 172.9622 | -172.8817 | 172.9622 | -39.7116 | 72.5307 | 39 | 41.6784 | 39 | 41.5735 | -50 | -50.0324 | -62 | -63.0758 | -63.8 | -64.9938 | -63.8 | -65.017 | 349.2882 | 357.79
2020-11-18 08:30 | -46 | -46 | 15.7247 | 16.8429 | 58.7464 | 59.0406 | -46 | -46 | -164.6908 | 164.7383 | -164.6908 | 164.7383 | -38.0521 | 79.6818 | 38.7 | 41.1886 | 38.7 | 41.2923 | -50.9 | -50.9566 | -61 | -62.308 | -62.8 | -64.1929 | -62.7 | -64.0335 | 348.4582 | 350.5598
2020-11-18 09:00 | -51 | -51 | 7.4178 | 10.9015 | 60.2404 | 60.7133 | -51 | -51 | -161.5489 | 161.75 | -161.5489 | 161.75 | -19.5769 | 76.676 | 38.1 | 40.9464 | 38.7 | 41.3978 | -49.7 | -49.7628 | -61.2 | -62.5448 | -62.8 | -64.2346 | -62.7 | -64.0951 | 353.4979 | 355.637
2020-11-18 09:30 | -51 | -51 | 4.3486 | 9.029 | 61.6008 | 61.8276 | -50 | -50 | -162.2034 | 162.2297 | -162.2034 | 162.2297 | -15.655 | 75.3565 | 37.8 | 40.45 | 38.4 | 41.0112 | -50.8 | -50.8284 | -61.5 | -62.7179 | -63.1 | -64.4051 | -63 | -64.2281 | 359.252 | 361.5712
2020-11-18 10:00 | -53 | -53 | 1.2034 | 7.9281 | 63.8345 | 63.9577 | -53 | -53 | -158.5315 | 158.5481 | -158.5315 | 158.5481 | -6.655 | 73.1439 | 38.4 | 40.8044 | 39 | 41.3696 | -50.5 | -50.512 | -61.4 | -62.4131 | -62.9 | -64.0722 | -63.1 | -64.2123 | 358.753 | 361.3173
2020-11-18 10:30 | -53 | -53 | 2.5391 | 9.0954 | 63.3678 | 63.5022 | -53 | -53 | -156.1586 | 156.2033 | -156.1586 | 156.2033 | -10.1154 | 76.4659 | 38.4 | 40.5089 | 38.1 | 40.2246 | -50.3 | -50.3001 | -61.6 | -62.5871 | -63.3 | -64.3472 | -63.4 | -64.3133 | 354.1259 | 357.0965
2020-11-18 11:00 | -48 | -48.0416 | 5.8288 | 9.1177 | 59.2471 | 59.301 | -49 | -49.0408 | -150.787 | 150.9456 | -150.787 | 150.9456 | -13.5657 | 73.6173 | 38.1 | 40.1294 | 38.1 | 39.9451 | -49.4 | -49.4016 | -61.8 | -62.6038 | -63.4 | -64.2636 | -63.2 | -64.0338 | 348.0938 | 351.3524
2020-11-18 11:30 | -47 | -47.0956 | 6.4376 | 7.7431 | 57.1038 | 57.1688 | -48 | -48.0937 | -144.4072 | 144.8881 | -144.4072 | 144.8881 | -14.7757 | 71.9576 | 38.1 | 40.2246 | 37.8 | 40.0385 | -49 | -48.9004 | -61.8 | -62.6867 | -63.5 | -64.2153 | -63.5 | -64.2982 | 351.3994 | 354.5921
2020-11-18 12:00 | -44 | -44.4072 | 11.0644 | 12.0489 | 55.7933 | 56.0181 | -43 | -43.4166 | -141.8296 | 142.4507 | -141.8296 | 142.4507 | -23.7165 | 71.7738 | 37.8 | 38.7221 | 37.5 | 38.4293 | -48.8 | -49.0555 | -61.6 | -61.8724 | -63.3 | -63.4842 | -63.2 | -63.3752 | 352.4483 | 355.6677
2020-11-18 12:30 | -42 | -42.4264 | 15.5127 | 15.7813 | 53.3585 | 53.6501 | -41 | -41.4367 | -134.4825 | 135.3154 | -134.4825 | 135.3154 | -23.2072 | 67.6013 | 38.1 | 39.5204 | 38.1 | 39.3652 | -49.1 | -49.2108 | -61.3 | -61.5118 | -62.6 | -62.85 | -62.7 | -62.9071 | 350.3301 | 353.1478
2020-11-18 13:00 | -38 | -38.6394 | 24.573 | 24.6132 | 49.1883 | 49.884 | -38 | -38.833 | -136.3647 | 137.5963 | -136.3647 | 137.5963 | -9.3816 | 68.2225 | 37.2 | 38.3449 | 37.2 | 38.3449 | -48.5 | -48.6647 | -61.9 | -62.1528 | -63.9 | -64.1718 | -63.8 | -64.0631 | 376.5845 | 379.0221
2020-11-18 13:30 | -36 | -36.8782 | 27.3841 | 27.433 | 48.8741 | 49.6779 | -38 | -38.833 | -136.8551 | 138.1526 | -136.8551 | 138.1526 | -26.2281 | 66.0359 | 37.5 | 37.8452 | 38.4 | 38.5975 | -48.3 | -49.6502 | -61.6 | -61.7262 | -63.4 | -63.4228 | -63.5 | -63.5284 | 381.3055 | 383.369
2020-11-18 14:00 | -28 | -29.4109 | 39.7635 | 39.7719 | 39.8026 | 41.0865 | -28 | -29.4109 | -121.8446 | 123.6204 | -121.8446 | 123.6204 | -29.758 | 61.6934 | 36.6 | 36.9134 | 36.9 | 37.1055 | -47.5 | -48.8723 | -62.2 | -62.2389 | -64 | -64.0253 | -64.1 | -64.1377 | 378.1494 | 380.1142
2020-11-18 14:30 | -27 | -28.1603 | 40.2652 | 40.2771 | 41.0805 | 42.297 | -27 | -28.4605 | -143.0572 | 144.5582 | -143.0572 | 144.5582 | -30.1601 | 45.0946 | 37.5 | 37.53 | 36.9 | 36.9195 | -47.9 | -51.3845 | -62.4 | -62.9903 | -64.2 | -64.7711 | -64.3 | -65.0425 | 394.9626 | 396.6604
2020-11-18 15:00 | -18 | -21.095 | 55.1746 | 55.1931 | 36.5112 | 38.8085 | -19 | -21.9545 | -140.5403 | 142.6707 | -140.5403 | 142.6707 | -38.666 | 48.5525 | 36.9 | 36.911 | 36.3 | 36.3112 | -48.3 | -51.545 | -62.7 | -63.3018 | -64.5 | -65.1959 | -64.6 | -65.3391 | 425.1964 | 432.26
2020-11-18 15:30 | -16 | -18.3576 | 63.8134 | 63.8149 | 33.2523 | 35.4599 | -16 | -18.868 | -134.9766 | 137.0002 | -134.9766 | 137.0002 | -55.0669 | 62.3742 | 36.6 | 36.6197 | 38.4 | 38.4105 | -48 | -51.0906 | -62.6 | -63.378 | -64.2 | -64.9437 | -64.4 | -65.2185 | 441.579 | 450.8826
2020-11-18 16:00 | -4 | -12.6491 | 83.0557 | 83.0566 | 25.3455 | 29.3918 | -4 | -12.6491 | -128.3914 | 131.094 | -128.3914 | 131.094 | -57.7143 | 69.0742 | 35.7 | 35.7 | 35.4 | 35.4013 | -46.1 | -49.0168 | -63.5 | -63.9941 | -65.5 | -66.0885 | -65.5 | -66.0579 | 462.5727 | 470.9783
2020-11-18 16:30 | 2 | 14.1421 | 97.6592 | 97.6605 | 17.4172 | 24.2793 | 4 | 13.6015 | -122.7247 | 125.9676 | -122.7247 | 125.9676 | -77.9585 | 81.9345 | 35.1 | 35.4686 | 36 | 36.3595 | -46.2 | -51.257 | -64 | -64.9899 | -66.2 | -67.1407 | -66.1 | -67.1275 | 440.5284 | 441.1351
2020-11-18 17:00 | 8 | 17.8885 | 112.578 | 112.578 | 9.1873 | 21.3729 | 8 | 17.8885 | -112.0792 | 116.6327 | -112.0792 | 116.6327 | -97.5384 | 100.126 | 36 | 36.9 | 35.7 | 36.6749 | -46.5 | -53.3625 | -64.7 | -66.416 | -66.6 | -68.2683 | -66.8 | -68.6431 | 449.7342 | 450.4215
2020-11-18 17:30 | 15 | 22.6716 | 117.8584 | 117.8622 | 7.5327 | 20.5109 | 15 | 21.9317 | -110.8639 | 115.0151 | -110.8639 | 115.0151 | -99.221 | 102.5896 | 35.7 | 36.2516 | 36.3 | 36.95 | -46.9 | -53.1942 | -64.4 | -65.7642 | -66.4 | -67.7785 | -66.4 | -67.9224 | 443.7316 | 444.2482
2020-11-18 18:00 | 27 | 31.3847 | 135.4949 | 135.5044 | -1.2448 | 20.2667 | 26 | 30.5287 | -86.7585 | 93.7218 | -86.7585 | 93.7218 | -86.8603 | 91.9989 | 36 | 36.3595 | 36.3 | 36.6995 | -46.8 | -52.415 | -65.2 | -66.2951 | -67 | -68.1017 | -67.4 | -68.5493 | 451.459 | 451.6252
2020-11-18 18:30 | 36 | 39.3954 | 142.4826 | 142.4833 | -12.0445 | 23.864 | 36 | 39.3954 | -66.0513 | 74.7434 | -66.0513 | 74.7434 | -73.7975 | 81.5194 | 35.7 | 35.9124 | 36.3 | 36.616 | -46.6 | -51.7042 | -64.1 | -64.8235 | -66 | -66.7156 | -66.2 | -67.0592 | 433.5049 | 433.5146
2020-11-18 19:00 | 29 | 33.6155 | 133.8216 | 133.8355 | -3.2649 | 20.1735 | 30 | 34 | -73.6094 | 81.4985 | -73.6094 | 81.4985 | -63.273 | 75.6042 | 36.3 | 36.6995 | 37.2 | 37.548 | -47.7 | -53.2633 | -63.5 | -64.1487 | -65 | -65.7329 | -65.2 | -65.9449 | 439.299 | 439.3237
2020-11-18 19:30 | 22 | 26.6271 | 131.8273 | 131.8393 | -0.065178 | 17.8286 | 24 | 27.7849 | -77.3485 | 83.4142 | -77.3485 | 83.4142 | -72.2089 | 79.9459 | 36.9 | 37.1734 | 37.5 | 37.8868 | -48 | -53.0118 | -63.4 | -64.5031 | -65.3 | -66.4856 | -65.2 | -66.4639 | 414.8559 | 415.4207
2020-11-18 20:00 | 11 | 17.0294 | 116.3851 | 116.3904 | 13.0408 | 20.2846 | 11 | 16.2788 | -94.1007 | 98.1795 | -94.1007 | 98.1795 | -68.5129 | 77.7867 | 37.5 | 37.6198 | 37.8 | 38.0007 | -48.4 | -52.7993 | -62.7 | -63.7459 | -64.5 | -65.5526 | -64.5 | -65.6252 | 402.1334 | 402.7234
2020-11-18 20:30 | 0 | 10 | 100.3458 | 100.3568 | 23.0728 | 26.3093 | 0 | 10 | -106.2188 | 108.6747 | -106.2188 | 108.6747 | -66.6703 | 73.0786 | 38.1 | 38.2991 | 38.1 | 38.2991 | -48.5 | -52.931 | -61.2 | -62.2527 | -63.3 | -64.3541 | -63.3 | -64.4274 | 378.8278 | 386.075
2020-11-18 21:00 | -14 | -15.6525 | 82.777 | 82.7875 | 34.5684 | 35.6735 | -14 | -15.6525 | -119.0948 | 120.2326 | -119.0948 | 120.2326 | -52.655 | 63.5114 | 38.1 | 38.1955 | 38.4 | 38.517 | -49.2 | -53.1693 | -61.3 | -62.1928 | -62.5 | -63.4263 | -62.9 | -63.8204 | 362.1204 | 362.3189
2020-11-18 21:30 | -20 | -20.3961 | 71.2563 | 71.324 | 40.9388 | 41.4248 | -20 | -20.3961 | -127.6289 | 128.1701 | -127.6289 | 128.1701 | -36.6404 | 52.7632 | 38.1 | 38.1955 | 38.4 | 38.5415 | -49.9 | -53.9849 | -61 | -61.9788 | -62.7 | -63.5404 | -62.8 | -63.5567 | 343.4047 | 343.437
2020-11-18 22:00 | -31 | -31.0161 | 50.5022 | 50.7235 | 55.8305 | 55.9864 | -31 | -31.0161 | -147.7053 | 147.8025 | -147.7053 | 147.8025 | -18.4254 | 48.0521 | 39 | 39.0933 | 39.6 | 39.7135 | -51.1 | -55.0215 | -60.3 | -61.14 | -61.9 | -62.6867 | -61.7 | -62.5212 | 345.3674 | 345.862
2020-11-18 22:30 | -37 | -37 | 43.7339 | 44.0793 | 59.4503 | 59.6984 | -40 | -40 | -156.5103 | 156.5382 | -156.5103 | 156.5382 | -2.5377 | 41.3149 | 39 | 39.0565 | 39.3 | 39.4143 | -50.8 | -54.8933 | -59.4 | -59.9099 | -61.2 | -61.6825 | -61.1 | -61.5224 | 356.9754 | 356.9924
2020-11-18 23:00 | -33 | -33.0151 | 48.3934 | 48.8553 | 51.8594 | 52.6124 | -33 | -33.0151 | -150.8099 | 150.8287 | -150.8099 | 150.8287 | 4.8241 | 42.4583 | 39.6 | 39.6409 | 39.6 | 39.6919 | -51.5 | -55.211 | -59.5 | -59.8018 | -60.9 | -61.1662 | -61.1 | -61.2657 | 345.8263 | 345.8291
2020-11-18 23:30 | -44 | -44.1022 | 40.0398 | 40.611 | 58.7275 | 59.3626 | -44 | -44.1022 | -166.991 | 166.9911 | -166.991 | 166.9911 | -3.3278 | 44.1435 | 39.9 | 39.9913 | 40.2 | 40.3609 | -51.6 | -55.7096 | -59.4 | -60.093 | -60.9 | -61.5042 | -61 | -61.6315 | 355.1969 | 357.0279
2020-11-19 | -46 | -46.2709 | 26.5782 | 28.1715 | 67.4047 | 68.6127 | -50 | -50.1597 | -169.27 | 169.4805 | -169.27 | 169.4805 | -11.342 | 48.7734 | 40.8 | 40.854 | 40.8 | 40.8892 | -51.9 | -55.3488 | -58.5 | -59.0046 | -60.1 | -60.5539 | -60.1 | -60.604 | 337.148 | 338.8489
2020-11-19 00:30 | -50 | -50.8035 | 25.942 | 27.522 | 64.6018 | 66.2713 | -50 | -50.636 | -157.0169 | 157.4628 | -157.0169 | 157.4628 | 1.087 | 71.4112 | 39.9 | 39.9721 | 41.1 | 41.17 | -52.2 | -55.8789 | -59.2 | -59.9106 | -60.6 | -61.2944 | -60.7 | -61.3932 | 329.122 | 342.2503
2020-11-19 01:00 | -57 | -58.0517 | 15.6378 | 19.0747 | 72.4637 | 74.3826 | -58 | -58.8558 | -165.4918 | 166.2245 | -165.4918 | 166.2245 | -5.7839 | 71.3974 | 40.5 | 40.6342 | 40.2 | 40.3352 | -52.4 | -56.1948 | -58.6 | -59.2571 | -60.3 | -60.7971 | -60 | -60.6275 | 317.1772 | 332.059
2020-11-19 01:30 | -58 | -59.2284 | 13.0034 | 17.0711 | 71.8604 | 74.2538 | -58 | -59.2284 | -164.2259 | 165.2325 | -164.2259 | 165.2325 | 3.6457 | 73.7896 | 40.5 | 40.611 | 41.1 | 41.2323 | -52.6 | -56.274 | -59.1 | -59.6235 | -60.6 | -61.1794 | -60.6 | -61.2923 | 309.5064 | 325.2963
2020-11-19 02:00 | -70 | -71.5891 | 0.81566 | 6.7607 | 84.4917 | 85.583 | -70 | -71.5891 | -182.2586 | 182.5363 | -182.2586 | 182.5363 | 17.0797 | 98.076 | 43.8 | 43.8831 | 43.5 | 43.5507 | -56.9 | -60.3458 | -63.2 | -63.8661 | -65.1 | -65.6526 | -64.8 | -65.3948 | 308.9877 | 334.9059
2020-11-19 02:30 | -68 | -69.857 | -0.30583 | 14.5078 | 82.8975 | 85.9172 | -68 | -69.857 | -180.4342 | 182.2022 | -180.4342 | 182.2022 | 27.9278 | 112.3482 | 43.5 | 43.764 | 43.5 | 43.625 | -56.8 | -57.691 | -62.9 | -63.0064 | -65 | -65.0197 | -64.8 | -64.813 | 318.7273 | 341.8204
2020-11-19 03:00 | -77 | -78.6448 | -7.9872 | 16.7637 | 90.437 | 93.0736 | -77 | -78.6448 | -190.4694 | 192.0883 | -190.4694 | 192.0883 | 35.352 | 113.5017 | 45.6 | 47.7302 | 46.2 | 48.217 | -59.8 | -59.8164 | -66.2 | -67.333 | -68 | -69.1575 | -67.7 | -68.9558 | 325.305 | 347.3696
2020-11-19 03:30 | -81 | -82.5651 | -7.5728 | 17.7945 | 93.8608 | 96.1718 | -81 | -82.5651 | -195.7097 | 197.212 | -195.7097 | 197.212 | 43.7386 | 115.1273 | 49.2 | 51.264 | 49.8 | 52.01 | -65 | -65.0372 | -70.9 | -72.0285 | -73.2 | -74.4527 | -72.4 | -73.7223 | 328.6656 | 350.3217
2020-11-19 04:00 | -76 | -77.4661 | -5.5688 | 16.3837 | 91.2072 | 93.7001 | -75 | -76.4853 | -201.5434 | 203.3113 | -201.5434 | 203.3113 | 45.0268 | 112.7783 | 51.6 | 53.1881 | 52.8 | 54.5736 | -66.8 | -66.8192 | -72.9 | -73.7662 | -74.6 | -75.6566 | -74.5 | -75.6733 | 336.2636 | 356.3341
2020-11-19 04:30 | -78 | -79.2465 | -4.8683 | 16.4885 | 93.9688 | 96.1094 | -78 | -79.4292 | -207.5987 | 209.1046 | -207.5987 | 209.1046 | 38.4456 | 110.419 | 54 | 55.4505 | 55.5 | 56.9123 | -69.9 | -69.9232 | -76.6 | -77.6132 | -78.7 | -79.8326 | -78.6 | -79.7007 | 339.2398 | 358.3482
2020-11-19 05:00 | -79 | -80.604 | -5.3044 | 17.6663 | 94.9752 | 97.1966 | -79 | -80.4114 | -214.4652 | 216.137 | -214.4652 | 216.137 | 30.873 | 105.2129 | 54.9 | 56.261 | 54.9 | 56.3274 | -70.7 | -70.7001 | -77 | -77.8247 | -79.5 | -80.4306 | -79.2 | -80.1341 | 353.6826 | 371.1992
2020-11-19 05:30 | -88 | -89.1067 | -7.3076 | 20.705 | 104.8627 | 106.2703 | -88 | -89.1067 | -234.1242 | 235.1128 | -234.1242 | 235.1128 | 12.1225 | 99.8882 | 65.1 | 66.4248 | 66 | 67.192 | -84.4 | -84.4432 | -89.4 | -90.3692 | -91.7 | -92.7475 | -92 | -93.0441 | 345.0979 | 359.1188
2020-11-19 06:00 | -93 | -93.9042 | -9.9515 | 22.6102 | 111.6673 | 112.7604 | -93 | -93.9042 | -249.0215 | 249.6784 | -249.0215 | 249.6784 | 1.0497 | 98.5094 | 64.2 | 65.1021 | 64.2 | 65.053 | -81.7 | -81.7001 | -89.4 | -89.9576 | -91.7 | -92.3936 | -91.7 | -92.3338 | 356.1373 | 367.8168
2020-11-19 06:30 | -90 | -92.4175 | -4.3148 | 30.2793 | 107.367 | 109.9776 | -91 | -93.1719 | -259.8487 | 260.932 | -259.8487 | 260.932 | -10.2407 | 91.041 | 69.3 | 70.3313 | 69.9 | 70.7758 | -89.5 | -89.547 | -97.9 | -98.953 | -100.2 | -101.2153 | -100.2 | -101.1872 | 355.0793 | 365.2119
2020-11-19 07:00 | -93 | -95.1262 | -7.98 | 33.4858 | 111.7299 | 114.1644 | -92 | -93.9415 | -260.8825 | 262.6898 | -260.8825 | 262.6898 | -16.8506 | 95.4065 | 73.2 | 74.1291 | 72.3 | 73.2406 | -93.9 | -93.958 | -102.2 | -103.2804 | -104.9 | -106.0684 | -105.2 | -106.4249 | 364.6955 | 369.7112
2020-11-19 07:30 | -89 | -90.4268 | -9.202 | 28.9165 | 103.9345 | 105.6802 | -88 | -89.4427 | -247.0199 | 247.9899 | -247.0199 | 247.9899 | -11.5761 | 97.0973 | 75.6 | 76.9036 | 78.3 | 79.5594 | -97.3 | -97.5236 | -105.4 | -106.6794 | -108.1 | -109.5884 | -107.7 | -109.1286 | 350.9446 | 355.7781
2020-11-19 08:00 | -88 | -88.6848 | -11.0735 | 25.9744 | 102.989 | 103.8552 | -89 | -89.6772 | -240.5364 | 240.9603 | -240.5364 | 240.9603 | -4.3612 | 96.5368 | 79.8 | 81.0361 | 80.4 | 81.5255 | -102.1 | -102.2761 | -110.5 | -111.8537 | -113.2 | -114.6588 | -113.3 | -114.6283 | 364.6974 | 368.4859
2020-11-19 08:30 | -99 | -100.1299 | -23.8178 | 36.0252 | 114.2625 | 115.5643 | -99 | -99.985 | -258.745 | 259.068 | -258.745 | 259.068 | 0.77757 | 87.5917 | 79.2 | 80.2437 | 78.6 | 79.6035 | -100.8 | -100.9725 | -110.8 | -112.2526 | -113.5 | -115.0465 | -113.5 | -115.014 | 378.4957 | 379.9318
2020-11-19 09:00 | -101 | -102.1078 | -26.4875 | 39.6894 | 115.6585 | 117.0204 | -101 | -102.1078 | -253.721 | 254.083 | -253.721 | 254.083 | 7.8531 | 84.5418 | 81.9 | 82.8185 | 83.4 | 84.3918 | -104.1 | -104.2671 | -115.2 | -116.5978 | -118.1 | -119.6028 | -118.1 | -119.587 | 383.1402 | 384.3474
2020-11-19 09:30 | -109 | -110.4762 | -42.9755 | 55.7224 | 131.1561 | 132.8942 | -108 | -109.4897 | -264.1986 | 264.4792 | -264.1986 | 264.4792 | 14.3591 | 96.9353 | 79.2 | 80.1494 | 81.9 | 82.8185 | -101.6 | -101.7712 | -112.7 | -114.3238 | -115.9 | -117.596 | -115.8 | -117.5144 | 386.9867 | 387.3998
2020-11-19 10:00 | -117 | -119.4362 | -47.1664 | 55.4453 | 133.446 | 134.2512 | -118 | -120.4159 | -262.3243 | 262.4564 | -262.3243 | 262.4564 | 1.114 | 118.3969 | 81.6 | 82.5218 | 82.2 | 83.1152 | -104 | -104.1616 | -115.8 | -117.2843 | -118.6 | -120.1601 | -118.6 | -120.1441 | 390.3874 | 391.1807
2020-11-19 10:30 | -129 | -129.9885 | -55.0401 | 63.385 | 142.169 | 142.8876 | -128 | -128.8759 | -275.4937 | 275.5677 | -275.4937 | 275.5677 | 16.3753 | 126.293 | 84 | 84.9397 | 84.3 | 85.1498 | -107.4 | -107.6151 | -120.4 | -122.0993 | -123.4 | -125.1574 | -123.5 | -125.256 | 381.7594 | 383.1868
2020-11-19 11:00 | -120 | -120.7021 | -45.7958 | 54.8266 | 134.203 | 134.6904 | -118 | -118.6086 | -264.6249 | 264.9066 | -264.6249 | 264.9066 | -14.866 | 101.6882 | 84.9 | 85.92 | 86.4 | 87.3577 | -108.1 | -108.3883 | -120.4 | -122.5772 | -123.5 | -125.8487 | -123.2 | -125.4778 | 391.1616 | 391.9992
2020-11-19 11:30 | -123 | -124.0363 | -45.3983 | 57.3633 | 144.2371 | 144.7401 | -124 | -125.028 | -288.2078 | 288.5195 | -288.2078 | 288.5195 | -11.3234 | 98.9676 | 85.5 | 86.2567 | 85.2 | 85.9593 | -109 | -109.1489 | -121.9 | -123.6451 | -125.1 | -126.9681 | -125 | -126.8355 | 412.2595 | 413.01
2020-11-19 12:00 | -124 | -124.4869 | -42.6069 | 52.9044 | 138.8036 | 139.0919 | -123 | -123.584 | -277.8669 | 278.5653 | -277.8669 | 278.5653 | -19.932 | 100.329 | 87.6 | 88.5889 | 88.5 | 89.3924 | -112.4 | -112.7209 | -126.1 | -128.0219 | -129.4 | -131.3649 | -129.3 | -131.2602 | 416.6403 | 417.068
2020-11-19 12:30 | -126 | -126.6689 | -40.2607 | 50.5259 | 141.2359 | 141.3856 | -125 | -125.5747 | -282.6315 | 283.5615 | -282.6315 | 283.5615 | -41.6671 | 92.1272 | 88.8 | 89.5288 | 89.4 | 90.1624 | -113.3 | -113.4351 | -125.1 | -127.1607 | -128.5 | -130.6855 | -128.3 | -130.4165 | 431.1763 | 431.6797
2020-11-19 13:00 | -126 | -126.4792 | -40.4454 | 50.9789 | 143.229 | 143.3826 | -127 | -127.5657 | -292.5361 | 293.911 | -292.5361 | 293.911 | -50.0062 | 92.8569 | 87.3 | 88.529 | 86.1 | 87.2959 | -110.2 | -110.5669 | -124.4 | -126.8675 | -127 | -129.6341 | -127 | -129.476 | 434.037 | 435.0326
2020-11-19 13:30 | -121 | -121.2023 | -24.301 | 34.8581 | 137.8499 | 137.8719 | -121 | -121.1487 | -292.0577 | 293.9229 | -292.0577 | 293.9229 | -56.0187 | 92.4589 | 85.2 | 86.1711 | 87.6 | 88.5015 | -109.3 | -109.6223 | -124.9 | -127.0364 | -128.2 | -130.5013 | -128.3 | -130.4888 | 434.5876 | 435.406
2020-11-19 14:00 | -117 | -119.0504 | -18.9269 | 44.3111 | 131.9459 | 133.0271 | -115 | -116.9017 | -284.8254 | 285.1843 | -284.8254 | 285.1843 | -68.3918 | 106.1818 | 86.4 | 87.5918 | 87.9 | 89.1707 | -109.1 | -109.4957 | -126.2 | -128.4993 | -129.4 | -131.8693 | -129.1 | -131.4604 | 441.1226 | 441.5116
2020-11-19 14:30 | -115 | -116.559 | -13.4163 | 45.7712 | 133.1783 | 134.3472 | -115 | -116.4002 | -291.0149 | 291.302 | -291.0149 | 291.302 | -87.4386 | 112.3258 | 86.7 | 87.4859 | 87.6 | 88.4181 | -109.8 | -109.9749 | -126.6 | -128.619 | -129.9 | -132.0443 | -129.8 | -131.8395 | 452.9712 | 453.2495
2020-11-19 15:00 | -117 | -119.0504 | -9.0154 | 46.8288 | 135.6401 | 136.441 | -116 | -118.0678 | -310.5858 | 311.2309 | -310.5858 | 311.2309 | -93.8721 | 110.6376 | 87 | 87.9957 | 87.9 | 88.9306 | -109.7 | -110.0768 | -127.8 | -130.0711 | -130.9 | -133.3225 | -131.6 | -133.9164 | 483.7227 | 484.9226
2020-11-19 15:30 | -115 | -116.559 | -0.1878 | 46.9321 | 136.6082 | 137.1765 | -114 | -115.4123 | -321.6165 | 322.6674 | -321.6165 | 322.6674 | -86.5431 | 109.9435 | 84.3 | 85.1081 | 85.8 | 86.6351 | -108.5 | -108.6444 | -130.3 | -132.0946 | -133.7 | -135.5634 | -133.7 | -135.4979 | 533.4422 | 533.9231
2020-11-19 16:00 | -120 | -121.4949 | 9.7343 | 51.4301 | 138.6297 | 139.1726 | -119 | -120.5073 | -326.1229 | 327.3706 | -326.1229 | 327.3706 | -105.3186 | 118.2013 | 84 | 84.4808 | 83.7 | 84.1204 | -105.8 | -105.808 | -127.2 | -130.4196 | -130.5 | -133.9263 | -130.5 | -133.7707 | 557.961 | 560.511
2020-11-19 16:30 | -115 | -115.0695 | 25.3875 | 48.7663 | 138.1441 | 138.1988 | -114 | -114.0702 | -320.7785 | 324.395 | -320.7785 | 324.395 | -114.5366 | 126.7087 | 84.3 | 84.8449 | 85.2 | 85.7061 | -107.3 | -107.3638 | -129.6 | -133.3261 | -132.7 | -136.6936 | -132.7 | -136.5038 | 562.7612 | 564.391
2020-11-19 17:00 | -105 | -107.0794 | 26.6392 | 62.0492 | 132.3564 | 133.1526 | -105 | -106.8878 | -322.4345 | 323.1814 | -322.4345 | 323.1814 | -162.0045 | 162.5811 | 81 | 83.3142 | 79.5 | 82.3821 | -101.4 | -102.3895 | -126.1 | -130.2709 | -129.4 | -133.7922 | -129.3 | -133.7129 | 653.9552 | 655.262
2020-11-19 17:30 | -108 | -109.8362 | 30.2892 | 63.7569 | 135.8887 | 136.4037 | -108 | -109.6586 | -327.3066 | 328.3277 | -327.3066 | 328.3277 | -167.2639 | 167.8103 | 81 | 82.7239 | 80.1 | 81.9049 | -102.5 | -103.177 | -125.2 | -128.7322 | -128.4 | -132.0892 | -128.1 | -131.732 | 646.0004 | 647.0988
2020-11-19 18:00 | -97 | -98.3107 | 44.9849 | 73.484 | 124.7096 | 125.4886 | -95 | -96.5091 | -311.008 | 311.8634 | -311.008 | 311.8634 | -163.0066 | 163.4252 | 79.8 | 81.8049 | 81 | 83.1758 | -102.1 | -102.8992 | -125.8 | -129.5156 | -129.1 | -133.0309 | -129 | -132.743 | 634.293 | 635.613
2020-11-19 18:30 | -96 | -97.3242 | 46.5825 | 69.0856 | 123.5763 | 123.8804 | -96 | -97.1648 | -303.9707 | 305.3393 | -303.9707 | 305.3393 | -145.0102 | 145.7167 | 79.8 | 81.8049 | 80.1 | 82.0323 | -102.1 | -102.8382 | -125.1 | -128.4109 | -128.5 | -132.1164 | -128.3 | -131.8294 | 624.4578 | 625.2997
2020-11-19 19:00 | -90 | -90.1998 | 49.8948 | 57.4203 | 116.1714 | 116.6247 | -90 | -90.1998 | -286.6308 | 291.8851 | -286.6308 | 291.8851 | -131.1544 | 132.2371 | 81.3 | 82.7831 | 80.4 | 81.8995 | -102.5 | -103.0993 | -124 | -126.5747 | -126.8 | -129.4785 | -127 | -129.5545 | 602.1429 | 603.1736
2020-11-19 19:30 | -95 | -95.0053 | 39.9552 | 49.1506 | 121.4479 | 121.6377 | -95 | -95.021 | -288.9961 | 292.8955 | -288.9961 | 292.8955 | -123.6013 | 124.5628 | 81.3 | 83.468 | 81.3 | 83.6059 | -103.6 | -104.5686 | -123.6 | -126.6441 | -126.8 | -129.9689 | -126.6 | -129.7464 | 575.2011 | 576.7668
2020-11-19 20:00 | -87 | -87.023 | 39.8994 | 46.882 | 114.3763 | 114.5789 | -86 | -86.0233 | -270.4787 | 273.6523 | -270.4787 | 273.6523 | -103.022 | 103.9356 | 82.2 | 85.3035 | 81.3 | 84.2765 | -104.2 | -105.8824 | -122.5 | -126.8931 | -125.7 | -130.191 | -125.5 | -129.8942 | 532.2356 | 535.358
2020-11-19 20:30 | -73 | -73.0616 | 45.3188 | 49.3109 | 103.2897 | 103.4546 | -73 | -73.0616 | -246.8366 | 249.4896 | -246.8366 | 249.4896 | -83.0604 | 91.7441 | 81.9 | 83.0545 | 82.8 | 83.7989 | -105.8 | -106.1571 | -122.3 | -126.7524 | -125 | -129.8345 | -125 | -129.727 | 498.3998 | 498.6142
2020-11-19 21:00 | -64 | -64.1249 | 50.2511 | 52.3832 | 90.6825 | 90.7999 | -67 | -67.1863 | -220.97 | 223.2853 | -220.97 | 223.2853 | -68.8717 | 79.8753 | 84 | 85.6052 | 83.4 | 85.0165 | -106.8 | -107.439 | -121.5 | -123.9852 | -125 | -127.6958 | -124.4 | -127.0472 | 465.2871 | 465.689
2020-11-19 21:30 | -55 | -55.2268 | 60.1733 | 61.6985 | 71.6444 | 71.6723 | -57 | -57.2189 | -188.5438 | 190.0442 | -188.5438 | 190.0442 | -49.7885 | 82.7527 | 84.3 | 85.9577 | 84.3 | 85.9577 | -107.2 | -108.0219 | -119.4 | -122.1346 | -122.8 | -125.6904 | -122.8 | -125.6268 | 439.232 | 439.7688
2020-11-19 22:00 | -46 | -46.3897 | 60.88 | 61.6385 | 62.1863 | 62.4919 | -47 | -47.3814 | -167.2397 | 168.5436 | -167.2397 | 168.5436 | -26.8782 | 89.2089 | 87 | 88.441 | 86.1 | 87.5558 | -109 | -109.7031 | -119.5 | -121.3139 | -122.7 | -124.6215 | -122.5 | -124.3552 | 396.901 | 396.9061
2020-11-19 22:30 | -35 | -36.4006 | 61.0006 | 61.0019 | 56.0969 | 57.3375 | -36 | -37.6431 | -162.6463 | 164.6781 | -162.6463 | 164.6781 | -11.5192 | 89.6948 | 85.5 | 87.2526 | 85.8 | 87.3721 | -109.4 | -110.269 | -116.8 | -119.0045 | -120.1 | -122.4355 | -119.8 | -122.0448 | 374.7709 | 375.2117
2020-11-19 23:00 | -47 | -47.8539 | 45.412 | 45.4134 | 66.735 | 67.1811 | -47 | -47.8539 | -176.5658 | 177.9816 | -176.5658 | 177.9816 | -6.0486 | 96.4928 | 87.9 | 89.3804 | 87.9 | 89.2736 | -112.5 | -113.2146 | -118.5 | -120.7883 | -121.1 | -123.4748 | -120.8 | -123.161 | 336.5012 | 340.5032
2020-11-19 23:30 | -47 | -47.5184 | 42.1705 | 42.1705 | 66.0446 | 66.2583 | -47 | -47.5184 | -179.051 | 180.2986 | -179.051 | 180.2986 | -9.3127 | 89.905 | 89.1 | 90.1624 | 89.1 | 90.1624 | -112.3 | -112.7181 | -117.2 | -118.933 | -120 | -121.9463 | -119.7 | -121.5171 | 338.073 | 343.3779
2020-11-20 | -42 | -42.4264 | 43.5006 | 43.5119 | 58.4432 | 58.5112 | -42 | -42.4264 | -156.9462 | 157.585 | -156.9462 | 157.585 | -6.9051 | 101.4616 | 88.8 | 90.0085 | 89.7 | 90.8014 | -113.1 | -113.6337 | -117.4 | -119.1936 | -120.2 | -122.0207 | -119.8 | -121.7598 | 311.9413 | 318.3853
2020-11-20 00:30 | -54 | -54.0093 | 26.7885 | 27.1381 | 71.9652 | 72.0102 | -55 | -55.0364 | -170.6368 | 170.8486 | -170.6368 | 170.8486 | 4.8053 | 103.0027 | 89.7 | 90.9955 | 90.9 | 92.3854 | -113.9 | -114.617 | -117.2 | -119.1557 | -120.2 | -122.2877 | -119.6 | -121.698 | 289.5037 | 297.5851
2020-11-20 01:00 | -64 | -64 | 16.4783 | 17.6748 | 79.0283 | 79.254 | -64 | -64 | -177.7735 | 177.7949 | -177.7735 | 177.7949 | 5.7713 | 103.0391 | 89.7 | 91.2049 | 90.3 | 91.7951 | -114 | -114.7275 | -117.2 | -119.3086 | -120.2 | -122.4602 | -119.9 | -122.0673 | 275.9807 | 285.197
2020-11-20 01:30 | -59 | -59 | 29.9232 | 30.1151 | 63.2837 | 63.4971 | -59 | -59 | -156.9516 | 156.9586 | -156.9516 | 156.9586 | 11.1079 | 106.7387 | 90.3 | 92.1357 | 91.2 | 92.9593 | -115.2 | -116.2514 | -116.6 | -118.9062 | -119.8 | -122.4424 | -119.5 | -122.1282 | 253.7338 | 264.0317
2020-11-20 02:00 | -47 | -47.0425 | 31.198 | 31.2113 | 59.7725 | 59.9046 | -47 | -47.0425 | -150.6991 | 150.7223 | -150.6991 | 150.7223 | 18.0398 | 108.6596 | 91.8 | 94.0394 | 91.8 | 93.8482 | -115.2 | -116.7079 | -116.9 | -119.9775 | -120 | -123.0807 | -119.7 | -122.9999 | 249.9527 | 262.3174
2020-11-20 02:30 | -57 | -57 | 18.6669 | 18.8548 | 73.0618 | 73.2655 | -57 | -57 | -164.571 | 164.5768 | -164.571 | 164.5768 | 25.0944 | 116.8179 | 90.9 | 95.4443 | 91.8 | 96.3019 | -115.8 | -119.4985 | -117.4 | -121.8155 | -120.3 | -124.9852 | -120 | -124.6423 | 246.5347 | 261.2596
2020-11-20 03:00 | -57 | -57 | 19.1069 | 19.1552 | 70.8456 | 71.0609 | -57 | -57 | -160.9353 | 160.9495 | -160.9353 | 160.9495 | 32.1371 | 116.2237 | 92.1 | 96.6787 | 92.4 | 96.6075 | -117.1 | -121.0574 | -119.6 | -124.0958 | -121.6 | -126.237 | -121.9 | -126.688 | 252.4828 | 264.3446
2020-11-20 03:30 | -50 | -50.01 | 22.8991 | 22.9182 | 65.5088 | 65.7939 | -50 | -50.01 | -155.6062 | 155.6063 | -155.6062 | 155.6063 | 27.6528 | 103.8619 | 92.4 | 98.4224 | 92.7 | 98.6015 | -116.4 | -121.7516 | -118.5 | -124.292 | -121.5 | -127.5449 | -120.8 | -126.9088 | 249.1454 | 257.1706
2020-11-20 04:00 | -67 | -67.0075 | 8.1298 | 9.0602 | 81.2104 | 81.6195 | -68 | -68.0074 | -177.7675 | 177.7775 | -177.7675 | 177.7775 | 27.3619 | 101.2554 | 92.1 | 98.2448 | 92.7 | 98.8075 | -116.4 | -122.2344 | -118.5 | -124.6283 | -122.2 | -128.4871 | -121.2 | -127.5988 | 258.8729 | 266.3698
2020-11-20 04:30 | -71 | -71 | 6.4998 | 8.0913 | 85.9982 | 86.2648 | -70 | -70 | -186.9141 | 186.9143 | -186.9141 | 186.9143 | 25.5313 | 96.023 | 91.8 | 97.5512 | 93.6 | 99.1476 | -115.2 | -120.487 | -118 | -123.755 | -121.7 | -127.7658 | -120.8 | -126.8782 | 274.383 | 281.7986
2020-11-20 05:00 | -60 | -60 | 18.387 | 18.6649 | 75.8903 | 76.0406 | -60 | -60 | -173.44 | 173.4764 | -173.44 | 173.4764 | 19.4969 | 91.28 | 91.8 | 96.8684 | 91.2 | 96.4867 | -116.1 | -120.8365 | -119.1 | -124.5382 | -121.8 | -127.3834 | -121.4 | -127.0599 | 286.4638 | 294.0572
2020-11-20 05:30 | -65 | -65.0077 | 18.8521 | 19.5038 | 81.3397 | 81.3864 | -65 | -65.0077 | -185.894 | 186.0001 | -185.894 | 186.0001 | 8.9224 | 74.2075 | 92.4 | 95.7747 | 93 | 96.1985 | -116.2 | -118.9011 | -119.4 | -123.4091 | -122.4 | -126.5901 | -122.3 | -126.4934 | 291.0263 | 301.9677
2020-11-20 06:00 | -62 | -62 | 22.9479 | 23.5985 | 78.7716 | 78.8021 | -61 | -61 | -187.6047 | 187.7236 | -187.6047 | 187.7236 | -2.8628 | 72.2539 | 91.2 | 94.305 | 90.9 | 94.092 | -115.6 | -117.827 | -120.2 | -123.3729 | -123.9 | -127.2032 | -123.8 | -127.1058 | 313.5384 | 323.95
2020-11-20 06:30 | -68 | -68 | 16.2382 | 17.6316 | 84.9737 | 85.0229 | -68 | -68.0074 | -201.2677 | 201.4319 | -201.2677 | 201.4319 | -21.4139 | 53.0306 | 90.9 | 92.8441 | 90.6 | 92.5504 | -114.8 | -116.1362 | -120.2 | -122.4565 | -123.4 | -125.7505 | -123.1 | -125.5339 | 312.7682 | 322.0502
2020-11-20 07:00 | -69 | -69 | 9.3032 | 12.7542 | 87.5884 | 87.6796 | -70 | -70 | -203.6249 | 203.7801 | -203.6249 | 203.7801 | -30.4977 | 59.2683 | 91.8 | 93.8482 | 92.7 | 94.8541 | -116.4 | -117.7381 | -122.6 | -124.9463 | -126.1 | -128.5543 | -126.1 | -128.5156 | 324.0323 | 328.8231
2020-11-20 07:30 | -68 | -68 | 6.4576 | 10.6674 | 84.1558 | 84.2413 | -67 | -67 | -201.0849 | 201.2387 | -201.0849 | 201.2387 | -21.6779 | 56.96 | 90.6 | 92.7383 | 90.9 | 92.9681 | -115.6 | -116.993 | -121.6 | -124.0239 | -124.8 | -127.2991 | -124.7 | -127.2208 | 341.049 | 345.3892
2020-11-20 08:00 | -67 | -67.0075 | 2.6811 | 6.1792 | 82.4146 | 82.4477 | -67 | -67.0075 | -198.7664 | 199.0584 | -198.7664 | 199.0584 | -28.4379 | 59.3805 | 91.2 | 93.0179 | 91.2 | 93.0179 | -114.7 | -115.8524 | -121.6 | -123.8916 | -124.9 | -127.2419 | -124.4 | -126.7357 | 332.7334 | 335.9701
2020-11-20 08:30 | -71 | -71 | -4.2234 | 7.2823 | 85.1009 | 85.1162 | -71 | -71.007 | -203.7916 | 204.097 | -203.7916 | 204.097 | -27.663 | 62.548 | 87.6 | 89.8764 | 88.5 | 90.6879 | -111.2 | -112.4769 | -119.1 | -121.244 | -122.4 | -124.6544 | -122.1 | -124.3789 | 354.6622 | 357.0067
2020-11-20 09:00 | -74 | -74.027 | -10.0522 | 11.4987 | 86.8702 | 86.8727 | -73 | -73.0616 | -203.0361 | 203.3499 | -203.0361 | 203.3499 | -19.2941 | 61.5524 | 89.1 | 91.339 | 89.4 | 91.6317 | -113 | -114.3934 | -119.9 | -122.2005 | -123.3 | -125.7105 | -122.8 | -125.1618 | 354.0131 | 355.7768
2020-11-20 09:30 | -65 | -65.123 | -10.0547 | 10.9074 | 81.3961 | 81.3975 | -64 | -64.195 | -193.1436 | 193.5701 | -193.1436 | 193.5701 | -4.0103 | 58.4865 | 88.2 | 90.3299 | 90.3 | 92.5756 | -113.2 | -114.4252 | -119.9 | -121.9879 | -123.2 | -125.5543 | -123 | -125.3388 | 349.1016 | 351.4366
2020-11-20 10:00 | -70 | -70.0643 | -11.1165 | 12.6338 | 81.6817 | 81.6889 | -70 | -70.1142 | -188.5143 | 188.7233 | -188.5143 | 188.7233 | -2.9346 | 61.7324 | 88.5 | 90.4335 | 89.4 | 91.3144 | -111.8 | -113.0701 | -119.3 | -121.3609 | -122.3 | -124.5752 | -122.2 | -124.4202 | 352.4467 | 354.0308
2020-11-20 10:30 | -68 | -68.2642 | -12.5359 | 13.0229 | 81.3186 | 81.3975 | -70 | -70.2567 | -187.731 | 188.6421 | -187.731 | 188.6421 | 10.3327 | 62.6246 | 88.2 | 90.5284 | 89.4 | 91.7652 | -113.2 | -114.4546 | -121 | -123.3211 | -124.4 | -126.732 | -124.3 | -126.6148 | 339.8273 | 341.9353
2020-11-20 11:00 | -62 | -62.3939 | -9.6267 | 9.9422 | 77.1625 | 77.2444 | -62 | -62.514 | -181.2482 | 182.1544 | -181.2482 | 182.1544 | 10.2169 | 65.2696 | 89.7 | 92.0575 | 89.7 | 91.9905 | -114 | -115.5236 | -122.6 | -124.9078 | -125.2 | -127.6326 | -125.9 | -128.4565 | 332.4778 | 334.1294
2020-11-20 11:30 | -65 | -65.6201 | -4.7846 | 4.9205 | 71.7268 | 72.0648 | -64 | -64.6297 | -171.4706 | 172.5359 | -171.4706 | 172.5359 | 4.6097 | 63.6133 | 90.3 | 92.1357 | 91.2 | 93.0774 | -114.3 | -115.4564 | -122.2 | -124.3642 | -125.4 | -127.6572 | -125.3 | -127.5217 | 333.8382 | 335.498
2020-11-20 12:00 | -65 | -65.6201 | -12.8046 | 12.9374 | 78.7965 | 78.9357 | -64 | -64.6297 | -180.3471 | 181.6953 | -180.3471 | 181.6953 | 10.2013 | 64.6935 | 90.3 | 92.1957 | 90.9 | 92.9681 | -114.6 | -115.6435 | -122.7 | -124.8741 | -125.7 | -127.9894 | -125.9 | -128.2047 | 336.912 | 338.6466
2020-11-20 12:30 | -62 | -62.514 | -7.1561 | 7.3083 | 71.5321 | 71.817 | -62 | -62.514 | -169.7885 | 171.299 | -169.7885 | 171.299 | 4.7232 | 66.3319 | 87 | 89.0934 | 88.5 | 90.4335 | -110.8 | -111.9641 | -119.8 | -121.8946 | -122.8 | -125.0472 | -122.5 | -124.7337 | 329.9227 | 331.6795
2020-11-20 13:00 | -70 | -70.4557 | -13.9077 | 13.9484 | 79.9307 | 80.0601 | -69 | -69.4622 | -171.5832 | 173.2734 | -171.5832 | 173.2734 | 17.9834 | 68.5501 | 87.3 | 89.1974 | 88.2 | 90.2023 | -111.4 | -112.4322 | -120.5 | -122.5098 | -124.1 | -126.3054 | -123.9 | -126.1886 | 353.9854 | 355.656
2020-11-20 13:30 | -67 | -67.4759 | -16.2574 | 16.4692 | 83.5973 | 83.6933 | -68 | -68.469 | -175.0598 | 176.7519 | -175.0598 | 176.7519 | 20.9996 | 69.204 | 86.7 | 88.6727 | 87.9 | 89.7241 | -110.8 | -111.719 | -120.5 | -122.4739 | -123.5 | -125.5329 | -123.5 | -125.515 | 364.8086 | 366.7055
2020-11-20 14:00 | -78 | -78.3135 | -14.4475 | 14.5189 | 85.7771 | 85.9114 | -77 | -77.4145 | -181.8721 | 183.4417 | -181.8721 | 183.4417 | 20.125 | 67.7261 | 86.4 | 88.0759 | 85.8 | 87.4874 | -108.9 | -109.6614 | -120.7 | -122.5304 | -123.4 | -125.2248 | -123.6 | -125.4732 | 387.2004 | 388.7886
2020-11-20 14:30 | -72 | -72.111 | -7.4477 | 9.419 | 85.7963 | 85.8201 | -72 | -72.111 | -176.7561 | 177.9483 | -176.7561 | 177.9483 | -14.7407 | 66.5493 | 85.8 | 88.2148 | 85.5 | 87.6955 | -109 | -110.0547 | -118.9 | -120.9364 | -122 | -124.0323 | -121.5 | -123.6023 | 353.0387 | 354.5302
2020-11-20 15:00 | -79 | -79.3095 | -13.1289 | 13.4304 | 91.984 | 92.0572 | -78 | -78.3135 | -193.1631 | 194.2542 | -193.1631 | 194.2542 | -2.6908 | 68.7344 | 85.2 | 87.0807 | 85.5 | 87.4365 | -107.8 | -108.7842 | -119.7 | -121.7412 | -123.1 | -125.1214 | -122.7 | -124.8187 | 398.0534 | 399.4012
2020-11-20 15:30 | -74 | -74.5453 | 3.9765 | 5.2186 | 86.0896 | 86.2852 | -74 | -74.5453 | -187.148 | 188.4968 | -187.148 | 188.4968 | 14.4219 | 70.7855 | 84.3 | 86.2634 | 84.3 | 89.7241 | -107 | -107.7629 | -119.9 | -121.7079 | -123.2 | -124.9634 | -122.9 | -124.7664 | 443.2065 | 444.1793
2020-11-20 16:00 | -63 | -63.7887 | 14.588 | 14.8284 | 83.3541 | 83.5918 | -64 | -64.7765 | -190.8682 | 192.3227 | -190.8682 | 192.3227 | -9.3791 | 76.34 | 82.2 | 84.6936 | 83.1 | 85.2892 | -105.5 | -106.7755 | -121.2 | -123.2345 | -124.5 | -126.6067 | -124.3 | -126.3738 | 469.9639 | 470.6682
2020-11-20 16:30 | -73 | -73.437 | 7.7238 | 8.2674 | 90.4727 | 90.6242 | -73 | -73.5527 | -206.3383 | 207.6501 | -206.3383 | 207.6501 | -5.6062 | 72.6809 | 86.1 | 88.2148 | 86.1 | 88.2806 | -108.9 | -110.0546 | -122.3 | -124.4624 | -125.4 | -127.528 | -125.2 | -127.4608 | 469.577 | 470.7196
2020-11-20 17:00 | -65 | -65.4905 | 17.7807 | 18.1185 | 83.4012 | 83.4745 | -66 | -66.4831 | -202.4753 | 203.6206 | -202.4753 | 203.6206 | -25.9874 | 82.8509 | 86.4 | 89.2816 | 86.7 | 89.4231 | -111.1 | -112.8681 | -123 | -125.8646 | -126.5 | -129.5187 | -126.6 | -129.6378 | 433.568 | 435.0451
2020-11-20 17:30 | -55 | -55.9017 | 34.9807 | 35.0503 | 75.2612 | 75.7673 | -56 | -56.8858 | -194.6556 | 196.1119 | -194.6556 | 196.1119 | -25.9903 | 91.6833 | 86.7 | 89.4971 | 87.6 | 90.3692 | -109.3 | -111.1148 | -121.6 | -124.1635 | -124.7 | -127.2406 | -124.7 | -127.3208 | 427.5202 | 428.4133
2020-11-20 18:00 | -51 | -52.3927 | 46.4626 | 46.4638 | 72.9403 | 73.8887 | -51 | -52.3927 | -193.3418 | 194.9603 | -193.3418 | 194.9603 | -10.4982 | 87.5937 | 87.3 | 89.7206 | 87 | 89.4287 | -110.1 | -111.6269 | -122.5 | -125.045 | -125.7 | -128.3608 | -126.1 | -128.6546 | 436.0598 | 437.1447
2020-11-20 18:30 | -43 | -43.1856 | 52.6255 | 52.8605 | 62.7421 | 62.8236 | -41 | -41.1947 | -177.3688 | 177.732 | -177.3688 | 177.732 | -7.8832 | 85.963 | 86.4 | 89.2816 | 87 | 89.938 | -110.3 | -112.0808 | -122.2 | -125.0616 | -125.1 | -127.9805 | -125.7 | -128.7494 | 423.583 | 424.9398
2020-11-20 19:00 | -35 | -35.0571 | 61.2583 | 61.6586 | 56.4566 | 56.4797 | -35 | -35.1283 | -167.0431 | 167.2037 | -167.0431 | 167.2037 | -3.4326 | 86.8439 | 86.4 | 89.4347 | 87 | 90.0145 | -110.6 | -112.7474 | -120.9 | -124.0775 | -124 | -127.278 | -124.1 | -127.398 | 412.9444 | 414.5597
2020-11-20 19:30 | -48 | -48.0416 | 50.1254 | 50.8549 | 69.1913 | 69.2043 | -48 | -48.0416 | -182.952 | 183.1106 | -182.952 | 183.1106 | -8.585 | 97.1541 | 86.4 | 89.1449 | 85.8 | 88.7011 | -108.9 | -110.5337 | -119.1 | -121.3963 | -122.4 | -124.75 | -122 | -124.5338 | 400.6427 | 402.7869
2020-11-20 20:00 | -54 | -54.0093 | 44.579 | 45.8159 | 75.1677 | 75.2236 | -53 | -53.0094 | -189.4828 | 189.5387 | -189.4828 | 189.5387 | -11.1913 | 97.8244 | 86.1 | 89.0677 | 87.6 | 90.4434 | -109.5 | -111.3295 | -118.4 | -120.8079 | -121.5 | -123.9654 | -121.2 | -123.6713 | 382.0738 | 384.1999
2020-11-20 20:30 | -56 | -56.0357 | 38.2617 | 40.3619 | 76.7036 | 77.0999 | -56 | -56.0357 | -192.0785 | 192.116 | -192.0785 | 192.116 | -8.8242 | 101.1085 | 87.6 | 91.1526 | 87.9 | 91.2774 | -112.1 | -114.7248 | -118.9 | -121.9492 | -121.7 | -124.9546 | -121.7 | -124.8795 | 362.8664 | 364.966
2020-11-20 21:00 | -66 | -66 | 31.2083 | 32.2654 | 79.0547 | 79.2661 | -66 | -66 | -193.5553 | 193.5654 | -193.5553 | 193.5654 | 0.007542 | 101.622 | 88.5 | 91.9362 | 88.5 | 91.9362 | -111.4 | -113.9982 | -117.7 | -120.8246 | -120.6 | -123.9505 | -120 | -123.3435 | 349.9876 | 353.7349
2020-11-20 21:30 | -54 | -54 | 42.1093 | 42.4794 | 64.8339 | 65.0843 | -54 | -54 | -172.5106 | 172.5224 | -172.5106 | 172.5224 | 3.6816 | 99.7465 | 88.2 | 91.896 | 89.4 | 92.8838 | -113 | -115.6043 | -116.7 | -119.6931 | -119.6 | -122.7884 | -119.6 | -122.8111 | 315.2831 | 321.1271
2020-11-20 22:00 | -46 | -46.0109 | 36.5668 | 36.7548 | 65.2544 | 65.4677 | -47 | -47 | -167.7927 | 167.805 | -167.7927 | 167.805 | 21.4661 | 106.1112 | 89.1 | 93.8252 | 89.4 | 93.9244 | -112.6 | -116.3497 | -116.7 | -121.0343 | -119.6 | -124.053 | -119.3 | -123.818 | 308.5718 | 316.1669
2020-11-20 22:30 | -48 | -48 | 33.8421 | 34.0401 | 64.9652 | 65.3836 | -47 | -47 | -174.1758 | 174.2488 | -174.1758 | 174.2488 | 37.8946 | 109.4257 | 89.7 | 94.0283 | 89.1 | 93.2768 | -113.5 | -117.0235 | -117 | -121.0957 | -120.1 | -124.5248 | -119.4 | -123.8764 | 303.6832 | 314.2572
2020-11-20 23:00 | -42 | -42 | 38.5953 | 38.6007 | 54.6224 | 55.2763 | -41 | -41 | -159.9005 | 160.0196 | -159.9005 | 160.0196 | 40.3052 | 110.4537 | 90.3 | 94.5119 | 90.3 | 94.2501 | -113.8 | -117.3877 | -115.6 | -120.0277 | -118.3 | -122.8434 | -117.8 | -122.4162 | 291.2379 | 303.7553
2020-11-20 23:30 | -43 | -43.0116 | 33.7301 | 33.753 | 58.4197 | 58.9477 | -42 | -42.0119 | -173.2262 | 173.2537 | -173.2262 | 173.2537 | 22.2183 | 100.4264 | 90.3 | 94.3365 | 89.4 | 93.5043 | -114.9 | -118.3339 | -116.5 | -120.6835 | -119.3 | -123.6214 | -118.9 | -123.2882 | 284.1228 | 296.0881
2020-11-21 | -50 | -50.04 | 24.9256 | 25.9371 | 63.5553 | 65.3735 | -49 | -49.0102 | -170.1074 | 171.0811 | -170.1074 | 171.0811 | 27.505 | 103.0909 | 90.6 | 95.1587 | 90.6 | 94.9769 | -114.6 | -118.3111 | -115.7 | -120.124 | -118.9 | -123.5021 | -118.6 | -123.2405 | 282.5271 | 295.3139
2020-11-21 00:30 | -40 | -40 | 34.8303 | 34.8743 | 48.6196 | 49.9088 | -39 | -39 | -142.8748 | 143.3844 | -142.8748 | 143.3844 | 34.6397 | 107.9343 | 90 | 93.7921 | 90 | 93.7921 | -113.3 | -116.4959 | -115.8 | -119.826 | -118.4 | -122.5444 | -117.6 | -121.7457 | 261.0187 | 282.8081
2020-11-21 01:00 | -50 | -50.04 | 16.9304 | 17.202 | 64.2042 | 64.9798 | -50 | -50.01 | -158.4275 | 158.7212 | -158.4275 | 158.7212 | 42.5617 | 101.9374 | 89.4 | 93.5635 | 89.7 | 93.8501 | -113.2 | -116.5636 | -115.4 | -119.5433 | -118.4 | -122.7004 | -117.7 | -122.0515 | 262.2981 | 277.548
2020-11-21 01:30 | -53 | -53.0377 | 8.845 | 9.1919 | 66.3993 | 67.0886 | -53 | -53.0377 | -153.8609 | 154.0823 | -153.8609 | 154.0823 | 49.0166 | 104.4374 | 90 | 94.4047 | 90.9 | 95.0853 | -113.8 | -117.5114 | -115.9 | -120.2099 | -118.7 | -123.1218 | -118 | -122.5545 | 259.5164 | 275.0899
2020-11-21 02:00 | -49 | -49 | 14.1851 | 15.5446 | 63.5173 | 64.0462 | -50 | -50 | -146.1896 | 146.2739 | -146.1896 | 146.2739 | 56.1516 | 97.2309 | 89.1 | 93.1885 | 90.6 | 94.5376 | -113.9 | -116.9876 | -115.4 | -119.2357 | -118.3 | -122.2943 | -118.3 | -122.5702 | 258.0403 | 273.7637
2020-11-21 02:30 | -47 | -47.1699 | 15.5728 | 19.2614 | 60.5052 | 60.6162 | -47 | -47.1699 | -139.9748 | 139.9877 | -139.9748 | 139.9877 | 66.2225 | 98.2472 | 90.3 | 93.9963 | 90.3 | 94.1646 | -114.6 | -117.5568 | -116.2 | -119.8862 | -119 | -122.8217 | -118.5 | -122.509 | 255.8834 | 271.658
2020-11-21 03:00 | -33 | -33.541 | 26.2529 | 29.382 | 49.9831 | 50.0326 | -33 | -33.541 | -124.733 | 124.7901 | -124.733 | 124.7901 | 65.2215 | 89.5237 | 90 | 94.1369 | 90 | 94.08 | -114.3 | -117.6322 | -116.4 | -120.1789 | -119.1 | -123.0432 | -119 | -123.0935 | 256.5705 | 269.4648
2020-11-21 03:30 | -31 | -32.0156 | 32.9756 | 36.1987 | 43.5087 | 43.8855 | -31 | -32.0156 | -121.1313 | 121.2553 | -121.1313 | 121.2553 | 63.0871 | 87.9264 | 90 | 94.0494 | 90.9 | 94.911 | -113.6 | -116.811 | -115.7 | -119.6271 | -118 | -121.8063 | -118 | -121.882 | 249.3334 | 263.0596
2020-11-21 04:00 | -29 | -29.8329 | 31.2284 | 34.7334 | 43.6328 | 43.9442 | -30 | -30.8058 | -119.6954 | 119.8481 | -119.6954 | 119.8481 | 61.6546 | 86.5337 | 90 | 93.9963 | 89.4 | 93.3019 | -114.4 | -117.5891 | -115.4 | -119.1109 | -118.1 | -121.9499 | -118.4 | -122.4673 | 250.6171 | 264.8268
2020-11-21 04:30 | -28 | -29.1204 | 34.7005 | 38.6196 | 41.6392 | 42.2287 | -28 | -29.1204 | -117.5939 | 117.8707 | -117.5939 | 117.8707 | 61.5596 | 87.2034 | 90 | 93.7921 | 89.4 | 93.3882 | -113.1 | -116.2089 | -115.2 | -118.9919 | -117.6 | -121.4407 | -117.6 | -121.4444 | 251.9072 | 266.3673
2020-11-21 05:00 | -23 | -24.6982 | 39.347 | 42.2999 | 38.1907 | 38.9083 | -22 | -23.7697 | -109.618 | 110.0443 | -109.618 | 110.0443 | 54.8186 | 81.9916 | 89.1 | 93.0145 | 89.7 | 93.5894 | -113.5 | -116.5753 | -114.8 | -118.5297 | -117.3 | -121.2004 | -117.3 | -121.2509 | 252.4916 | 266.7056
2020-11-21 05:30 | -25 | -26.5707 | 40.4832 | 43.1603 | 39.518 | 40.4647 | -26 | -27.8568 | -117.7584 | 118.1423 | -117.7584 | 118.1423 | 53.9338 | 81.4297 | 90 | 93.5428 | 90 | 93.7921 | -114.2 | -117.2421 | -115.3 | -118.9893 | -118.6 | -122.3354 | -118.5 | -122.3373 | 255.0879 | 268.7686
2020-11-21 06:00 | -27 | -28.4605 | 36.722 | 39.3874 | 41.6294 | 42.3408 | -27 | -28.4605 | -124.0184 | 124.3367 | -124.0184 | 124.3367 | 52.2574 | 79.5654 | 90 | 93.7081 | 90.6 | 94.2845 | -113.5 | -116.0931 | -115.9 | -119.2343 | -118.7 | -122.2388 | -118.6 | -122.1897 | 259.6011 | 273.0532
2020-11-21 06:30 | -24 | -25.632 | 34.5567 | 36.7839 | 47.9313 | 48.5302 | -24 | -25.632 | -134.6817 | 135.0638 | -134.6817 | 135.0638 | 41.7772 | 68.3307 | 88.8 | 91.7554 | 90 | 92.9923 | -112.6 | -114.7099 | -115.7 | -118.3701 | -118.4 | -121.1997 | -118 | -120.8737 | 255.6175 | 268.4248
2020-11-21 07:00 | -31 | -32.573 | 32.9883 | 34.415 | 49.3316 | 49.5604 | -31 | -32.28 | -132.5394 | 132.61 | -132.5394 | 132.61 | 38.8993 | 66.3837 | 89.7 | 92.3347 | 90 | 92.7699 | -113.5 | -115.3995 | -117.5 | -119.8862 | -119.9 | -122.3576 | -119.7 | -122.2421 | 271.9133 | 283.4759
2020-11-21 07:30 | -22 | -22.8035 | 39.9332 | 41.0378 | 38.9688 | 39.3155 | -22 | -22.8035 | -117.0546 | 117.1974 | -117.0546 | 117.1974 | 26.912 | 77.2022 | 88.8 | 91.8314 | 88.8 | 91.8314 | -112.8 | -114.9446 | -116.3 | -119.0842 | -120 | -122.9128 | -119 | -121.9149 | 276.4414 | 288.6064
2020-11-21 08:00 | -17 | -18.3848 | 34.0609 | 35.9948 | 31.1924 | 31.7371 | -18 | -18.9737 | -115.3527 | 115.6922 | -115.3527 | 115.6922 | 36.0234 | 82.1966 | 88.2 | 91.3287 | 88.8 | 91.6965 | -112 | -114.179 | -118 | -120.745 | -120.6 | -123.4772 | -120.5 | -123.4226 | 266.2974 | 278.7804
2020-11-21 08:30 | -6 | -9.2195 | 42.1528 | 44.104 | 13.4426 | 15.1817 | -6 | -9.2195 | -86.3047 | 86.8718 | -86.3047 | 86.8718 | 45.5087 | 88.8623 | 88.8 | 91.8314 | 88.8 | 91.6062 | -113.2 | -115.3756 | -116.1 | -118.8247 | -119.1 | -122.0885 | -119 | -121.8173 | 248.8636 | 261.7115
2020-11-21 09:00 | -9 | -11.4018 | 31.8618 | 34.2356 | 19.7651 | 21.3188 | -9 | -12.0416 | -96.808 | 97.3356 | -96.808 | 97.3356 | 54.6497 | 93.0515 | 90.6 | 93.6485 | 89.1 | 91.897 | -112.3 | -114.1919 | -116.2 | -118.6526 | -119.2 | -121.7729 | -119.5 | -122.1696 | 256.85 | 269.3631
2020-11-21 09:30 | -10 | -13.4536 | 31.8563 | 34.6868 | 18.8297 | 21.1096 | -10 | -13.4536 | -81.5295 | 82.5206 | -81.5295 | 82.5206 | 43.6993 | 85.4204 | 90.6 | 93.2093 | 90.3 | 92.9177 | -111.9 | -113.6036 | -116.8 | -119.1209 | -119.7 | -122.0431 | -119.4 | -121.8877 | 254.8066 | 266.067
2020-11-21 10:00 | -11 | -14.2127 | 41.9961 | 43.7221 | 23.1571 | 25.2537 | -11 | -14.2127 | -89.3664 | 90.4976 | -89.3664 | 90.4976 | 51.358 | 84.7963 | 89.1 | 91.5413 | 88.8 | 91.2493 | -113 | -114.6028 | -114.7 | -116.772 | -117.5 | -119.5555 | -117.1 | -119.3181 | 251.1398 | 261.7741
2020-11-21 10:30 | -10 | -13.4536 | 27.7419 | 30.871 | 16.6663 | 19.3902 | -10 | -14.1421 | -97.3778 | 98.2583 | -97.3778 | 98.2583 | 15.6522 | 71.2881 | 86.4 | 89.4347 | 86.1 | 88.9913 | -110.7 | -112.6187 | -118.2 | -120.4361 | -121.2 | -123.534 | -120.6 | -122.9649 | 256.3542 | 263.255
2020-11-21 11:00 | -18 | -20.1246 | 15.865 | 20.1873 | 27.1919 | 28.5772 | -18 | -20.1246 | -98.0073 | 98.5095 | -98.0073 | 98.5095 | 43.0637 | 82.8867 | 90 | 92.4175 | 90.9 | 93.2271 | -112.7 | -114.2904 | -116.7 | -118.7371 | -119.4 | -121.5574 | -119.7 | -121.8897 | 258.6061 | 266.6901
2020-11-21 11:30 | -18 | -20.1246 | 33.3072 | 35.3153 | 30.4967 | 32.0145 | -19 | -21.0238 | -108.5658 | 109.1969 | -108.5658 | 109.1969 | 43.6848 | 84.4524 | 88.8 | 91.2493 | 89.7 | 92.0575 | -112.9 | -114.4563 | -116.3 | -118.3328 | -119.2 | -121.2497 | -118.9 | -121.0102 | 258.3747 | 266.3922
2020-11-21 12:00 | -33 | -34.2053 | 31.079 | 32.1629 | 47.7479 | 48.5781 | -33 | -34.2053 | -139.106 | 139.7459 | -139.106 | 139.7459 | 25.4531 | 77.2646 | 87 | 89.3224 | 87.9 | 90.2362 | -109.9 | -111.463 | -119.1 | -120.9199 | -122.1 | -124.0308 | -121.6 | -123.5387 | 306.6143 | 310.2208
2020-11-21 12:30 | -31 | -32.0156 | 26.2554 | 27.7905 | 49.6354 | 50.3044 | -30 | -31.3209 | -143.4833 | 143.9337 | -143.4833 | 143.9337 | 30.0972 | 80.9609 | 86.7 | 88.8659 | 87.3 | 89.5172 | -110.2 | -111.633 | -116.9 | -118.6324 | -119.9 | -121.7251 | -119.7 | -121.5629 | 348.6215 | 352.9163
2020-11-21 13:00 | -32 | -32.1403 | 34.4253 | 34.5227 | 42.199 | 42.3175 | -32 | -32.1403 | -141.3001 | 141.3617 | -141.3001 | 141.3617 | 16.684 | 90.6053 | 88.5 | 91.3154 | 88.5 | 91.2419 | -110.5 | -112.0215 | -119.8 | -121.8762 | -122.4 | -124.5238 | -122.2 | -124.2905 | 348.4943 | 352.9956
2020-11-21 13:30 | -26 | -26.3059 | 42.6077 | 42.6493 | 39.4573 | 39.5746 | -26 | -26.1725 | -131.1128 | 131.199 | -131.1128 | 131.199 | 19.3098 | 90.2642 | 86.4 | 89.2065 | 87.9 | 90.4439 | -109.2 | -110.9627 | -118.5 | -120.58 | -121.6 | -123.8122 | -121.5 | -123.7328 | 334.111 | 338.4293
2020-11-21 14:00 | -30 | -30.1496 | 37.5753 | 37.8205 | 39.0713 | 39.3461 | -29 | -29.2746 | -121.1982 | 121.3176 | -121.1982 | 121.3176 | -2.8505 | 81.8947 | 85.8 | 88.4771 | 87.3 | 89.8609 | -109.2 | -110.8065 | -119 | -120.9445 | -121.8 | -123.8066 | -121.9 | -123.8246 | 335.3075 | 338.8241
2020-11-21 14:30 | -19 | -19.6469 | 38.3761 | 38.872 | 30.6645 | 31.2485 | -19 | -19.6469 | -106.8644 | 107.1693 | -106.8644 | 107.1693 | 17.692 | 89.7712 | 86.7 | 89.1369 | 86.7 | 89.1369 | -111.4 | -112.8448 | -120 | -121.9108 | -123.1 | -125.0504 | -122.9 | -124.9247 | 363.1637 | 367.4816
2020-11-21 15:00 | -16 | -16.4924 | 27.6118 | 28.611 | 23.9244 | 24.4189 | -15 | -15.5242 | -105.86 | 106.0864 | -105.86 | 106.0864 | 16.5443 | 92.0933 | 86.1 | 88.8415 | 86.1 | 88.8415 | -109.3 | -111.0789 | -119.2 | -121.2067 | -122.4 | -124.6167 | -122.6 | -124.8319 | 370.7842 | 373.3179
2020-11-21 15:30 | 0 | 7.0711 | 68.6496 | 69.0106 | 12.8583 | 16.1713 | 1 | 7 | -81.9413 | 82.8365 | -81.9413 | 82.8365 | 19.6605 | 85.3941 | 86.1 | 88.8415 | 87 | 89.938 | -110.1 | -111.8662 | -119.1 | -121.244 | -122.3 | -124.5373 | -122.1 | -124.3033 | 348.0736 | 352.7939
2020-11-21 16:00 | 2 | 9.2195 | 75.5416 | 75.8598 | 14.2077 | 18.1163 | 2 | 9.2195 | -95.0512 | 96.3476 | -95.0512 | 96.3476 | 4.0623 | 80.6949 | 85.5 | 88.0412 | 85.5 | 88.0412 | -108.5 | -109.9342 | -121 | -122.7747 | -124 | -125.8161 | -123.8 | -125.6531 | 384.8513 | 389.0273
2020-11-21 16:30 | 4 | 10.7703 | 81.5643 | 81.813 | 15.988 | 19.8006 | 3 | 9.4868 | -95.685 | 96.7221 | -95.685 | 96.7221 | -17.1399 | 81.8598 | 84.3 | 87.1741 | 86.7 | 89.1369 | -109.2 | -110.8578 | -121.3 | -123.1733 | -124.3 | -126.1334 | -124.3 | -126.18 | 397.6421 | 401.7181
2020-11-21 17:00 | 14 | 16.1245 | 94.9229 | 95.0385 | 2.0282 | 10.898 | 13 | 15.2643 | -81.9824 | 83.1484 | -81.9824 | 83.1484 | -30.8344 | 80.7062 | 85.5 | 87.8309 | 86.7 | 88.9994 | -109.4 | -111.0685 | -121.9 | -123.6284 | -125.4 | -127.2298 | -125.2 | -126.9822 | 383.5659 | 386.7867
2020-11-21 17:30 | 16 | 17.8885 | 98.6041 | 98.6841 | 3.0785 | 12.1043 | 15 | 17 | -91.5519 | 92.9916 | -91.5519 | 92.9916 | -21.6737 | 69.0202 | 86.1 | 88.9913 | 85.5 | 88.1132 | -109.5 | -111.258 | -121 | -123.3963 | -124.2 | -126.6911 | -124.2 | -126.6714 | 393.5822 | 398.5087
2020-11-21 18:00 | 26 | 27.2029 | 110.8702 | 110.9521 | -8.5806 | 14.3225 | 25 | 26.2488 | -75.8004 | 77.4007 | -75.8004 | 77.4007 | -32.1004 | 78.8743 | 85.5 | 89.052 | 84.9 | 88.227 | -107.1 | -109.2763 | -118.8 | -121.7956 | -121.8 | -124.6708 | -121.9 | -124.7898 | 390.2473 | 395.0083
2020-11-21 18:30 | 29 | 30.0832 | 109.8974 | 110.0794 | -7.8999 | 14.6881 | 30 | 31.3209 | -73.6722 | 75.2287 | -73.6722 | 75.2287 | -29.6954 | 77.8689 | 84.9 | 88.3921 | 84.9 | 88.3091 | -107.8 | -110.042 | -119.9 | -122.772 | -122.7 | -125.7221 | -122.8 | -125.798 | 395.4727 | 400.1749
2020-11-21 19:00 | 23 | 24.3516 | 107.2119 | 107.2255 | -2.4509 | 5.5084 | 22 | 23.4094 | -81.227 | 81.2497 | -81.227 | 81.2497 | -18.0886 | 75.1489 | 85.2 | 88.6803 | 85.2 | 88.6803 | -108.5 | -110.67 | -120.2 | -123.065 | -123.3 | -126.2645 | -123.3 | -126.2861 | 397.583 | 401.814
2020-11-21 19:30 | 9 | 11.4018 | 97.1839 | 97.2378 | 9.9667 | 14.0879 | 9 | 11.4018 | -98.5768 | 99.4442 | -98.5768 | 99.4442 | -10.0721 | 76.2236 | 85.2 | 88.764 | 84.6 | 88.3596 | -107.7 | -110.1285 | -119.7 | -122.6854 | -123 | -125.9716 | -123.1 | -126.2 | 403.0299 | 407.6824
2020-11-21 20:00 | 12 | 13.8924 | 99.4261 | 99.4376 | 9.4824 | 13.4636 | 12 | 13.8924 | -98.6382 | 99.4312 | -98.6382 | 99.4312 | -13.4367 | 79.1049 | 84.9 | 88.7336 | 85.5 | 89.395 | -108.2 | -110.8082 | -119.2 | -122.1976 | -122.2 | -125.2561 | -122.3 | -125.3537 | 398.3138 | 401.8813
2020-11-21 20:30 | 0 | 10 | 89.0803 | 89.2261 | 17.6156 | 21.1797 | 0 | 10 | -107.9562 | 109.0666 | -107.9562 | 109.0666 | -13.8288 | 69.7092 | 86.1 | 89.8824 | 86.7 | 90.1698 | -109.4 | -112.1098 | -119.4 | -122.2838 | -122.5 | -125.4402 | -122.5 | -125.4618 | 367.9796 | 371.4965
2020-11-21 21:00 | 4 | 10.7703 | 89.0603 | 89.3404 | 14.567 | 18.6946 | 4 | 10.7703 | -97.4572 | 98.6489 | -97.4572 | 98.6489 | -13.8456 | 70.0694 | 87.3 | 91.6499 | 86.7 | 90.8965 | -110.7 | -113.8744 | -117.9 | -121.042 | -120.8 | -124.0252 | -120.7 | -123.9278 | 341.6146 | 345.1143
2020-11-21 21:30 | 8 | 12.0416 | 88.3473 | 88.7569 | 10.0642 | 14.5199 | 8 | 12.0416 | -93.6038 | 94.5242 | -93.6038 | 94.5242 | 0.013568 | 73.7987 | 87.9 | 92.0418 | 88.5 | 92.8843 | -110.1 | -113.7289 | -117.3 | -120.807 | -120.3 | -123.936 | -120.4 | -124.0813 | 331.0605 | 335.8998
2020-11-21 22:00 | 4 | 8.0623 | 80.2434 | 80.8256 | 13.4858 | 16.2494 | 3 | 7.6158 | -96.4722 | 96.9312 | -96.4722 | 96.9312 | 20.4953 | 82.7639 | 87.6 | 92.0272 | 87 | 91.643 | -110.4 | -113.3974 | -116.7 | -120.5912 | -119.4 | -123.3086 | -119.7 | -123.6742 | 324.1083 | 327.7131
2020-11-21 22:30 | 2 | 2 | 77.0559 | 77.2062 | 13.2983 | 14.445 | 2 | 2 | -98.2107 | 98.2114 | -98.2107 | 98.2114 | 28.5979 | 86.784 | 87.6 | 91.5787 | 87.6 | 91.4055 | -110.8 | -113.7869 | -116.8 | -120.0167 | -119.5 | -122.8053 | -119.6 | -122.9257 | 315.7981 | 319.9558
2020-11-21 23:00 | 5 | 5.099 | 73.6773 | 74.2903 | 12.4941 | 13.4313 | 9 | 9.0554 | -102.9347 | 103.0278 | -102.9347 | 103.0278 | 28.8293 | 81.1976 | 88.5 | 92.527 | 88.8 | 92.814 | -111.6 | -114.4762 | -116.4 | -119.6044 | -119.2 | -122.4673 | -118.6 | -121.9065 | 300.4926 | 305.3207
2020-11-21 23:30 | 18 | 18.1108 | 85.4884 | 85.8172 | -1.4823 | 5.5283 | 18 | 18.0278 | -91.2376 | 91.2654 | -91.2376 | 91.2654 | 19.6575 | 79.1809 | 88.5 | 92.4399 | 87.9 | 91.6931 | -112.5 | -115.4205 | -116 | -119.2151 | -118.9 | -122.2447 | -118.8 | -122.1242 | 290.6246 | 295.7721
2020-11-22 | 6 | 6.0828 | 76.9817 | 77.3907 | 5.0162 | 7.9117 | 5 | 5.099 | -94.8929 | 94.8947 | -94.8929 | 94.8947 | 24.0602 | 84.3622 | 88.2 | 92.4175 | 88.5 | 92.4399 | -112.2 | -115.3331 | -116 | -119.3786 | -118.9 | -122.433 | -118.8 | -122.3838 | 293.6936 | 298.673
2020-11-22 00:30 | 2 | 2.8284 | 65.421 | 66.292 | 12.5772 | 13.5741 | 2 | 2.8284 | -99.3642 | 99.3647 | -99.3642 | 99.3647 | 31.5398 | 79.7574 | 88.8 | 92.9017 | 89.1 | 93.1011 | -112.6 | -115.8387 | -116.3 | -119.7174 | -119.2 | -122.677 | -118.8 | -122.4805 | 272.5611 | 278.4621
2020-11-22 01:00 | -9 | -10.8167 | 50.9826 | 52.8137 | 24.4147 | 24.9005 | -9 | -10.8167 | -112.3744 | 112.3891 | -112.3744 | 112.3891 | 37.7653 | 76.0848 | 88.2 | 92.5076 | 88.5 | 92.615 | -112.6 | -115.6763 | -116.3 | -119.6466 | -119.2 | -122.6299 | -118.9 | -122.4569 | 267.4956 | 274.5478
2020-11-22 01:30 | -17 | -17.4642 | 42.378 | 44.3506 | 31.6087 | 31.8266 | -17 | -17.4642 | -121.6747 | 121.6977 | -121.6747 | 121.6977 | 43.5003 | 77.2423 | 88.8 | 92.7272 | 88.5 | 92.615 | -112.6 | -115.6535 | -114.6 | -117.9237 | -117.9 | -121.3429 | -117.6 | -121.1469 | 250.9235 | 259.591
2020-11-22 02:00 | -21 | -21.3776 | 38.4472 | 40.5613 | 34.7071 | 34.9553 | -21 | -21.587 | -123.4052 | 123.4603 | -123.4052 | 123.4603 | 51.659 | 83.0723 | 89.1 | 93.2768 | 89.1 | 93.1885 | -113.7 | -116.885 | -116.4 | -119.8621 | -118.7 | -122.1912 | -118.9 | -122.5775 | 254.676 | 263.7494
2020-11-22 02:30 | -12 | -13 | 44.7186 | 46.9465 | 26.7378 | 27.0208 | -13 | -13.9284 | -109.8966 | 109.9812 | -109.8966 | 109.9812 | 52.8219 | 83.0978 | 88.8 | 92.7272 | 89.4 | 93.132 | -112.9 | -116.0886 | -115.3 | -118.6748 | -117.8 | -121.2932 | -117.4 | -121.074 | 246.3462 | 256.7493
2020-11-22 03:00 | -14 | -15.2315 | 44.2623 | 46.6864 | 26.6629 | 27.0066 | -14 | -15.2315 | -105.622 | 105.622 | -105.622 | 105.622 | 58.174 | 87.6435 | 88.8 | 93.0798 | 89.1 | 93.6389 | -113.6 | -117.0962 | -115.7 | -119.4761 | -118.7 | -122.6058 | -118 | -121.9534 | 240.586 | 252.0608
2020-11-22 03:30 | -11 | -12.53 | 51.5576 | 53.5642 | 20.8146 | 21.3242 | -11 | -12.53 | -100.0341 | 100.0349 | -100.0341 | 100.0349 | 59.3213 | 88.7479 | 88.8 | 92.9017 | 89.1 | 93.6524 | -112.5 | -116.0785 | -115.1 | -118.8993 | -117.5 | -121.4951 | -117.4 | -121.5785 | 245.3778 | 256.5492
2020-11-22 04:00 | -1 | -7.0711 | 56.8265 | 58.8391 | 16.343 | 17.5651 | -2 | -7.2801 | -91.6032 | 91.6565 | -91.6032 | 91.6565 | 61.8631 | 90.4089 | 88.5 | 92.9758 | 89.1 | 93.8252 | -111.8 | -115.3508 | -114.8 | -118.6299 | -117.7 | -121.6632 | -117.6 | -121.6684 | 245.0854 | 256.9578
2020-11-22 04:30 | 0 | 7 | 59.1378 | 61.1175 | 13.6626 | 14.939 | 0 | 8 | -89.0538 | 89.0712 | -89.0538 | 89.0712 | 71.425 | 97.9382 | 86.7 | 90.9871 | 88.5 | 92.7039 | -111.1 | -114.24 | -114.5 | -118.0909 | -117.4 | -121.1477 | -117.7 | -121.6379 | 262.2642 | 274.8791
2020-11-22 05:00 | 0 | 6.0828 | 60.0183 | 61.7583 | 13.5637 | 14.6392 | 0 | 7.0711 | -88.5619 | 88.562 | -88.5619 | 88.562 | 79.7428 | 103.2682 | 88.5 | 92.527 | 87.9 | 92.1313 | -111.5 | -114.5317 | -115.8 | -119.4004 | -118.6 | -122.3354 | -118.5 | -122.3373 | 282.8514 | 294.3423
2020-11-22 05:30 | -24 | -24.0208 | 32.4312 | 33.6407 | 38.9988 | 39.9775 | -25 | -25.02 | -123.0239 | 123.3828 | -123.0239 | 123.3828 | 81.1497 | 102.0222 | 87.3 | 91.1181 | 87.6 | 91.6666 | -110.3 | -113.1421 | -115 | -118.3833 | -118.1 | -121.5846 | -117.9 | -121.6078 | 297.6884 | 308.9539
2020-11-22 06:00 | -39 | -39.1152 | 13.0286 | 13.769 | 53.8227 | 55.543 | -39 | -39.0512 | -150.2078 | 151.1176 | -150.2078 | 151.1176 | 64.2361 | 88.756 | 87.6 | 91.9357 | 88.5 | 92.4399 | -111.5 | -114.7461 | -116.5 | -120.1524 | -118.5 | -122.117 | -118.7 | -122.484 | 275.2788 | 285.2628
2020-11-22 06:30 | -55 | -55.2268 | 12.0773 | 12.1766 | 61.4609 | 63.2362 | -55 | -55.2268 | -154.8731 | 155.6361 | -154.8731 | 155.6361 | 48.5654 | 77.0982 | 88.5 | 92.615 | 88.5 | 92.615 | -111.7 | -114.9404 | -115.3 | -118.8425 | -117.8 | -121.3892 | -117.9 | -121.6816 | 261.8629 | 272.0756
2020-11-22 07:00 | -48 | -48.5077 | 7.9979 | 8.3043 | 66.8637 | 68.5246 | -48 | -48.5077 | -160.5295 | 161.1687 | -160.5295 | 161.1687 | 39.8155 | 69.1483 | 87.9 | 91.1176 | 88.8 | 91.9083 | -111.3 | -113.6113 | -115.9 | -118.6293 | -118.8 | -121.5692 | -118.5 | -121.3618 | 280.985 | 290.2468
2020-11-22 07:30 | -43 | -43.1856 | 15.2323 | 15.2663 | 59.4449 | 60.9455 | -43 | -43.1045 | -150.6967 | 151.2592 | -150.6967 | 151.2592 | 29.003 | 64.3802 | 88.5 | 91.3154 | 88.2 | 91.0993 | -111.5 | -113.7093 | -117.1 | -119.7334 | -120.1 | -122.7359 | -119.9 | -122.7422 | 281.7829 | 290.7925
2020-11-22 08:00 | -33 | -33.0606 | 31.5763 | 32.8888 | 44.7855 | 45.0596 | -32 | -32.0624 | -143.5936 | 143.5937 | -143.5936 | 143.5937 | 36.1984 | 71.3184 | 88.5 | 91.3154 | 89.1 | 91.824 | -111.6 | -113.4492 | -116.6 | -118.8662 | -119.3 | -121.6901 | -119.4 | -121.8277 | 295.6107 | 305.7524
2020-11-22 08:30 | -36 | -36.0555 | 18.0794 | 19.3846 | 57.3899 | 57.7131 | -36 | -36.0555 | -161.1886 | 161.213 | -161.1886 | 161.213 | 25.6151 | 66.0587 | 86.1 | 88.8415 | 86.4 | 89.1323 | -110 | -111.7856 | -116.2 | -118.3176 | -118.9 | -121.1807 | -118.8 | -121.0826 | 310.0959 | 317.1634
2020-11-22 09:00 | -49 | -49 | 20.4869 | 21.0255 | 63.2764 | 63.74 | -49 | -49 | -173.4811 | 173.4842 | -173.4811 | 173.4842 | 26.1004 | 63.5434 | 86.1 | 88.8415 | 86.1 | 88.6955 | -109.8 | -111.4132 | -118.4 | -120.3721 | -121.8 | -123.8973 | -121.6 | -123.7006 | 305.202 | 311.9371
2020-11-22 09:30 | -35 | -35.0571 | 31.072 | 31.273 | 56.9109 | 57.1149 | -35 | -35.0571 | -168.5417 | 168.5969 | -168.5417 | 168.5969 | 16.4513 | 62.4113 | 85.8 | 88.1918 | 85.5 | 87.8309 | -108.6 | -109.8706 | -118.3 | -120.4771 | -121.3 | -123.5364 | -121.4 | -123.7302 | 344.0936 | 350.6657
2020-11-22 10:00 | -56 | -56.0803 | 17.0256 | 17.1652 | 71.5838 | 72.0743 | -56 | -56.0357 | -182.7567 | 182.766 | -182.7567 | 182.766 | 7.21 | 60.2865 | 86.7 | 89.7246 | 86.4 | 89.3577 | -110.2 | -112.2396 | -119.8 | -122.2198 | -122.8 | -125.359 | -122.7 | -125.261 | 348.023 | 353.2596
2020-11-22 10:30 | -61 | -61.0082 | 7.5837 | 7.6401 | 76.3362 | 76.7905 | -61 | -61.0082 | -194.7655 | 194.7703 | -194.7655 | 194.7703 | 2.9007 | 59.6608 | 86.7 | 89.7246 | 86.1 | 89.1449 | -108.5 | -110.457 | -117.5 | -119.8074 | -120.7 | -123.0238 | -120.5 | -122.9456 | 366.0256 | 370.4189
2020-11-22 11:00 | -56 | -56 | 6.1178 | 7.5579 | 67.6106 | 67.9367 | -56 | -56 | -158.191 | 158.2028 | -158.191 | 158.2028 | -7.85 | 62.9761 | 86.1 | 89.2231 | 87.3 | 90.3045 | -108.8 | -110.8059 | -118.4 | -120.8279 | -121.4 | -123.8475 | -121.4 | -123.8329 | 367.2283 | 371.5186
2020-11-22 11:30 | -52 | -52 | -3.6477 | 6.7091 | 63.7864 | 64.1651 | -50 | -50 | -144.7683 | 144.7705 | -144.7683 | 144.7705 | 15.3477 | 64.6912 | 85.2 | 88.276 | 85.2 | 88.5158 | -108.1 | -110.2173 | -118.4 | -121.0265 | -121.3 | -123.8697 | -121.4 | -124.0287 | 356.2322 | 361.3089
2020-11-22 12:00 | -44 | -44.0114 | 3.3305 | 7.9223 | 54.5024 | 54.8091 | -44 | -44 | -139.1394 | 139.2385 | -139.1394 | 139.2385 | 36.5519 | 70.639 | 84 | 87.4442 | 84.6 | 88.1883 | -106.4 | -108.5934 | -119.3 | -122.0158 | -122.3 | -125.054 | -122.4 | -125.1937 | 333.5847 | 339.0546
2020-11-22 12:30 | -18 | -18.9737 | 9.6095 | 13.9041 | 26.5667 | 26.9293 | -19 | -20.2485 | -117.3776 | 117.5129 | -117.3776 | 117.5129 | 66.7977 | 90.0244 | 85.5 | 88.724 | 86.4 | 89.7522 | -108.5 | -110.5901 | -118.6 | -121.2063 | -121.6 | -124.2862 | -121.7 | -124.5094 | 317.3581 | 323.3054
2020-11-22 13:00 | -18 | -19.6977 | 22.1834 | 25.2534 | 23.8427 | 25.1473 | -19 | -20.6155 | -111.8428 | 112.6769 | -111.8428 | 112.6769 | 76.0368 | 98.5386 | 86.7 | 89.8809 | 87.3 | 90.4598 | -110.8 | -112.9041 | -119.3 | -121.7897 | -122.4 | -125.0077 | -122 | -124.7189 | 300.7413 | 308.2538
2020-11-22 13:30 | -12 | -17.6918 | 44.5285 | 46.3967 | 23.8724 | 27.0336 | -12 | -17.6918 | -121.4256 | 123.1069 | -121.4256 | 123.1069 | 70.02 | 94.4683 | 87.3 | 90.3045 | 87.6 | 90.5185 | -109.2 | -111.1446 | -117 | -119.5582 | -119.8 | -122.4217 | -119.9 | -122.7003 | 312.2905 | 321.0615
2020-11-22 14:00 | -27 | -30.4138 | 45.7792 | 47.1585 | 42.6681 | 45.0482 | -27 | -30.4138 | -129.2632 | 130.8854 | -129.2632 | 130.8854 | 8.5095 | 63.4983 | 86.7 | 89.0677 | 87 | 89.4287 | -108.6 | -109.9536 | -119.5 | -121.4364 | -122.5 | -124.4953 | -122.7 | -124.7279 | 355.2248 | 360.8173
2020-11-22 14:30 | -28 | -30.8707 | 45.4897 | 47.0289 | 37.6458 | 39.8713 | -27 | -30.4138 | -129.2076 | 130.7889 | -129.2076 | 130.7889 | -11.6469 | 44.5351 | 84.9 | 87.2469 | 85.5 | 87.9701 | -108.8 | -110.2143 | -121.5 | -123.6023 | -124.9 | -127.0547 | -124.8 | -126.9564 | 404.3055 | 409.6974
2020-11-22 15:00 | -37 | -37.2156 | 34.47 | 34.4944 | 53.02 | 53.0929 | -37 | -37.2156 | -172.3567 | 172.7407 | -172.3567 | 172.7407 | -16.3983 | 54.2946 | 83.4 | 86.4604 | 83.7 | 86.6714 | -105 | -106.5362 | -120.1 | -122.5139 | -123.3 | -125.7497 | -123.4 | -125.8871 | 413.856 | 418.5573
2020-11-22 15:30 | -43 | -43.1045 | 43.8651 | 44.1956 | 59.2111 | 59.3126 | -43 | -43.1045 | -182.4956 | 183.1263 | -182.4956 | 183.1263 | -7.5726 | 52.2072 | 85.5 | 87.6955 | 85.2 | 87.4705 | -108.6 | -109.938 | -119.9 | -121.9016 | -123.2 | -125.3102 | -123 | -125.1136 | 429.8979 | 436.3056
2020-11-22 16:00 | -57 | -57.5587 | 28.7855 | 32.9439 | 80.3954 | 81.2119 | -60 | -60.407 | -223.1945 | 223.2259 | -223.1945 | 223.2259 | -35.6174 | 71.4788 | 84 | 87.3613 | 84.3 | 87.7324 | -106.9 | -108.9625 | -119 | -121.8501 | -122.3 | -125.1906 | -122.2 | -125.0281 | 441.0737 | 444.1113
2020-11-22 16:30 | -50 | -50.01 | 43.4069 | 44.6046 | 70.4833 | 70.7142 | -49 | -49.0102 | -212.8587 | 213.1358 | -212.8587 | 213.1358 | -48.9145 | 74.9618 | 84 | 87.0393 | 85.2 | 88.198 | -106.8 | -108.7309 | -118.9 | -121.667 | -121.9 | -124.6628 | -122 | -124.8237 | 428.9405 | 433.321
2020-11-22 17:00 | -32 | -32.0624 | 62.6384 | 62.648 | 51.4905 | 51.5696 | -32 | -32.1403 | -183.8377 | 184.4604 | -183.8377 | 184.4604 | -67.877 | 85.8748 | 84.6 | 87.4643 | 85.5 | 88.411 | -106 | -107.9317 | -117.9 | -120.4391 | -120.9 | -123.6167 | -121.3 | -123.9308 | 408.6735 | 412.9099
2020-11-22 17:30 | -17 | -18.7883 | 74.3763 | 74.3779 | 36.9284 | 37.6001 | -16 | -17.8885 | -158.4898 | 159.3797 | -158.4898 | 159.3797 | -70.8804 | 90.2891 | 83.1 | 86.4135 | 83.4 | 86.7846 | -106 | -108.1784 | -118.3 | -121.0594 | -121.8 | -124.6071 | -121.5 | -124.1321 | 404.8294 | 407.2429
2020-11-22 18:00 | -18 | -19.6977 | 70.8972 | 70.9807 | 37.6525 | 38.6324 | -17 | -18.7883 | -149.6776 | 150.6217 | -149.6776 | 150.6217 | -31.5093 | 70.6188 | 84.6 | 88.0207 | 85.2 | 88.6803 | -107.8 | -110.1641 | -119.9 | -122.8049 | -122.7 | -125.7878 | -123 | -126.1913 | 425.4108 | 429.0573
2020-11-22 18:30 | -13 | -14.7648 | 70.8912 | 70.9325 | 29.6481 | 29.9534 | -14 | -15.6525 | -135.479 | 135.625 | -135.479 | 135.625 | -31.8532 | 64.7577 | 82.8 | 86.5499 | 83.4 | 86.868 | -106.2 | -108.6199 | -117.6 | -120.9339 | -120.7 | -124.1116 | -120.8 | -124.2322 | 401.4897 | 404.8913
2020-11-22 19:00 | 10 | 14.1421 | 85.0621 | 85.7197 | 14.0521 | 18.003 | 10 | 14.1421 | -113.6097 | 115.3009 | -113.6097 | 115.3009 | -2.8523 | 59.5831 | 84.3 | 87.9005 | 84.3 | 87.986 | -106.2 | -108.6409 | -117.8 | -121.2695 | -120.9 | -124.45 | -120.7 | -124.1818 | 417.1298 | 423.8807
2020-11-22 19:30 | 19 | 22.4722 | 102.071 | 102.6763 | -0.1497 | 13.4009 | 19 | 22.4722 | -90.399 | 93.4058 | -90.399 | 93.4058 | -5.5696 | 58.2961 | 84.6 | 88.4466 | 84.9 | 88.7133 | -106.7 | -109.3439 | -117.3 | -120.8077 | -120.3 | -123.9358 | -120.5 | -124.2268 | 380.0108 | 386.9004
2020-11-22 20:00 | 14 | 17.2047 | 101.8342 | 101.9122 | -0.005116 | 6.3489 | 14 | 17.8045 | -90.8179 | 91.3969 | -90.8179 | 91.3969 | -4.351 | 56.7173 | 85.2 | 89.1081 | 84.9 | 88.9099 | -107.3 | -110.2343 | -116.9 | -120.6138 | -120.2 | -124.0339 | -120.2 | -123.9847 | 368.8894 | 374.4377
2020-11-22 20:30 | 13 | 17.6918 | 90.3416 | 90.5525 | 9.1018 | 11.5381 | 13 | 17.6918 | -102.835 | 103.0416 | -102.835 | 103.0416 | 10.2723 | 79.8872 | 84.9 | 88.4761 | 85.5 | 89.1364 | -108.9 | -111.1901 | -118.3 | -120.864 | -121.4 | -124.1396 | -121.2 | -123.9574 | 364.3619 | 366.8738
2020-11-22 21:00 | 0 | 11 | 76.06 | 76.3151 | 19.4644 | 20.1007 | 0 | 11 | -113.2079 | 113.231 | -113.2079 | 113.231 | 10.9311 | 78.2387 | 86.4 | 90.1698 | 86.1 | 89.8824 | -109.3 | -111.9039 | -117.4 | -120.288 | -120.4 | -123.2708 | -120.3 | -123.3146 | 333.3542 | 335.8789
2020-11-22 21:30 | -9 | -10.8167 | 65.7363 | 66.2828 | 27.6515 | 28.4324 | -10 | -11.6619 | -126.5032 | 126.8027 | -126.5032 | 126.8027 | 7.0161 | 76.4196 | 87 | 91.0049 | 86.1 | 90.0565 | -110.8 | -113.9716 | -116.6 | -119.8683 | -119.4 | -122.7311 | -119.3 | -122.7036 | 283.0788 | 287.2177
2020-11-22 22:00 | -9 | -11.4018 | 62.4091 | 63.245 | 27.1853 | 28.0488 | -9 | -11.4018 | -122.3724 | 122.6516 | -122.3724 | 122.6516 | -1.0324 | 79.1138 | 87.3 | 91.8343 | 88.5 | 93.1615 | -112.3 | -115.9094 | -116 | -119.7666 | -118.9 | -122.8496 | -118.5 | -122.3405 | 247.3748 | 254.1042
2020-11-22 22:30 | 2 | 12.1655 | 72.9398 | 74.8041 | 13.3967 | 18.1218 | 2 | 12.1655 | -105.8311 | 106.7948 | -105.8311 | 106.7948 | -0.50971 | 57.4936 | 86.4 | 90.4315 | 85.5 | 89.395 | -109.2 | -112.07 | -112 | -115.0694 | -114.6 | -117.8068 | -114.3 | -117.4879 | 218.2755 | 227.9055
2020-11-22 23:00 | -9 | -12.7279 | 59.4699 | 60.9119 | 26.0493 | 27.3266 | -8 | -12.0416 | -128.4225 | 128.7752 | -128.4225 | 128.7752 | 6.0427 | 60.4194 | 89.7 | 93.8501 | 89.7 | 93.9388 | -113.4 | -116.6846 | -114.5 | -118.0178 | -117.2 | -120.8313 | -117.1 | -120.857 | 214.8794 | 222.9739
2020-11-22 23:30 | 0 | 8 | 65.3248 | 66.75 | 19.0366 | 20.8735 | 0 | 9 | -125.2979 | 125.9454 | -125.2979 | 125.9454 | -2.5663 | 57.113 | 88.8 | 92.5562 | 88.8 | 92.6412 | -113.4 | -116.4098 | -114.6 | -117.7837 | -117.3 | -120.5956 | -116.8 | -120.0628 | 224.1813 | 233.7116
2020-11-23 | -7 | -9.2195 | 57.8224 | 58.2835 | 24.5465 | 25.2609 | -7 | -9.2195 | -126.7336 | 126.7342 | -126.7336 | 126.7342 | 8.5994 | 64.8332 | 88.8 | 92.9017 | 89.4 | 93.4754 | -112.9 | -116.2745 | -114.6 | -118.1391 | -117.3 | -120.8798 | -117 | -120.7108 | 224.6063 | 232.5093
2020-11-23 00:30 | -30 | -30.0167 | 34.9105 | 35.1309 | 45.324 | 46.4501 | -29 | -29.0172 | -151.784 | 152.0614 | -151.784 | 152.0614 | 38.2272 | 99.9173 | 88.8 | 93.4465 | 88.8 | 93.4465 | -113.5 | -117.1463 | -115.5 | -119.5878 | -118.2 | -122.3511 | -118.4 | -122.8593 | 257.8611 | 271.2503
2020-11-23 01:00 | -36 | -36.6742 | 21.5623 | 21.6955 | 56.2917 | 58.2693 | -37 | -37.4833 | -162.6925 | 163.7257 | -162.6925 | 163.7257 | 72.2555 | 114.6835 | 90.6 | 94.2845 | 91.5 | 94.9868 | -115.2 | -117.8264 | -118.7 | -122.0969 | -122 | -125.5395 | -121.6 | -125.2941 | 305.5605 | 322.0281
2020-11-23 01:30 | -33 | -33.3766 | 27.642 | 27.7033 | 48.8414 | 50.6746 | -35 | -35.2278 | -150.9293 | 151.5405 | -150.9293 | 151.5405 | 78.205 | 120.7793 | 93.9 | 97.6222 | 91.2 | 95.028 | -118.9 | -122.0468 | -122.5 | -126.2157 | -125 | -129.0049 | -124.5 | -128.6934 | 289.2895 | 306.5827
2020-11-23 02:00 | -45 | -45.5412 | 17.4137 | 17.5974 | 58.929 | 60.8419 | -44 | -44.5533 | -152.9863 | 153.5845 | -152.9863 | 153.5845 | 82.2462 | 121.9849 | 92.7 | 96.4685 | 92.4 | 96.5203 | -118.5 | -121.6491 | -121.4 | -125.1971 | -124.2 | -128.1569 | -124.2 | -128.3062 | 284.0997 | 301.1573
2020-11-23 02:30 | -39 | -39.3192 | 22.8377 | 22.8726 | 54.0087 | 55.9311 | -39 | -39.3192 | -152.6972 | 153.438 | -152.6972 | 153.438 | 86.5925 | 127.3072 | 98.1 | 102.0728 | 98.4 | 102.4442 | -125.1 | -128.7171 | -127.6 | -131.7732 | -129.5 | -133.8131 | -129.9 | -134.3777 | 266.4973 | 283.9674
2020-11-23 03:00 | -36 | -36.3456 | 25.2466 | 25.2614 | 51.7807 | 53.6946 | -37 | -37.3363 | -151.0268 | 152.0193 | -151.0268 | 152.0193 | 86.162 | 127.169 | 99 | 102.8563 | 98.7 | 102.5675 | -125.6 | -129.2266 | -127.6 | -131.8736 | -130.5 | -134.8356 | -130.3 | -134.8671 | 260.1817 | 278.2036
2020-11-23 03:30 | -23 | -23.1948 | 37.5586 | 37.6128 | 40.9223 | 42.6755 | -23 | -23.1948 | -133.9881 | 134.6361 | -133.9881 | 134.6361 | 82.4334 | 125.2723 | 98.7 | 102.7324 | 98.4 | 102.528 | -125.2 | -128.909 | -127.4 | -131.8736 | -131.6 | -136.0979 | -130.1 | -134.7257 | 255.5104 | 273.6614
2020-11-23 04:00 | -13 | -13.0384 | 51.7684 | 51.9161 | 28.8099 | 30.3668 | -13 | -13.0384 | -117.3172 | 117.6931 | -117.3172 | 117.6931 | 83.2349 | 125.0929 | 104.4 | 107.9867 | 102 | 105.7469 | -130.3 | -133.8907 | -132.1 | -136.2816 | -135.1 | -139.3386 | -134.9 | -139.2195 | 255.7868 | 274.3987
2020-11-23 04:30 | -15 | -15.0333 | 53.3228 | 53.5559 | 31.3052 | 31.8952 | -16 | -16 | -123.9022 | 123.9264 | -123.9022 | 123.9264 | 80.4207 | 121.7046 | 105.3 | 109.825 | 105.6 | 109.9442 | -132 | -136.587 | -133.4 | -138.7617 | -136.4 | -141.9765 | -135.9 | -141.6081 | 258.9775 | 275.3391
2020-11-23 05:00 | -11 | -11.4018 | 60.9214 | 60.9641 | 29.196 | 31.1113 | -12 | -12.3693 | -121.1966 | 121.5496 | -121.1966 | 121.5496 | 66.9564 | 114.8646 | 110.7 | 116.1314 | 110.7 | 116.3141 | -137.8 | -144.0585 | -139.3 | -146.2048 | -142.3 | -149.4583 | -142 | -149.2957 | 263.8617 | 273.5621
2020-11-23 05:30 | -11 | -12.083 | 69.9234 | 70.0232 | 25.1098 | 26.6216 | -10 | -11.1803 | -121.5857 | 121.6338 | -121.5857 | 121.6338 | 56.3324 | 93.2223 | 119.1 | 122.393 | 120.6 | 123.9218 | -150.7 | -155.2715 | -151.6 | -157.3371 | -155.4 | -161.4429 | -155.3 | -161.4818 | 265.01 | 276.5056
2020-11-23 06:00 | -9 | -10.2956 | 72.1676 | 72.1842 | 29.7786 | 30.5476 | -8 | -9.434 | -130.8722 | 131.3062 | -130.8722 | 131.3062 | 41.5375 | 83.1055 | 120 | 122.1468 | 119.7 | 122.0237 | -150.8 | -153.7357 | -152.8 | -156.735 | -156.5 | -160.5202 | -156.1 | -160.1526 | 282.9553 | 293.7897
2020-11-23 06:30 | -25 | -25.318 | 66.8113 | 67.5982 | 43.0644 | 43.9165 | -25 | -25.318 | -146.6899 | 146.7038 | -146.6899 | 146.7038 | 38.7701 | 76.307 | 116.7 | 118.6821 | 118.2 | 120.2667 | -146.5 | -148.7718 | -152.1 | -155.4504 | -155.8 | -159.2565 | -156.1 | -159.6542 | 358.8731 | 366.2983
2020-11-23 07:00 | -46 | -46.0109 | 40.0044 | 42.6548 | 68.7892 | 69.4003 | -46 | -46.0109 | -182.8253 | 182.8588 | -182.8253 | 182.8588 | 24.2321 | 72.3482 | 118.2 | 120.1574 | 117.9 | 120.0277 | -147.1 | -149.5394 | -153 | -156.0116 | -156.8 | -159.8739 | -157.1 | -160.2862 | 399.1294 | 405.2124
2020-11-23 07:30 | -60 | -60.2993 | 15.6798 | 21.8328 | 84.0018 | 84.7293 | -60 | -60.208 | -208.4059 | 208.4366 | -208.4059 | 208.4366 | 6.7209 | 80.5803 | 118.8 | 120.9119 | 120 | 122.0912 | -150.8 | -153.8535 | -155.8 | -158.7382 | -159.4 | -162.4247 | -159.2 | -162.2285 | 354.9822 | 358.8271
2020-11-23 08:00 | -76 | -76.7919 | 11.4707 | 25.6502 | 96.6147 | 97.6846 | -77 | -77.7817 | -224.4088 | 224.4091 | -224.4088 | 224.4091 | 10.935 | 83.0229 | 120 | 122.1468 | 120.6 | 122.7363 | -152 | -154.8553 | -159.6 | -162.5304 | -163.4 | -166.1978 | -163.1 | -166.0199 | 379.7744 | 383.0843
2020-11-23 08:30 | -83 | -84.1724 | 8.563 | 27.0792 | 101.7234 | 102.9779 | -83 | -84.0119 | -229.2725 | 229.2805 | -229.2725 | 229.2805 | 5.394 | 70.5272 | 123.6 | 126.0832 | 121.8 | 124.4407 | -154.5 | -158.6842 | -161 | -165.3323 | -165.1 | -169.6438 | -164.9 | -169.4032 | 393.5051 | 395.7758
2020-11-23 09:00 | -90 | -91.7823 | 8.3977 | 33.2893 | 109.3953 | 111.254 | -90 | -91.7823 | -241.5536 | 241.7909 | -241.5536 | 241.7909 | -4.5308 | 69.3925 | 123 | 126.0586 | 123.6 | 126.6441 | -156.2 | -160.7322 | -161.4 | -166.0216 | -165.4 | -170.2184 | -164.9 | -169.6821 | 367.2592 | 369.5214
2020-11-23 09:30 | -92 | -93.0591 | 7.4462 | 29.8666 | 109.9387 | 111.154 | -91 | -92.0706 | -229.6887 | 229.7995 | -229.6887 | 229.7995 | 0.78179 | 69.6352 | 124.8 | 127.6242 | 124.2 | 127.1009 | -155.8 | -159.7933 | -162.2 | -166.456 | -166.3 | -170.721 | -166 | -170.3836 | 382.641 | 384.9122
2020-11-23 10:00 | -91 | -92.7631 | 0.56207 | 23.1167 | 109.8654 | 110.5666 | -92 | -93.7443 | -227.7534 | 227.7542 | -227.7534 | 227.7542 | -7.9687 | 77.7598 | 124.5 | 127.6538 | 125.4 | 128.6647 | -156.9 | -161.6263 | -164 | -168.8076 | -167.7 | -172.6868 | -167.7 | -172.6392 | 369.2266 | 369.971
2020-11-23 10:30 | -102 | -102.7035 | -2.7631 | 26.9521 | 122.2338 | 122.7859 | -103 | -103.5857 | -235.5843 | 235.5849 | -235.5843 | 235.5849 | 5.9962 | 79.2091 | 125.1 | 129.0049 | 126.3 | 130.025 | -158 | -163.6422 | -164.8 | -170.3175 | -168.7 | -174.3942 | -168.3 | -174.0327 | 368.0331 | 368.8544
2020-11-23 11:00 | -98 | -98.6154 | -1.3293 | 23.6368 | 114.3348 | 114.9985 | -98 | -98.5089 | -220.847 | 220.8589 | -220.847 | 220.8589 | 6.2686 | 78.5875 | 125.4 | 129.518 | 125.7 | 129.8054 | -156.9 | -162.0929 | -165.4 | -170.8479 | -169.6 | -175.3155 | -169.5 | -175.1934 | 365.6868 | 366.415
2020-11-23 11:30 | -99 | -99.6092 | -14.3105 | 27.0472 | 116.3546 | 117.159 | -98 | -98.6154 | -226.3143 | 226.3744 | -226.3143 | 226.3744 | 16.8104 | 73.1714 | 126 | 129.592 | 126 | 129.7336 | -158.2 | -162.9843 | -167.8 | -173.1281 | -172.4 | -178.151 | -171.8 | -177.4531 | 377.2055 | 378.0782
2020-11-23 12:00 | -95 | -96.8814 | -22.4003 | 35.6636 | 107.9011 | 109.9697 | -93 | -94.921 | -204.4874 | 205.1464 | -204.4874 | 205.1464 | 11.3905 | 68.8264 | 125.4 | 128.7322 | 125.4 | 128.6647 | -157 | -161.6279 | -164.3 | -169.8591 | -168.1 | -173.9932 | -167.6 | -173.4328 | 340.1005 | 341.1883
2020-11-23 12:30 | -91 | -92.7631 | -13.2809 | 30.8835 | 104.8094 | 106.6488 | -90 | -91.5915 | -195.5896 | 196.1641 | -195.5896 | 196.1641 | 16.41 | 69.875 | 126.3 | 129.542 | 126 | 128.9236 | -157 | -161.5333 | -164 | -169.5142 | -168 | -173.7378 | -167.3 | -172.9893 | 339.9514 | 341.6611
2020-11-23 13:00 | -86 | -88.0738 | -5.5821 | 30.2333 | 96.2187 | 98.91 | -87 | -89.0505 | -180.6429 | 181.5851 | -180.6429 | 181.5851 | 33.076 | 75.2904 | 126 | 129.3845 | 126.3 | 129.8837 | -156.6 | -161.4317 | -164.2 | -169.9414 | -168.2 | -174.1934 | -167.9 | -173.9559 | 326.9817 | 328.4185
2020-11-23 13:30 | -87 | -89.0505 | -30.3106 | 39.3799 | 98.2028 | 100.7953 | -86 | -88.0738 | -187.5323 | 188.2716 | -187.5323 | 188.2716 | 36.0739 | 97.799 | 126.6 | 130.9829 | 127.2 | 131.7174 | -159.2 | -165.4105 | -164.8 | -171.3163 | -168.6 | -175.382 | -168.4 | -175.2727 | 309.4704 | 309.9816
2020-11-23 14:00 | -88 | -89.2693 | -36.2253 | 41.6308 | 100.8306 | 102.5328 | -88 | -89.2693 | -191.2103 | 191.5723 | -191.2103 | 191.5723 | 40.2378 | 98.2657 | 123.3 | 127.5625 | 123.6 | 127.8525 | -154.8 | -160.7418 | -160 | -166.3165 | -164.4 | -171.0415 | -164.1 | -170.8364 | 309.3884 | 310.5382
2020-11-23 14:30 | -102 | -103.7545 | -44.9592 | 51.2072 | 106.4557 | 108.8824 | -100 | -101.789 | -203.5332 | 204.3795 | -203.5332 | 204.3795 | 19.1866 | 90.0366 | 120.9 | 125.4822 | 120.9 | 125.7261 | -151.5 | -157.69 | -157.3 | -163.5553 | -161.5 | -168.1721 | -161 | -167.6084 | 295.7622 | 296.7702
2020-11-23 15:00 | -100 | -101.9804 | -35.1465 | 42.1436 | 110.1143 | 112.0753 | -99 | -101 | -210.2618 | 210.9093 | -210.2618 | 210.9093 | 25.3382 | 95.2467 | 127.5 | 131.4058 | 128.1 | 132.2078 | -158.6 | -164.7247 | -163.1 | -170 | -166.9 | -174.0007 | -166.7 | -173.7806 | 293.1199 | 294.1062
2020-11-23 15:30 | -95 | -96.3379 | -30.675 | 36.7653 | 106.455 | 108.2187 | -95 | -96.3379 | -210.6464 | 211.248 | -210.6464 | 211.248 | 30.8087 | 94.4849 | 127.2 | 131.1147 | 127.8 | 131.8431 | -159.7 | -165.4659 | -163.7 | -170.3965 | -167.6 | -174.588 | -167.8 | -174.8923 | 312.2379 | 313.6899
2020-11-23 16:00 | -92 | -93.5575 | -13.7696 | 26.6602 | 108.0349 | 109.6752 | -92 | -93.5575 | -214.066 | 214.6701 | -214.066 | 214.6701 | 27.2786 | 92.6212 | 127.2 | 131.0423 | 128.4 | 132.0658 | -160.7 | -166.3535 | -166 | -172.58 | -169.7 | -176.6048 | -169.9 | -176.6869 | 315.8669 | 317.6836
2020-11-23 16:30 | -99 | -100.6231 | -12.5837 | 26.2431 | 114.8862 | 116.4515 | -100 | -101.4347 | -230.0428 | 230.5645 | -230.0428 | 230.5645 | 21.4426 | 91.9708 | 132.9 | 135.6149 | 132.6 | 135.2025 | -167 | -171.888 | -172.1 | -177.8909 | -176.3 | -182.3803 | -176.1 | -182.187 | 331.8829 | 333.3099
2020-11-23 17:00 | -92 | -93.5575 | -4.2684 | 23.9363 | 109.3885 | 111.0812 | -90 | -91.4112 | -229.5003 | 230.0089 | -229.5003 | 230.0089 | 11.8453 | 92.1679 | 133.5 | 136.1438 | 134.1 | 136.7911 | -166.4 | -171.0471 | -172.4 | -178.0756 | -177.1 | -183.0522 | -177.5 | -183.5865 | 348.912 | 350.8758
2020-11-23 17:30 | -77 | -77.9295 | 12.9908 | 22.0926 | 94.003 | 95.2883 | -77 | -78.0897 | -210.0278 | 210.2493 | -210.0278 | 210.2493 | 17.4044 | 92.0724 | 134.7 | 137.3794 | 134.7 | 137.4986 | -168.8 | -173.5906 | -174.9 | -180.7973 | -178.9 | -185.0217 | -178.9 | -185.0473 | 357.6419 | 359.9759
2020-11-23 18:00 | -66 | -66.4831 | 23.245 | 27.4816 | 83.7694 | 84.6524 | -66 | -66.4831 | -202.3166 | 202.4131 | -202.3166 | 202.4131 | 27.6221 | 99.5332 | 134.1 | 137.033 | 133.2 | 136.203 | -168.4 | -173.4857 | -173.6 | -179.694 | -177.3 | -183.6044 | -177.2 | -183.5861 | 348.0261 | 351.1062
2020-11-23 18:30 | -53 | -53.0848 | 38.6592 | 39.7381 | 68.69 | 69.2868 | -54 | -54.0833 | -184.9853 | 185.0008 | -184.9853 | 185.0008 | 34.5076 | 104.2666 | 135 | 138.3586 | 133.8 | 137.2545 | -168.3 | -174.3159 | -173.9 | -181.0563 | -177.7 | -185.2173 | -177 | -184.396 | 340.012 | 342.8011
2020-11-23 19:00 | -48 | -48.0416 | 44.4613 | 45.227 | 68.1161 | 68.4344 | -46 | -46.0109 | -182.0853 | 182.0948 | -182.0853 | 182.0948 | 45.7658 | 109.0327 | 135.6 | 139.2663 | 134.4 | 138.1802 | -168.3 | -174.3681 | -173.9 | -180.4562 | -177.8 | -184.5887 | -177.5 | -184.2461 | 343.1463 | 344.3561
2020-11-23 19:30 | -46 | -46.0109 | 50.0823 | 50.8134 | 66.7812 | 67.0116 | -45 | -45.0111 | -184.7483 | 184.7541 | -184.7483 | 184.7541 | 37.3873 | 105.6291 | 134.7 | 138.3342 | 135 | 138.7639 | -169.5 | -175.7891 | -174.5 | -180.9814 | -178.2 | -184.7611 | -178 | -184.6744 | 318.6663 | 320.4029
2020-11-23 20:00 | -48 | -48.0937 | 49.7168 | 51.0969 | 68.4476 | 68.7985 | -48 | -48.0104 | -187.8454 | 187.8454 | -187.8454 | 187.8454 | 30.2001 | 101.6279 | 135.3 | 138.9185 | 135.9 | 139.7089 | -168.9 | -175.2373 | -173.2 | -179.6218 | -177 | -183.7108 | -176.8 | -183.5987 | 300.1812 | 301.303
2020-11-23 20:30 | -33 | -33.0606 | 59.6041 | 60.483 | 55.4413 | 55.9303 | -34 | -34.0147 | -162.2721 | 162.2762 | -162.2721 | 162.2762 | 37.7019 | 105.956 | 135.3 | 139.3377 | 136.8 | 140.7946 | -170.2 | -177.1131 | -173 | -179.9699 | -177.2 | -184.3655 | -176.7 | -183.9683 | 275.2573 | 276.7155
2020-11-23 21:00 | -36 | -36.0139 | 54.7133 | 55.1479 | 56.2608 | 56.5985 | -36 | -36.0139 | -155.9431 | 155.9433 | -155.9431 | 155.9433 | 52.0623 | 114.3657 | 136.5 | 141.5574 | 136.8 | 141.7677 | -169 | -177.3265 | -171.5 | -179.7107 | -175.6 | -184.1017 | -175 | -183.6505 | 257.0024 | 259.2864
2020-11-23 21:30 | -33 | -33.0606 | 63.1072 | 63.5606 | 43.3879 | 44.3119 | -33 | -33.0606 | -137.5665 | 137.6645 | -137.5665 | 137.6645 | 63.0178 | 121.897 | 137.7 | 142.6364 | 136.5 | 141.5574 | -170.7 | -179.1587 | -172 | -180.3376 | -175.9 | -184.7513 | -175.7 | -184.4998 | 247.1627 | 249.9981
2020-11-23 22:00 | -24 | -24 | 57.9678 | 58.0288 | 43.6771 | 44.2293 | -24 | -24 | -135.4594 | 135.536 | -135.4594 | 135.536 | 77.0292 | 127.8695 | 136.2 | 141.9241 | 136.2 | 142.0087 | -169 | -177.8176 | -169.9 | -178.8634 | -174 | -183.2546 | -173.6 | -183.001 | 238.8409 | 243.8013
2020-11-23 22:30 | -34 | -34.1321 | 47.607 | 47.9107 | 51.2347 | 52.1513 | -33 | -33.0606 | -150.4104 | 150.5961 | -150.4104 | 150.5961 | 84.6792 | 130.483 | 129.9 | 135.288 | 130.5 | 135.6985 | -162.1 | -170.1754 | -163.1 | -171.5262 | -166 | -174.7801 | -166 | -174.8423 | 244.1901 | 250.2334
2020-11-23 23:00 | -22 | -22.0907 | 56.0572 | 56.138 | 39.5072 | 40.8281 | -22 | -22.0907 | -137.5563 | 137.7672 | -137.5563 | 137.7672 | 77.293 | 124.9453 | 122.4 | 128.3723 | 122.7 | 128.3905 | -152.8 | -161.1501 | -153.3 | -161.7512 | -156.8 | -165.5151 | -156.4 | -165.2973 | 228.1443 | 235.5068
2020-11-23 23:30 | -21 | -21.3776 | 58.5634 | 58.7291 | 36.4713 | 38.2462 | -20 | -20.3961 | -143.6647 | 143.8863 | -143.6647 | 143.8863 | 62.0462 | 113.605 | 120.9 | 126.4937 | 120.9 | 126.4058 | -153.1 | -161.12 | -153.3 | -161.435 | -157 | -165.482 | -156.5 | -165.103 | 237.2581 | 243.8839
2020-11-24 | -25 | -25.318 | 49.7292 | 49.8442 | 41.2676 | 43.0098 | -25 | -25.318 | -141.9097 | 142.3231 | -141.9097 | 142.3231 | 67.0222 | 116.8332 | 123.6 | 128.9906 | 123.9 | 129.5378 | -155.4 | -163.5547 | -155.3 | -163.585 | -159.2 | -167.7905 | -158.7 | -167.4433 | 221.5876 | 229.3996
2020-11-24 00:30 | -22 | -22.3607 | 49.5272 | 49.5744 | 38.2124 | 40.179 | -22 | -22.3607 | -132.2694 | 132.9507 | -132.2694 | 132.9507 | 75.5041 | 123.5726 | 124.2 | 130.1793 | 124.2 | 129.9125 | -154.8 | -163.1735 | -154.3 | -162.8266 | -157.9 | -166.7173 | -157.6 | -166.627 | 214.1501 | 222.8449
2020-11-24 01:00 | -21 | -21.3776 | 48.1706 | 48.1717 | 37.8034 | 39.5705 | -21 | -21.2132 | -130.6417 | 131.315 | -130.6417 | 131.315 | 86.2573 | 129.3673 | 123.9 | 130.0745 | 123.6 | 130.0662 | -154.2 | -163.415 | -153.7 | -163.1099 | -157.3 | -167.0381 | -156.5 | -166.4546 | 223.2473 | 230.3489
2020-11-24 01:30 | -19 | -19.105 | 52.5487 | 52.6283 | 30.8748 | 32.296 | -18 | -18.1108 | -119.8981 | 120.3444 | -119.8981 | 120.3444 | 101.7917 | 136.5899 | 123.9 | 130.3513 | 123.9 | 130.2584 | -155.3 | -164.3549 | -154.6 | -163.7925 | -157.8 | -167.0774 | -157.7 | -167.281 | 224.7754 | 232.2954
2020-11-24 02:00 | -9 | -9 | 57.8513 | 57.9659 | 23.9892 | 25.6991 | -9 | -9 | -104.4578 | 104.8952 | -104.4578 | 104.8952 | 101.0294 | 136.4609 | 123.3 | 129.4117 | 123.9 | 130.0745 | -154.2 | -163.0541 | -153.7 | -162.7779 | -157.2 | -166.6431 | -156.9 | -166.5605 | 214.4206 | 223.0804
2020-11-24 02:30 | -7 | -7 | 56.0865 | 56.3274 | 24.0467 | 25.3186 | -8 | -8 | -106.2895 | 106.58 | -106.2895 | 106.58 | 106.9329 | 133.9212 | 122.7 | 128.5685 | 124.5 | 130.2874 | -154.9 | -163.523 | -154.1 | -162.7654 | -157.4 | -166.3064 | -157 | -166.0923 | 206.5699 | 213.4422
2020-11-24 03:00 | -3 | -3.1623 | 57.4859 | 57.9452 | 22.2701 | 22.9536 | -3 | -3.1623 | -101.8939 | 102.0144 | -101.8939 | 102.0144 | 101.0266 | 128.1916 | 124.5 | 130.1118 | 124.5 | 130.2874 | -154.6 | -163.3015 | -153.2 | -161.6564 | -157 | -165.7046 | -156.6 | -165.4568 | 192.461 | 201.5018
2020-11-24 03:30 | -9 | -9 | 58.6024 | 58.7489 | 24.5148 | 25.8618 | -9 | -9 | -103.8948 | 104.2634 | -103.8948 | 104.2634 | 96.8703 | 136.5093 | 123.3 | 129.0523 | 124.8 | 130.5741 | -155.9 | -164.5025 | -154.3 | -163.3083 | -157.6 | -166.8556 | -157.3 | -166.7612 | 196.5204 | 205.3223
2020-11-24 04:00 | 0 | 0 | 69.061 | 69.4386 | 15.435 | 16.2205 | 0 | 0 | -90.5645 | 90.6247 | -90.5645 | 90.6247 | 90.0952 | 128.3642 | 124.8 | 129.7236 | 124.8 | 129.8057 | -154.9 | -162.4654 | -153.7 | -161.5665 | -157.5 | -165.7391 | -157.5 | -165.925 | 196.4146 | 209.0467
2020-11-24 04:30 | -3 | -3.1623 | 67.4348 | 67.6056 | 20.6077 | 21.3274 | -3 | -3.1623 | -100.7468 | 100.8372 | -100.7468 | 100.8372 | 80.605 | 119.1454 | 120.6 | 125.3555 | 121.2 | 125.8517 | -152.4 | -159.307 | -150.8 | -158.1341 | -154.6 | -162.0237 | -154.5 | -162.2359 | 208.7669 | 218.5904
2020-11-24 05:00 | 0 | 0 | 74.286 | 74.3212 | 16.7121 | 17.756 | 0 | 0 | -97.7716 | 97.8447 | -97.7716 | 97.8447 | 67.3 | 108.2467 | 124.2 | 128.9833 | 123.6 | 128.5695 | -155.2 | -162.2477 | -154.8 | -162.1007 | -158.7 | -166.3302 | -158.3 | -166.0087 | 222.2835 | 229.84
2020-11-24 05:30 | 1 | 2.2361 | 83.7753 | 83.7866 | 14.1496 | 14.9978 | 1 | 2.2361 | -102.0143 | 102.02 | -102.0143 | 102.02 | 55.6516 | 102.8639 | 123.9 | 128.454 | 124.2 | 128.7433 | -155.6 | -162.4282 | -155.7 | -162.8721 | -159.5 | -166.8864 | -159.2 | -166.7477 | 241.0642 | 246.2482
2020-11-24 06:00 | -3 | -3 | 78.9008 | 78.9898 | 23.3489 | 23.897 | -3 | -3 | -124.5396 | 124.5427 | -124.5396 | 124.5427 | 39.2534 | 101.0025 | 123.9 | 128.9407 | 123.6 | 128.4872 | -154.7 | -161.8869 | -156 | -162.4163 | -159.8 | -166.3723 | -159.5 | -166.14 | 267.4242 | 269.3356
2020-11-24 06:30 | -8 | -8 | 71.8462 | 71.8893 | 26.9256 | 27.6043 | -8 | -8 | -133.0619 | 133.063 | -133.0619 | 133.063 | 8.1611 | 74.2017 | 120.3 | 123.6299 | 121.2 | 124.5748 | -152.4 | -157.0178 | -155.5 | -159.5008 | -159.4 | -163.5256 | -158.8 | -162.8961 | 283.56 | 286.6966
2020-11-24 07:00 | -18 | -18.1108 | 59.166 | 59.6552 | 35.7128 | 36.4122 | -18 | -18.0278 | -138.888 | 138.9224 | -138.888 | 138.9224 | 6.2618 | 78.2949 | 122.4 | 125.9518 | 122.4 | 126.167 | -154.2 | -159.5576 | -158.5 | -163.2276 | -162.2 | -167.0594 | -162.1 | -166.9384 | 291.9221 | 293.339
2020-11-24 07:30 | -22 | -22.0227 | 49.4663 | 50.1996 | 38.6925 | 39.5916 | -22 | -22 | -132.8409 | 132.8728 | -132.8409 | 132.8728 | 2.7613 | 79.9542 | 121.5 | 125.6689 | 120.3 | 124.5867 | -150.3 | -156.1933 | -155 | -160.5374 | -158 | -163.4613 | -158.7 | -164.3962 | 298.7653 | 299.1503
2020-11-24 08:00 | -21 | -21 | 45.7585 | 46.0375 | 35.7892 | 36.3928 | -21 | -21 | -133.1819 | 133.1943 | -133.1819 | 133.1943 | 4.346 | 77.3303 | 122.7 | 124.8555 | 122.1 | 124.322 | -152.7 | -155.895 | -157.9 | -161.1099 | -161.8 | -165.131 | -161.5 | -164.8772 | 305.3966 | 305.3966
2020-11-24 08:30 | -27 | -27 | 40.8875 | 41.1937 | 41.3686 | 41.7999 | -27 | -27 | -144.7246 | 144.7417 | -144.7246 | 144.7417 | 8.5175 | 81.6944 | 119.4 | 121.6714 | 120.3 | 122.7895 | -147.5 | -150.4015 | -154 | -156.9718 | -157.9 | -160.9529 | -157.7 | -160.8152 | 325.5193 | 325.5238
2020-11-24 09:00 | -36 | -36 | 38.2046 | 38.9594 | 50.32 | 50.5846 | -35 | -35 | -148.0318 | 148.0378 | -148.0318 | 148.0378 | 23.3634 | 83.2247 | 119.4 | 122.2838 | 118.8 | 121.698 | -148.9 | -152.7995 | -155 | -158.9688 | -158.9 | -162.9713 | -158.8 | -162.9184 | 323.0102 | 323.0159
2020-11-24 09:30 | -41 | -41 | 33.7023 | 34.9194 | 56.2153 | 56.4751 | -41 | -41 | -150.273 | 150.2741 | -150.273 | 150.2741 | 17.4484 | 91.849 | 117.6 | 120.2072 | 117.6 | 120.2072 | -147.1 | -150.5404 | -153.9 | -157.6759 | -157.6 | -161.4831 | -157.4 | -161.3098 | 328.1496 | 328.2836
2020-11-24 10:00 | -43 | -43 | 32.9303 | 34.8842 | 60.1741 | 60.4463 | -45 | -45 | -161.5652 | 161.5795 | -161.5652 | 161.5795 | 22.5931 | 71.4942 | 120.6 | 123.7852 | 120.9 | 124.1453 | -151.8 | -156.4355 | -157.1 | -163.0915 | -160.8 | -167.1012 | -160.7 | -166.9357 | 325.0164 | 326.3871
2020-11-24 10:30 | -43 | -43.0116 | 20.8213 | 22.4246 | 54.8402 | 55.2851 | -43 | -43.0116 | -154.8918 | 154.9012 | -154.8918 | 154.9012 | 30.5446 | 77.624 | 120 | 123.9145 | 120.3 | 124.1308 | -150.8 | -155.8874 | -158.1 | -164.3248 | -162.1 | -168.5278 | -161.8 | -168.2667 | 329.3673 | 330.5085
2020-11-24 11:00 | -41 | -41 | 25.8962 | 27.7107 | 55.1488 | 55.6042 | -41 | -41 | -149.9373 | 150.0155 | -149.9373 | 150.0155 | 38.4423 | 81.6383 | 120.6 | 124.7221 | 121.5 | 125.5169 | -152.4 | -157.9757 | -159.1 | -165.9254 | -163 | -170.0625 | -162.8 | -169.8994 | 323.4284 | 324.36
2020-11-24 11:30 | -39 | -39 | 32.0318 | 33.2041 | 50.2369 | 50.6437 | -39 | -39 | -152.7272 | 152.7473 | -152.7272 | 152.7473 | 51.3327 | 88.6885 | 122.1 | 126.0978 | 123.6 | 127.5508 | -154.9 | -160.493 | -161.3 | -168.0134 | -165.6 | -172.5238 | -165.1 | -172.1405 | 314.8931 | 316.2296
2020-11-24 12:00 | -41 | -41 | 23.3345 | 24.7291 | 53.5993 | 53.9271 | -41 | -41 | -157.8215 | 157.8874 | -157.8215 | 157.8874 | 47.1829 | 91.2135 | 123.6 | 127.404 | 123.3 | 127.1129 | -155.6 | -161.1427 | -160.6 | -166.6779 | -164.5 | -170.7568 | -164.4 | -170.6873 | 316.2164 | 316.5919
2020-11-24 12:30 | -36 | -36 | 28.3043 | 29.6757 | 49.0295 | 49.42 | -36 | -36 | -159.0167 | 159.0398 | -159.0167 | 159.0398 | 59.2741 | 97.4394 | 122.7 | 125.7658 | 123 | 126.1913 | -155.2 | -159.5495 | -160.2 | -165.0699 | -164.2 | -169.3387 | -163.7 | -168.8785 | 306.7869 | 307.447
2020-11-24 13:00 | -39 | -39.0128 | 25.1596 | 26.8302 | 52.362 | 52.7094 | -39 | -39 | -166.061 | 166.0935 | -166.061 | 166.0935 | 60.6555 | 98.0302 | 124.8 | 127.8155 | 124.8 | 127.9464 | -154.3 | -158.7679 | -159.6 | -164.5362 | -163.6 | -168.7339 | -163 | -168.1508 | 313.2677 | 313.7093
2020-11-24 13:30 | -44 | -44 | 33.3342 | 34.9569 | 57.5548 | 57.8034 | -44 | -44 | -164.6952 | 164.7295 | -164.6952 | 164.7295 | 70.4799 | 103.1012 | 124.2 | 127.2951 | 124.2 | 127.2951 | -156.2 | -160.6428 | -162 | -166.8174 | -165.9 | -170.8672 | -165.3 | -170.3813 | 315.8794 | 316.3517
2020-11-24 14:00 | -41 | -41 | 27.1954 | 28.5081 | 54.0873 | 54.4242 | -40 | -40 | -162.2562 | 162.2871 | -162.2562 | 162.2871 | 67.4775 | 102.5723 | 125.1 | 128.3053 | 125.7 | 128.8904 | -157 | -161.6263 | -161 | -166.0892 | -164.9 | -170.2389 | -164.6 | -169.9733 | 302.309 | 302.7413
2020-11-24 14:30 | -41 | -41 | 40.8951 | 42.4235 | 58.2261 | 58.4263 | -41 | -41 | -161.887 | 161.9094 | -161.887 | 161.9094 | 66.1872 | 106.8999 | 124.8 | 128.7877 | 124.2 | 128.2064 | -154.8 | -160.9075 | -158.7 | -165.0387 | -162.7 | -169.1183 | -162.2 | -168.8167 | 307.8513 | 308.1652
2020-11-24 15:00 | -42 | -42.0476 | 40.0407 | 41.7726 | 59.6348 | 60.1697 | -41 | -41.0488 | -172.7118 | 172.7167 | -172.7118 | 172.7167 | 51.833 | 108.3751 | 122.1 | 126.4809 | 124.5 | 128.8764 | -153.3 | -159.6003 | -159.4 | -165.576 | -163.8 | -170.2451 | -163.2 | -169.6953 | 319.0864 | 320.6304
2020-11-24 15:30 | -41 | -41.0488 | 45.5058 | 47.1407 | 58.8402 | 59.4312 | -41 | -41.0488 | -165.6613 | 165.6613 | -165.6613 | 165.6613 | 51.692 | 109.769 | 122.1 | 126.4809 | 122.4 | 126.6927 | -155.3 | -161.744 | -162.4 | -168.8731 | -166.4 | -173.1018 | -165.9 | -172.6489 | 320.6384 | 321.9005
2020-11-24 16:00 | -35 | -35.0571 | 53.1223 | 54.0992 | 54.7461 | 55.1259 | -35 | -35.0143 | -156.1272 | 156.1932 | -156.1272 | 156.1932 | 33.3559 | 117.8105 | 123.6 | 129.517 | 123 | 128.7657 | -154 | -162.4466 | -161.5 | -169.7265 | -165.9 | -174.439 | -165 | -173.6116 | 313.6966 | 314.0113
2020-11-24 16:30 | -35 | -35.0571 | 55.9065 | 56.8027 | 54.2508 | 54.7602 | -35 | -35.0143 | -153.4231 | 153.6185 | -153.4231 | 153.6185 | 16.7967 | 105.4399 | 124.5 | 128.7993 | 125.1 | 129.3031 | -156 | -162.3465 | -161.4 | -167.3524 | -165.2 | -171.2817 | -165.3 | -171.3948 | 311.4817 | 312.2453
2020-11-24 17:00 | -29 | -29 | 59.7886 | 60.2808 | 48.6938 | 49.0716 | -29 | -29 | -152.1436 | 152.3807 | -152.1436 | 152.3807 | 16.1794 | 103.2635 | 125.7 | 129.3004 | 126 | 129.7336 | -157.3 | -162.7848 | -163.3 | -168.6896 | -167.1 | -172.6944 | -167.2 | -172.7912 | 314.9283 | 315.8499
2020-11-24 17:30 | -20 | -20 | 70.5118 | 70.7663 | 42.7329 | 42.869 | -21 | -21.0238 | -154.7565 | 154.9578 | -154.7565 | 154.9578 | 9.5497 | 101.3684 | 124.5 | 128.1341 | 124.5 | 128.2053 | -155.4 | -160.7944 | -161.2 | -166.6575 | -165.1 | -170.709 | -164.7 | -170.3477 | 323.3743 | 324.7558
2020-11-24 18:00 | -19 | -19.105 | 71.5839 | 71.6649 | 40.2108 | 40.4336 | -18 | -18.4391 | -147.4939 | 147.7705 | -147.4939 | 147.7705 | 11.9554 | 97.9021 | 125.1 | 128.5979 | 125.1 | 128.5772 | -155.7 | -160.8309 | -160.7 | -165.92 | -164.4 | -169.7049 | -165.3 | -170.6761 | 309.9736 | 311.7945
2020-11-24 18:30 | 0 | 1 | 86.8492 | 86.8519 | 24.0142 | 24.949 | 0 | 1 | -122.8164 | 123.2288 | -122.8164 | 123.2288 | 14.5896 | 98.3565 | 125.4 | 129.0087 | 126 | 129.592 | -156.1 | -161.3186 | -161.1 | -166.3844 | -165.1 | -170.5575 | -164.7 | -170.1955 | 296.1604 | 298.9466
2020-11-24 19:00 | 6 | 7.8102 | 100.6331 | 100.6358 | 13.7591 | 16.2022 | 6 | 7.8102 | -106.2416 | 106.9508 | -106.2416 | 106.9508 | 12.902 | 94.9672 | 123.9 | 127.2032 | 124.5 | 127.9242 | -154.5 | -159.5191 | -159.1 | -164.1246 | -162.8 | -167.9816 | -162.7 | -167.8846 | 285.4495 | 288.6428
2020-11-24 19:30 | 3 | 6.7082 | 98.2681 | 98.2707 | 18.2934 | 20.6415 | 2 | 6.3246 | -113.8647 | 114.7136 | -113.8647 | 114.7136 | 17.6423 | 99.5519 | 125.1 | 128.6468 | 124.8 | 128.4967 | -157.1 | -162.3873 | -161.9 | -167.06 | -165.7 | -171.0387 | -165.3 | -170.6264 | 291.1067 | 293.0932
2020-11-24 20:00 | -1 | -5.099 | 96.4618 | 96.4977 | 22.6507 | 24.3065 | 0 | 5 | -123.4901 | 124.1022 | -123.4901 | 124.1022 | 19.1505 | 103.3287 | 124.8 | 128.4256 | 124.8 | 128.5685 | -157.6 | -163.0747 | -161.8 | -167.1122 | -165.9 | -171.4323 | -165.6 | -171.142 | 292.1608 | 294.7341
2020-11-24 20:30 | -6 | -7.2111 | 93.018 | 93.0494 | 21.5399 | 22.4747 | -6 | -7.8102 | -118.6326 | 118.8919 | -118.6326 | 118.8919 | 22.9594 | 104.6842 | 126.6 | 130.3879 | 126.6 | 130.6062 | -158.9 | -164.7203 | -161.8 | -167.4678 | -165.4 | -171.1011 | -164.9 | -170.6435 | 266.8045 | 269.2511
2020-11-24 21:00 | 0 | 1 | 89.1854 | 89.2093 | 21.2412 | 21.8785 | 0 | 1 | -114.3495 | 114.4646 | -114.3495 | 114.4646 | 30.9471 | 107.5081 | 127.8 | 131.7697 | 128.7 | 132.5705 | -159.5 | -165.4414 | -161.3 | -167.5404 | -165.1 | -171.4672 | -164.6 | -171.0277 | 241.8093 | 245.3708
2020-11-24 21:30 | 0 | 1 | 86.4107 | 86.4108 | 19.3398 | 20.21 | 1 | 1.4142 | -113.9113 | 114.0275 | -113.9113 | 114.0275 | 41.103 | 105.3972 | 126.6 | 130.8303 | 127.5 | 131.4866 | -159.4 | -165.9047 | -160 | -166.7041 | -162.9 | -169.6003 | -162.7 | -169.4361 | 219.4964 | 223.0838
2020-11-24 22:00 | 3 | 3.6056 | 86.7369 | 86.7433 | 15.0643 | 16.0687 | 2 | 2.8284 | -104.0916 | 104.0995 | -104.0916 | 104.0995 | 51.6983 | 111.5155 | 126.9 | 132.4961 | 127.5 | 133.0709 | -159.7 | -168.3597 | -159.2 | -167.7274 | -162.6 | -171.238 | -163.3 | -172.1228 | 199.662 | 204.6576
2020-11-24 22:30 | 14 | 14.1421 | 94.4569 | 94.4955 | 3.8018 | 6.1504 | 13 | 13.1529 | -92.7644 | 92.819 | -92.7644 | 92.819 | 74.9055 | 132.5838 | 127.2 | 133.1328 | 126.9 | 133.0249 | -159.2 | -168.6913 | -159.1 | -168.9015 | -162.7 | -172.7962 | -162.3 | -172.6012 | 214.3696 | 220.9472
2020-11-24 23:00 | 14 | 14.5602 | 90.6978 | 90.9248 | 4.5112 | 7.9412 | 15 | 15.5242 | -94.5957 | 94.7793 | -94.5957 | 94.7793 | 79.0849 | 130.007 | 128.4 | 133.6802 | 128.1 | 133.6459 | -158.7 | -167.0645 | -157.6 | -166.3051 | -161.1 | -170.1332 | -160.7 | -169.819 | 198.7608 | 210.4258
2020-11-24 23:30 | 22 | 22.3607 | 100.7495 | 100.8809 | -5.6982 | 8.891 | 22 | 22.3607 | -89.8388 | 90.2833 | -89.8388 | 90.2833 | 83.0724 | 131.8205 | 133.5 | 138.5058 | 133.5 | 138.4262 | -168.3 | -176.5383 | -167.5 | -175.9893 | -171.4 | -180.2233 | -171.2 | -180.1885 | 209.8319 | 221.3147
2020-11-25 | 23 | 23.5372 | 99.5782 | 99.8888 | -7.7588 | 10.6777 | 22 | 22.561 | -78.2373 | 78.4623 | -78.2373 | 78.4623 | 84.326 | 136.1703 | 139.8 | 145.0577 | 139.8 | 144.9779 | -174 | -183.2546 | -172.8 | -182.4018 | -176.8 | -186.7358 | -175.3 | -185.2838 | 179.9882 | 193.0954
2020-11-25 00:30 | 26 | 26.4764 | 96.7445 | 97.2813 | -10.0656 | 12.2753 | 26 | 26.4764 | -67.9571 | 68.0611 | -67.9571 | 68.0611 | 87.1392 | 138.0975 | 141.9 | 146.9259 | 141.9 | 147.0826 | -176.9 | -186.4479 | -174 | -183.7629 | -178.8 | -188.9838 | -178 | -188.2271 | 157.0894 | 170.5386
2020-11-25 01:00 | 24 | 24.5153 | 93.1534 | 93.681 | -8.5263 | 10.9136 | 23 | 23.5372 | -64.4852 | 64.5138 | -64.4852 | 64.5138 | 85.6049 | 140.29 | 136.2 | 141.7566 | 136.8 | 142.3332 | -168.8 | -178.4865 | -166.8 | -176.728 | -170.5 | -180.5508 | -169.4 | -179.6785 | 167.0989 | 181.3186
2020-11-25 01:30 | 27 | 27.8927 | 94.0091 | 94.7891 | -11.4959 | 14.1099 | 28 | 28.6356 | -59.5382 | 59.6552 | -59.5382 | 59.6552 | 93.7072 | 147.6586 | 135.6 | 142.4065 | 135.3 | 142.0445 | -168 | -179.1447 | -166.9 | -178.4653 | -169.4 | -181.1574 | -169.5 | -181.6292 | 162.1669 | 177.9404
2020-11-25 02:00 | 30 | 30.5941 | 97.8792 | 98.5354 | -15.0087 | 16.7847 | 31 | 31.5753 | -51.4502 | 51.5009 | -51.4502 | 51.5009 | 93.5716 | 142.6969 | 135.3 | 141.7582 | 135.3 | 141.848 | -168.4 | -180.3297 | -165.5 | -177.5883 | -169.2 | -181.6736 | -168.8 | -181.3902 | 152.5074 | 166.8048
2020-11-25 02:30 | 25 | 25.9615 | 96.5289 | 97.3525 | -14.6218 | 16.7002 | 24 | 25 | -50.591 | 50.6641 | -50.591 | 50.6641 | 99.1597 | 146.6458 | 135.3 | 142.0293 | 135.6 | 142.4065 | -167.3 | -178.8748 | -165.1 | -176.7473 | -169 | -181.105 | -168.3 | -180.5966 | 153.4546 | 169.6355
2020-11-25 03:00 | 26 | 27.2029 | 89.4212 | 90.5973 | -8.0826 | 12.381 | 25 | 26.2488 | -58.0533 | 58.1664 | -58.0533 | 58.1664 | 106.0629 | 145.046 | 135 | 141.1177 | 136.5 | 142.7275 | -168.3 | -178.6418 | -165.8 | -176.3566 | -170.7 | -181.5767 | -170.8 | -182.0139 | 153.3816 | 171.7357
2020-11-25 03:30 | 29 | 30.3645 | 95.2719 | 96.3039 | -13.1561 | 16.3015 | 28 | 29.4109 | -49.8157 | 49.9608 | -49.8157 | 49.9608 | 106.0873 | 146.784 | 140.4 | 146.4618 | 140.1 | 146.3465 | -173.7 | -184.8835 | -170.8 | -181.9793 | -175 | -186.6468 | -174.4 | -186.2593 | 151.2287 | 167.2193
2020-11-25 04:00 | 21 | 22.8473 | 90.3024 | 91.3821 | -6.2571 | 11.6924 | 21 | 23.2594 | -62.2236 | 62.3994 | -62.2236 | 62.3994 | 97.3574 | 137.3761 | 141.6 | 147.6125 | 141.6 | 147.6975 | -176.9 | -187.8506 | -174 | -184.9716 | -178.4 | -189.8725 | -178.3 | -189.9504 | 158.9652 | 173.7591
2020-11-25 04:30 | 21 | 22.8473 | 91.3895 | 92.3533 | -3.9332 | 11.5213 | 20 | 21.9317 | -70.3931 | 70.5294 | -70.3931 | 70.5294 | 97.527 | 137.5234 | 135.6 | 141.3484 | 135.9 | 141.721 | -169.2 | -178.995 | -167.8 | -177.8372 | -172.2 | -182.5519 | -171 | -181.4538 | 185.3561 | 198.9736
2020-11-25 05:00 | 27 | 28.1603 | 92.8157 | 93.3072 | 0.21245 | 10.0563 | 27 | 27.8927 | -81.9745 | 82.1441 | -81.9745 | 82.1441 | 84.5124 | 127.9173 | 135.9 | 141.6362 | 136.2 | 142.0939 | -169.4 | -179.6785 | -168.2 | -178.6148 | -172 | -182.7053 | -171.8 | -182.7131 | 213.0845 | 221.2941
2020-11-25 05:30 | 14 | 16.6433 | 92.4455 | 92.7373 | 4.3248 | 11.866 | 14 | 16.6433 | -92.3012 | 92.6553 | -92.3012 | 92.6553 | 75.13 | 118.0921 | 136.5 | 141.0912 | 136.2 | 140.7253 | -168.9 | -176.9308 | -169.2 | -177.5474 | -172.5 | -181.0256 | -173.1 | -181.8409 | 231.0796 | 238.6258
2020-11-25 06:00 | 8 | 10.6301 | 86.4466 | 86.5249 | 13.997 | 15.9121 | 8 | 10.6301 | -112.1972 | 112.4254 | -112.1972 | 112.4254 | 64.3343 | 104.054 | 135.6 | 139.7733 | 136.2 | 140.2117 | -168.8 | -176.0212 | -170.4 | -177.7541 | -174.2 | -181.6816 | -173.8 | -181.3266 | 264.1805 | 273.0041
2020-11-25 06:30 | 5 | 5.831 | 88.6669 | 88.7245 | 13.0978 | 14.2211 | 5 | 5.831 | -111.8041 | 111.8363 | -111.8041 | 111.8363 | 47.9382 | 79.5646 | 134.7 | 138.6834 | 135 | 139.1185 | -167.7 | -174.3519 | -170.7 | -176.7375 | -174.8 | -181.0344 | -174.7 | -181.0162 | 266.786 | 273.5304
2020-11-25 07:00 | 1 | 1.4142 | 77.6496 | 77.6864 | 17.4657 | 18.3952 | 0 | 1 | -112.0879 | 112.1297 | -112.0879 | 112.1297 | 45.6867 | 77.3745 | 135 | 138.8336 | 135 | 138.9039 | -167.3 | -173.5885 | -170.3 | -176.5079 | -174.7 | -181.2007 | -174.4 | -180.9381 | 267.9035 | 274.1624
2020-11-25 07:30 | -6 | -7.8102 | 68.1999 | 68.2089 | 21.7587 | 22.8504 | -6 | -7.8102 | -114.1839 | 114.3124 | -114.1839 | 114.3124 | 56.6747 | 85.4441 | 135.3 | 139.0558 | 135.3 | 139.1955 | -168.1 | -174.4663 | -170.5 | -176.6485 | -175.2 | -181.5773 | -175.6 | -182.1215 | 275.0626 | 280.4603
2020-11-25 08:00 | -13 | -13.9284 | 53.7041 | 53.7048 | 29.2041 | 30.1676 | -13 | -13.9284 | -122.3762 | 122.7409 | -122.3762 | 122.7409 | 67.0854 | 92.8889 | 134.4 | 138.0421 | 133.8 | 137.458 | -166.2 | -172.2105 | -171.8 | -177.8259 | -175.9 | -182.0709 | -175.5 | -181.8668 | 297.2354 | 301.7722
2020-11-25 08:30 | -16 | -17.088 | 52.7416 | 52.7502 | 24.2729 | 25.5694 | -15 | -16.1555 | -109.8148 | 110.1491 | -109.8148 | 110.1491 | 63.6569 | 91.5532 | 134.7 | 138.0003 | 134.4 | 137.7732 | -166.6 | -172.3124 | -171.2 | -176.9393 | -175.4 | -181.3316 | -175.4 | -181.3825 | 272.9548 | 277.8926
2020-11-25 09:00 | -21 | -21.8403 | 44.8065 | 44.8256 | 28.9438 | 30.0295 | -22 | -23.0868 | -110.5263 | 111.0067 | -110.5263 | 111.0067 | 70.09 | 97.7287 | 132.9 | 136.3103 | 132.9 | 136.4449 | -165.9 | -171.5845 | -170.9 | -176.6744 | -174.3 | -180.1915 | -174.8 | -180.8023 | 281.053 | 285.3576
2020-11-25 09:30 | -21 | -21.587 | 36.625 | 36.7284 | 34.7806 | 35.6917 | -22 | -22.8035 | -110.9729 | 111.6743 | -110.9729 | 111.6743 | 78.7884 | 102.8426 | 132.9 | 136.5821 | 132.6 | 136.2211 | -166.7 | -172.4803 | -171.8 | -177.4196 | -176.1 | -181.8581 | -175.6 | -181.6218 | 282.712 | 285.889
2020-11-25 10:00 | -31 | -31.5753 | 25.4507 | 25.5331 | 43.5289 | 44.0419 | -30 | -30.5941 | -123.3778 | 124.0019 | -123.3778 | 124.0019 | 84.192 | 107.0029 | 133.5 | 136.8293 | 133.8 | 137.0567 | -166.6 | -171.9602 | -172.2 | -177.3911 | -176.2 | -181.5382 | -176.2 | -181.6592 | 286.8343 | 289.1301
2020-11-25 10:30 | -35 | -35.6931 | 22.3904 | 22.4988 | 47.7118 | 48.3195 | -34 | -34.9285 | -126.0986 | 127.0757 | -126.0986 | 127.0757 | 87.2993 | 110.0528 | 132.6 | 135.5034 | 132.9 | 135.8589 | -165.7 | -170.5539 | -171.4 | -176.2588 | -176.4 | -181.5416 | -176.1 | -181.2976 | 296.7372 | 299.0059
2020-11-25 11:00 | -32 | -32.9848 | 23.6379 | 23.8178 | 48.1607 | 48.6931 | -33 | -33.9559 | -126.9026 | 127.8455 | -126.9026 | 127.8455 | 77.4625 | 101.9262 | 132.6 | 135.442 | 131.4 | 134.2673 | -164.7 | -169.2315 | -171.8 | -176.3273 | -176.5 | -181.2221 | -176 | -180.7808 | 293.1 | 295.2216
2020-11-25 11:30 | -42 | -42.5793 | 20.0859 | 20.1119 | 53.9619 | 54.3859 | -42 | -42.7551 | -135.4967 | 136.7355 | -135.4967 | 136.7355 | 78.5357 | 101.371 | 133.5 | 135.9136 | 133.5 | 135.9702 | -167.2 | -171.3318 | -173.5 | -177.8732 | -177.8 | -182.3321 | -177.8 | -182.3988 | 306.8434 | 308.9064
2020-11-25 12:00 | -40 | -40.7922 | 22.0874 | 22.2888 | 54.8767 | 55.4396 | -40 | -40.7922 | -134.5383 | 136.0962 | -134.5383 | 136.0962 | 72.8617 | 99.5263 | 131.7 | 134.3792 | 131.7 | 134.4997 | -164.5 | -168.832 | -171.3 | -175.6835 | -175.6 | -180.2099 | -175.6 | -180.1875 | 300.6984 | 302.3077
2020-11-25 12:30 | -42 | -42.7551 | 25.7565 | 25.9621 | 56.0294 | 56.6048 | -41 | -41.7732 | -134.5227 | 136.5321 | -134.5227 | 136.5321 | 68.9991 | 97.0771 | 132 | 134.5556 | 132.3 | 134.6786 | -165.9 | -169.9109 | -172.7 | -176.9394 | -176.6 | -180.9854 | -176.9 | -181.366 | 320.344 | 321.6696
2020-11-25 13:00 | -46 | -46.6905 | 24.4089 | 24.8222 | 61.0459 | 61.4583 | -46 | -46.6905 | -136.1064 | 138.8125 | -136.1064 | 138.8125 | 57.7456 | 87.6508 | 132.3 | 134.5676 | 132 | 134.3839 | -166.1 | -169.8513 | -173.2 | -177.2131 | -177.7 | -181.7889 | -177.5 | -181.6912 | 322.4921 | 323.5915
2020-11-25 13:30 | -46 | -46.8722 | 37.39 | 37.9077 | 62.2364 | 62.9426 | -46 | -46.8722 | -139.2841 | 142.8521 | -139.2841 | 142.8521 | 44.2129 | 79.5523 | 132.6 | 134.8626 | 132.3 | 134.5676 | -165.7 | -169.6633 | -174.3 | -178.3942 | -178.7 | -182.9276 | -178.6 | -182.8299 | 322.659 | 323.5968
2020-11-25 14:00 | -55 | -55.5788 | 39.4803 | 40.7309 | 73.1018 | 73.5038 | -54 | -54.5894 | -161.7361 | 164.8237 | -161.7361 | 164.8237 | 34.3461 | 71.0584 | 131.1 | 133.388 | 132 | 134.1641 | -163.8 | -167.624 | -173.7 | -177.6808 | -178 | -182.0949 | -178.2 | -182.3327 | 334.521 | 334.9037
2020-11-25 14:30 | -51 | -53.1601 | 37.9267 | 38.0212 | 73.7598 | 75.4418 | -51 | -53.1601 | -166.1461 | 171.9211 | -166.1461 | 171.9211 | 27.5401 | 73.7885 | 132 | 134.5556 | 131.7 | 134.3199 | -165.5 | -169.8289 | -174.8 | -178.9896 | -179.2 | -183.5233 | -179.4 | -183.7186 | 364.7992 | 364.8617
2020-11-25 15:00 | -53 | -54.3415 | 45.9399 | 46.553 | 71.8045 | 72.8591 | -52 | -53.3667 | -174.2666 | 178.8338 | -174.2666 | 178.8338 | 18.8774 | 75.6673 | 133.2 | 136.0294 | 135 | 137.7327 | -167.7 | -172.3121 | -179.2 | -183.5017 | -183.6 | -188.1004 | -183.3 | -187.8186 | 406.7271 | 406.8317
2020-11-25 15:30 | -47 | -48.2701 | 51.03 | 51.5114 | 65.8699 | 67.1686 | -48 | -49.4773 | -165.7293 | 171.3628 | -165.7293 | 171.3628 | -1.1916 | 74.7817 | 129.9 | 132.3792 | 132 | 134.5556 | -164.8 | -168.9244 | -176 | -179.9507 | -181 | -185.0078 | -180.8 | -184.8955 | 432.0272 | 432.0851
2020-11-25 16:00 | -42 | -43.1741 | 59.775 | 60.5509 | 67.374 | 68.7251 | -46 | -47.2969 | -180.9718 | 185.3311 | -180.9718 | 185.3311 | -12.7126 | 81.9608 | 131.4 | 134.5837 | 129.3 | 132.6672 | -163.1 | -168.3464 | -174.8 | -179.7051 | -179.7 | -184.8061 | -179.3 | -184.3376 | 435.7054 | 435.8311
2020-11-25 16:30 | -44 | -45.1221 | 69.1124 | 70.2107 | 67.4957 | 68.6941 | -44 | -45.1221 | -179.4283 | 183.8043 | -179.4283 | 183.8043 | -29.0383 | 81.9778 | 128.4 | 131.2081 | 129.6 | 132.4441 | -161 | -165.4653 | -173.7 | -178.0904 | -178.2 | -182.6781 | -177.7 | -182.1683 | 448.5076 | 448.644
2020-11-25 17:00 | -44 | -45.607 | 75.1985 | 76.0813 | 68.1468 | 70.0866 | -43 | -44.9222 | -195.4452 | 199.4505 | -195.4452 | 199.4505 | -35.2411 | 84.6904 | 133.8 | 136.9279 | 134.1 | 137.285 | -167.3 | -172.3704 | -180.2 | -185.2131 | -184.6 | -189.6331 | -184.4 | -189.4614 | 470.7656 | 470.7838
2020-11-25 17:30 | -38 | -41.2311 | 89.7687 | 90.6017 | 65.8253 | 69.1712 | -38 | -41.2311 | -192.8949 | 198.1534 | -192.8949 | 198.1534 | -38.2482 | 72.243 | 133.2 | 135.9089 | 132.6 | 134.9176 | -166.7 | -170.6921 | -180.4 | -185.082 | -184.9 | -189.5941 | -184.7 | -189.3268 | 473.8268 | 474.4966
2020-11-25 18:00 | -34 | -39.4462 | 92.8349 | 93.2042 | 61.5359 | 66.5992 | -35 | -40.8167 | -178.6944 | 186.1887 | -178.6944 | 186.1887 | -24.3693 | 63.1648 | 132.6 | 135.2614 | 132.9 | 135.4967 | -165.8 | -169.9488 | -180.2 | -184.8722 | -184.5 | -189.2646 | -185.2 | -190.0812 | 473.2497 | 474.0841
2020-11-25 18:30 | -21 | -29.6985 | 104.7976 | 105.0221 | 48.4866 | 55.0866 | -21 | -29.6985 | -153.8797 | 162.0911 | -153.8797 | 162.0911 | -20.1654 | 62.874 | 129.3 | 132.7347 | 126.9 | 129.9308 | -159 | -163.6894 | -173.4 | -178.8218 | -177.5 | -182.9932 | -177.6 | -183.1389 | 475.5013 | 477.8172
2020-11-25 19:00 | -18 | -27.6586 | 111.8209 | 111.9306 | 39.5471 | 46.9606 | -18 | -26.9072 | -137.9749 | 146.0288 | -137.9749 | 146.0288 | -14.1268 | 61.5222 | 127.2 | 130.2884 | 126.6 | 129.9689 | -158.2 | -163.1296 | -171 | -176.4708 | -175.1 | -180.6908 | -175.4 | -181.0062 | 450.1618 | 453.2596
2020-11-25 19:30 | -13 | -23.8537 | 104.839 | 104.8426 | 41.4037 | 48.1407 | -13 | -23.8537 | -143.6874 | 150.1958 | -143.6874 | 150.1958 | 2.6844 | 60.8586 | 126 | 128.6143 | 126.6 | 129.2624 | -158.4 | -162.3952 | -172 | -176.8191 | -176.1 | -181.1559 | -175.9 | -180.8215 | 440.5406 | 442.4967
2020-11-25 20:00 | -36 | -39.3954 | 81.1164 | 81.2137 | 63.8994 | 66.6842 | -36 | -39.3954 | -176.1553 | 180.109 | -176.1553 | 180.109 | 11.3394 | 66.8995 | 131.7 | 134.5609 | 131.1 | 134.0359 | -164.8 | -169.7035 | -176.3 | -181.9031 | -181 | -186.8253 | -180.4 | -186.1465 | 424.2328 | 426.0248
2020-11-25 20:30 | -40 | -42.0595 | 75.2482 | 76.4498 | 62.9763 | 63.616 | -40 | -42.0595 | -179.271 | 180.1711 | -179.271 | 180.1711 | 16.4698 | 68.7147 | 135 | 139.1185 | 135.6 | 139.5577 | -168.3 | -175.3561 | -177.8 | -184.7638 | -182.2 | -189.4204 | -182.3 | -189.5439 | 377.2589 | 378.0613
2020-11-25 21:00 | -24 | -25 | 76.6436 | 77.618 | 50.4243 | 50.4774 | -25 | -25.9615 | -161.223 | 161.2294 | -161.223 | 161.2294 | 42.9918 | 92.923 | 137.4 | 141.2375 | 137.4 | 141.3777 | -171.3 | -178.8453 | -177.7 | -185.0401 | -182 | -189.5321 | -182.1 | -189.7401 | 336.8342 | 337.571
2020-11-25 21:30 | -24 | -24.5153 | 76.1237 | 77.3159 | 46.112 | 46.353 | -26 | -26.6833 | -155.8389 | 155.8475 | -155.8389 | 155.8475 | 39.3077 | 91.3179 | 139.2 | 144.1627 | 138.6 | 143.6621 | -172.9 | -181.8974 | -177.3 | -185.6645 | -181.3 | -189.8108 | -181.3 | -189.8404 | 290.342 | 291.357
2020-11-25 22:00 | -24 | -24.1868 | 68.1505 | 68.974 | 45.4833 | 46.1037 | -25 | -25.318 | -150.5499 | 150.7044 | -150.5499 | 150.7044 | 60.4252 | 117.902 | 141 | 145.1594 | 140.4 | 144.6485 | -174.1 | -182.1347 | -177.4 | -184.808 | -181.2 | -188.8201 | -180.8 | -188.5494 | 268.1954 | 268.3461
2020-11-25 22:30 | -6 | -6.7082 | 84.2402 | 84.652 | 24.2785 | 25.3653 | -6 | -7.2111 | -120.7577 | 120.8412 | -120.7577 | 120.8412 | 79.1744 | 129.3174 | 140.1 | 144.577 | 140.1 | 144.8779 | -175 | -183.7417 | -176.6 | -184.7889 | -181.1 | -189.5311 | -180.6 | -189.2316 | 253.723 | 254.4184
2020-11-25 23:00 | 6 | 8.4853 | 94.3967 | 94.5828 | 11.2472 | 12.6319 | 7 | 9.2195 | -102.8467 | 102.8537 | -102.8467 | 102.8537 | 84.8732 | 130.3148 | 141 | 145.8247 | 141 | 145.9015 | -176.2 | -185.1595 | -176.3 | -184.7754 | -180.5 | -189.0766 | -180.1 | -188.7793 | 229.5754 | 230.7531
2020-11-25 23:30 | 17 | 24.0416 | 107.3104 | 108.0099 | -3.9381 | 19.4453 | 17 | 23.3452 | -87.5201 | 92.1938 | -87.5201 | 92.1938 | 73.4727 | 120.5665 | 142.5 | 146.8312 | 141.3 | 145.5943 | -175.7 | -184.4693 | -176 | -184.3638 | -179.4 | -187.8776 | -178.9 | -187.5798 | 227.3223 | 229.7104
2020-11-26 | 25 | 29.1548 | 103.6432 | 104.4266 | -5.9501 | 17.9573 | 25 | 29.1548 | -76.4192 | 79.9084 | -76.4192 | 79.9084 | 79.1227 | 125.2818 | 141.3 | 146.2687 | 141.6 | 146.6362 | -175.9 | -184.8433 | -175.1 | -183.7155 | -179 | -187.826 | -178.7 | -187.723 | 210.4181 | 213.6835
2020-11-26 00:30 | 15 | 20.5183 | 91.8533 | 92.7279 | 2.1092 | 15.4846 | 15 | 19.8494 | -81.3358 | 83.6772 | -81.3358 | 83.6772 | 90.903 | 137.6872 | 141.3 | 146.7144 | 141.3 | 146.5834 | -176.3 | -186.037 | -176 | -185.1547 | -180.2 | -189.769 | -180 | -189.7683 | 209.8105 | 213.8397
2020-11-26 01:00 | 15 | 19.8494 | 90.8107 | 91.7464 | 0.16367 | 13.9371 | 15 | 19.8494 | -71.9331 | 73.99 | -71.9331 | 73.99 | 103.8745 | 151.9576 | 140.4 | 146.2081 | 141 | 146.7843 | -175.8 | -186.2139 | -175.1 | -184.9331 | -179.9 | -190.0571 | -179.1 | -189.3649 | 210.6856 | 214.9672
2020-11-26 01:30 | 13 | 18.3848 | 90.0237 | 91.0996 | -0.33447 | 13.6632 | 13 | 18.3848 | -70.587 | 72.4505 | -70.587 | 72.4505 | 111.6372 | 157.3765 | 141.6 | 147.0331 | 141.6 | 147.0331 | -176.2 | -185.943 | -176.4 | -185.8788 | -180.2 | -189.8633 | -179.8 | -189.8017 | 214.7578 | 221.9883
2020-11-26 02:00 | 15 | 19.8494 | 84.2798 | 85.5314 | 4.3588 | 14.7169 | 15 | 19.8494 | -74.5334 | 76.4372 | -74.5334 | 76.4372 | 127.1155 | 166.6486 | 140.7 | 146.2481 | 140.1 | 145.8364 | -176 | -186.1407 | -175.2 | -184.9957 | -179.8 | -189.8658 | -179 | -189.4625 | 214.5206 | 222.8708
2020-11-26 02:30 | 8 | 15.2643 | 80.77 | 82.3554 | 5.6837 | 15.3566 | 9 | 15.8114 | -73.9094 | 75.9978 | -73.9094 | 75.9978 | 133.9114 | 170.1133 | 141.3 | 146.3465 | 141.9 | 147.0826 | -177 | -186.1344 | -176.1 | -185.4381 | -180.1 | -189.549 | -179.9 | -189.4837 | 219.5374 | 230.0323
2020-11-26 03:00 | 8 | 16.1245 | 80.556 | 82.1821 | 5.9882 | 15.7653 | 9 | 15.8114 | -72.3635 | 74.6728 | -72.3635 | 74.6728 | 134.0385 | 169.8662 | 141.9 | 147.004 | 141.6 | 146.6362 | -176.8 | -186.133 | -177 | -186.2917 | -181.1 | -190.6551 | -179.9 | -189.6734 | 216.4038 | 227.2247
2020-11-26 03:30 | 3 | 13.3417 | 77.3281 | 78.8624 | 10.0051 | 17.5979 | 4 | 14.5602 | -78.9537 | 80.7385 | -78.9537 | 80.7385 | 134.5343 | 169.4236 | 141.9 | 147.004 | 141.9 | 147.0826 | -177.3 | -186.4836 | -177 | -186.3868 | -180.9 | -190.4026 | -180.3 | -190.2116 | 216.4756 | 226.8569
2020-11-26 04:00 | 3 | 12.3693 | 74.0047 | 75.3809 | 13.8077 | 18.8468 | 3 | 12.3693 | -89.6511 | 90.8678 | -89.6511 | 90.8678 | 127.3249 | 165.5153 | 141 | 146.1354 | 141.9 | 147.0826 | -176.5 | -185.9422 | -175.9 | -185.2783 | -180.3 | -189.9582 | -179.6 | -189.6429 | 222.3941 | 231.8305
2020-11-26 04:30 | -14 | -17.2047 | 64.2301 | 64.9346 | 27.7243 | 29.6005 | -14 | -17.2047 | -117.2743 | 117.7365 | -117.2743 | 117.7365 | 116.1858 | 155.386 | 140.4 | 145.2325 | 140.1 | 145.0319 | -175.4 | -184.3368 | -175.5 | -184.6483 | -178.8 | -188.1268 | -178.1 | -187.6497 | 230.2702 | 239.1417
2020-11-26 05:00 | -9 | -12.0416 | 67.227 | 67.706 | 26.0754 | 27.65 | -8 | -11.3137 | -111.202 | 111.6942 | -111.202 | 111.6942 | 108.5322 | 150.0665 | 141.3 | 146.7442 | 141.6 | 146.8726 | -175.5 | -185.2478 | -175.6 | -185.3425 | -180 | -189.9912 | -179.3 | -189.3602 | 240.6628 | 246.0329
2020-11-26 05:30 | -24 | -25 | 55.0716 | 55.2543 | 43.0224 | 43.7797 | -24 | -25.2982 | -147.6854 | 147.9523 | -147.6854 | 147.9523 | 93.6927 | 133.2991 | 141 | 145.018 | 142.2 | 146.185 | -176 | -183.6349 | -176.4 | -184.0753 | -180.7 | -188.5961 | -180.9 | -189.0762 | 256.1905 | 260.8579
2020-11-26 06:00 | -28 | -28.8617 | 56.6184 | 56.6417 | 45.548 | 46.0963 | -28 | -28.6356 | -155.588 | 155.8752 | -155.588 | 155.8752 | 77.5737 | 122.1166 | 140.7 | 144.0531 | 140.1 | 143.4028 | -175.8 | -182.2615 | -176.2 | -182.2325 | -181 | -187.3079 | -181.7 | -188.2694 | 267.1232 | 270.4888
2020-11-26 06:30 | -31 | -32.0156 | 57.9707 | 58.0543 | 48.3373 | 49.2624 | -30 | -31.3209 | -166.4137 | 167.0658 | -166.4137 | 167.0658 | 65.2688 | 91.6462 | 137.1 | 139.5623 | 137.7 | 140.0412 | -170.9 | -175.5415 | -180.5 | -186.8443 | -184.9 | -191.489 | -184.7 | -191.3481 | 291.5172 | 299.2304
2020-11-26 07:00 | -23 | -24.0416 | 63.482 | 63.5579 | 41.2484 | 42.2657 | -23 | -24.0416 | -158.8882 | 159.6459 | -158.8882 | 159.6459 | 50.8511 | 86.7604 | 137.1 | 139.6187 | 136.2 | 138.6221 | -169.3 | -173.8696 | -179.5 | -185.5006 | -184.3 | -190.6207 | -183.9 | -190.188 | 295.4685 | 298.7617
2020-11-26 07:30 | -31 | -32.0156 | 54.3585 | 54.3677 | 49.3828 | 50.5073 | -30 | -31.3209 | -163.5335 | 164.4369 | -163.5335 | 164.4369 | 60.0349 | 90.4047 | 136.2 | 138.5666 | 136.5 | 138.7525 | -170 | -174.461 | -181.3 | -187.2931 | -185.5 | -191.5347 | -185.8 | -192.1017 | 311.009 | 313.8571
2020-11-26 08:00 | -30 | -31.3209 | 57.0542 | 57.0588 | 43.5027 | 44.6794 | -29 | -30.3645 | -150.1066 | 150.943 | -150.1066 | 150.943 | 44.5584 | 81.4221 | 135.6 | 137.7601 | 136.2 | 138.3508 | -168.4 | -172.3954 | -180.7 | -186.2673 | -185.1 | -191.0462 | -184.8 | -190.78 | 305.9343 | 308.9159
2020-11-26 08:30 | -32 | -33.5261 | 49.401 | 49.424 | 44.5823 | 46.3208 | -32 | -33.5261 | -148.5238 | 149.6252 | -148.5238 | 149.6252 | 53.732 | 88.7816 | 135 | 137.013 | 135 | 137.0645 | -167.7 | -171.6688 | -181.1 | -186.3921 | -185.7 | -191.2646 | -185.1 | -190.7061 | 319.4221 | 321.8384
2020-11-26 09:00 | -33 | -34.2053 | 50.2595 | 50.2595 | 44.3097 | 45.4501 | -31 | -32.28 | -145.8531 | 146.6808 | -145.8531 | 146.6808 | 59.4298 | 91.348 | 135 | 137.4648 | 135.3 | 137.5182 | -168.6 | -172.8955 | -181.1 | -186.704 | -185 | -190.7788 | -184.8 | -190.6339 | 299.3137 | 301.4396
2020-11-26 09:30 | -37 | -38.0789 | 42.3553 | 42.3726 | 52.475 | 53.8037 | -36 | -37.108 | -152.5342 | 153.592 | -152.5342 | 153.592 | 66.8991 | 98.6859 | 136.8 | 138.9942 | 137.1 | 139.2895 | -170.4 | -174.5857 | -182.4 | -187.8451 | -188.5 | -194.4171 | -187.5 | -193.4231 | 308.0809 | 310.098
2020-11-26 10:00 | -40 | -41.2311 | 53.2305 | 54.3324 | 50.5695 | 50.7683 | -39 | -40.2616 | -140.7376 | 140.8274 | -140.7376 | 140.8274 | 76.2254 | 107.0918 | 136.2 | 138.3508 | 136.8 | 138.9942 | -169.7 | -173.9244 | -180.6 | -186.1947 | -185.1 | -190.7061 | -185.5 | -191.2664 | 298.4409 | 299.6666
2020-11-26 10:30 | -34 | -35.7351 | 47.4113 | 48.019 | 53.1126 | 53.3255 | -33 | -34.7851 | -138.7454 | 138.8512 | -138.7454 | 138.8512 | 78.2898 | 106.9036 | 135 | 136.9118 | 135.6 | 137.6042 | -169.5 | -173.4579 | -180.4 | -185.6387 | -185.2 | -190.9241 | -185 | -190.8769 | 287.6893 | 289.9644
2020-11-26 11:00 | -31 | -32.573 | 38.6791 | 38.9897 | 50.0182 | 50.2998 | -31 | -32.8938 | -134.5332 | 134.7036 | -134.5332 | 134.7036 | 87.4432 | 115.1644 | 136.5 | 138.5938 | 136.2 | 138.3508 | -170.3 | -174.4446 | -181.2 | -186.656 | -185.6 | -191.2879 | -185.3 | -191.0462 | 299.5 | 302.3051
2020-11-26 11:30 | -34 | -35.7351 | 37.4489 | 37.8231 | 47.8111 | 48.0614 | -34 | -35.7351 | -129.1045 | 129.2296 | -129.1045 | 129.2296 | 86.1653 | 113.6061 | 134.4 | 136.3202 | 134.4 | 136.526 | -169 | -172.8336 | -180.5 | -185.6149 | -184.8 | -190.2474 | -184.7 | -190.342 | 295.378 | 298.1316
2020-11-26 12:00 | -35 | -36.6879 | 39.3842 | 39.4938 | 38.9222 | 39.2838 | -35 | -36.6879 | -114.4908 | 114.5995 | -114.4908 | 114.5995 | 86.9785 | 116.1181 | 134.7 | 136.6664 | 135 | 136.9621 | -168.4 | -172.0806 | -181.4 | -186.5195 | -186.4 | -191.802 | -186.2 | -191.7739 | 306.3543 | 308.5664
2020-11-26 12:30 | -26 | -28.6356 | 36.6074 | 36.7211 | 34.186 | 34.7842 | -26 | -28.6356 | -105.6896 | 105.847 | -105.6896 | 105.847 | 100.0907 | 130.5078 | 135.3 | 137.3086 | 135 | 137.013 | -167.7 | -171.5205 | -182.1 | -187.4584 | -186.6 | -192.1624 | -186.5 | -192.2337 | 296.3665 | 305.892
2020-11-26 13:00 | -30 | -31.9531 | 27.675 | 27.8034 | 34.626 | 34.8893 | -29 | -30.6757 | -108.5599 | 108.6324 | -108.5599 | 108.6324 | 104.0562 | 128.6797 | 134.7 | 136.616 | 134.4 | 136.4736 | -168.3 | -173.0155 | -182.4 | -187.9706 | -187.2 | -192.6738 | -187 | -192.8159 | 293.0493 | 295.512
2020-11-26 13:30 | -26 | -28.2312 | 19.7599 | 19.813 | 37.8549 | 38.1558 | -26 | -28.2312 | -112.6886 | 112.9474 | -112.6886 | 112.9474 | 118.3211 | 140.0755 | 134.7 | 137.037 | 135 | 137.3319 | -168.7 | -173.0152 | -184.4 | -190.391 | -189.4 | -194.8049 | -189.5 | -194.9331 | 299.0797 | 301.3021
2020-11-26 14:00 | -35 | -36.4006 | 10.9901 | 11.1528 | 45.7392 | 45.878 | -35 | -36.4006 | -114.5769 | 114.9723 | -114.5769 | 114.9723 | 122.9424 | 147.3398 | 133.8 | 135.9354 | 133.5 | 135.7476 | -168.8 | -172.0262 | -185 | -190.8045 | -189.6 | -195.5087 | -189.3 | -195.5808 | 297.7565 | 306.9496
2020-11-26 14:30 | -27 | -28.7924 | 23.7667 | 23.8752 | 36.0799 | 36.3244 | -27 | -29.1548 | -101.7124 | 102.0769 | -101.7124 | 102.0769 | 124.118 | 144.4524 | 133.2 | 135.5628 | 133.8 | 136.3219 | -166.6 | -171.0132 | -182.8 | -188.5246 | -187.5 | -193.5465 | -187 | -193.309 | 301.665 | 304.0361
2020-11-26 15:00 | -33 | -34.4819 | 19.1872 | 19.2896 | 43.4736 | 43.557 | -34 | -35.4401 | -116.944 | 117.2449 | -116.944 | 117.2449 | 127.377 | 147.0182 | 134.4 | 136.5791 | 133.5 | 135.8576 | -167.2 | -171.681 | -183.5 | -189.4688 | -188.4 | -194.66 | -188 | -194.1774 | 329.2444 | 331.2735
2020-11-26 15:30 | -30 | -31.6228 | 26.5062 | 26.599 | 41.9058 | 42.0015 | -30 | -31.6228 | -118.7755 | 118.9437 | -118.7755 | 118.9437 | 117.9615 | 136.6453 | 138 | 140.0412 | 138.3 | 140.4186 | -172.3 | -176.228 | -180 | -184.3885 | -184.3 | -189.211 | -184.2 | -189.7877 | 337.4559 | 339.606
2020-11-26 16:00 | -33 | -33.9559 | 24.488 | 24.6695 | 48.8822 | 49.1022 | -33 | -34.2053 | -130.4617 | 130.5686 | -130.4617 | 130.5686 | 104.2531 | 126.4991 | 137.4 | 139.7247 | 138 | 140.2284 | -171.5 | -175.6284 | -180 | -186.0298 | -185.4 | -189.8351 | -184.7 | -190.342 | 344.6412 | 346.7285
2020-11-26 16:30 | -28 | -29.4109 | 38.503 | 38.5384 | 43.5053 | 43.6283 | -28 | -29.4109 | -124.3268 | 124.7248 | -124.3268 | 124.7248 | 98.4757 | 126.8587 | 137.7 | 140.2647 | 137.4 | 139.9702 | -171.1 | -175.6454 | -180.5 | -185.8801 | -185.1 | -190.9738 | -184.8 | -190.7133 | 359.9285 | 362.3946
2020-11-26 17:00 | -32 | -32.5576 | 41.5203 | 41.6795 | 47.9054 | 48.1649 | -32 | -32.7567 | -141.7799 | 141.9119 | -141.7799 | 141.9119 | 46.906 | 97.1244 | 135.6 | 138.6873 | 134.4 | 137.6425 | -168.1 | -173.5588 | -175.2 | -180.8279 | -179.7 | -185.0985 | -179.1 | -185.4465 | 325.9817 | 328.3251
2020-11-26 17:30 | -31 | -31.7805 | 51.2944 | 51.5657 | 47.9018 | 48.062 | -30 | -30.8058 | -138.5378 | 138.887 | -138.5378 | 138.887 | 78.5997 | 112.4008 | 138.3 | 140.9109 | 138.3 | 141.0862 | -173.2 | -177.8847 | -182.1 | -187.7495 | -186.8 | -192.3413 | -186.5 | -192.5096 | 368.7697 | 371.7851
2020-11-26 18:00 | -30 | -31.3209 | 57.6806 | 57.7779 | 48.0035 | 48.1557 | -30 | -31.6228 | -140.4131 | 141.1348 | -140.4131 | 141.1348 | 75.1498 | 108.381 | 137.4 | 140.8317 | 137.4 | 140.8317 | -171.7 | -177.652 | -180.5 | -187.2364 | -185 | -191.4683 | -184.3 | -191.5356 | 370.5298 | 372.5809
2020-11-26 18:30 | -25 | -26.9258 | 63.2557 | 63.3052 | 47.321 | 47.4877 | -27 | -28.7924 | -146.6332 | 147.0615 | -146.6332 | 147.0615 | 73.418 | 121.9917 | 136.8 | 140.6539 | 137.7 | 141.6693 | -172 | -178.7223 | -180.1 | -187.1644 | -185.1 | -191.918 | -184.4 | -191.3227 | 366.0523 | 367.8233
2020-11-26 19:00 | -22 | -24.5967 | 73.1608 | 73.188 | 43.54 | 44.0432 | -22 | -25.0599 | -139.9537 | 140.6849 | -139.9537 | 140.6849 | 81.1293 | 124.9198 | 137.7 | 141.6693 | 138.3 | 142.3942 | -172 | -178.8984 | -180 | -187.2225 | -184.5 | -191.9065 | -183.4 | -190.9046 | 353.5835 | 354.7569
2020-11-26 19:30 | -22 | -24.1661 | 74.7244 | 74.7509 | 42.0601 | 42.3711 | -21 | -23.7065 | -139.8975 | 140.3359 | -139.8975 | 140.3359 | 78.1707 | 126.8736 | 138.3 | 143.061 | 137.7 | 142.5584 | -171.4 | -179.7956 | -179.1 | -187.7405 | -183.2 | -192.0417 | -183 | -192.0016 | 352.4943 | 354.0711
2020-11-26 20:00 | -20 | -22.8254 | 78.318 | 78.3657 | 42.5258 | 43.2472 | -20 | -22.8254 | -144.4677 | 145.2216 | -144.4677 | 145.2216 | 73.6582 | 122.598 | 138.6 | 143.351 | 139.2 | 143.8552 | -172.4 | -180.5401 | -178.7 | -187.0905 | -183 | -191.494 | -182.5 | -191.1645 | 333.6401 | 335.3447
2020-11-26 20:30 | -24 | -26.8328 | 71.6199 | 71.6293 | 45.68 | 46.2162 | -24 | -26.8328 | -146.1265 | 146.7775 | -146.1265 | 146.7775 | 71.4466 | 129.7167 | 140.1 | 144.577 | 139.5 | 144.0703 | -173.6 | -181.8941 | -178.1 | -186.4878 | -182.4 | -190.9799 | -182.1 | -190.9324 | 302.4647 | 303.5617
2020-11-26 21:00 | -24 | -26 | 69.774 | 69.774 | 43.6895 | 44.0954 | -24 | -26.4008 | -139.116 | 139.4766 | -139.116 | 139.4766 | 86.3814 | 138.912 | 140.4 | 145.4777 | 140.4 | 145.7966 | -173.1 | -182.2433 | -176.8 | -185.7612 | -181.1 | -190.2834 | -180.6 | -189.962 | 293.7679 | 294.8624
2020-11-26 21:30 | -28 | -29.7321 | 62.3976 | 62.3983 | 46.04 | 46.2337 | -27 | -28.7924 | -138.4966 | 138.7184 | -138.4966 | 138.7184 | 84.8684 | 137.3316 | 140.7 | 145.6116 | 141.3 | 146.2687 | -175.1 | -184.1131 | -177.4 | -186.2104 | -181.4 | -190.3859 | -181 | -190.1882 | 254.461 | 257.4642
2020-11-26 22:00 | -27 | -29.1548 | 58.6993 | 58.7741 | 44.6937 | 44.9599 | -29 | -31.0161 | -133.9299 | 134.1281 | -133.9299 | 134.1281 | 87.1174 | 136.661 | 141.3 | 145.8139 | 141 | 145.6728 | -176.8 | -185.3965 | -176.8 | -185.2766 | -181.3 | -190.1093 | -180.9 | -189.8835 | 222.337 | 228.273
2020-11-26 22:30 | -23 | -28.0179 | 63.9072 | 64.2747 | 34.8133 | 35.7664 | -23 | -28.0179 | -121.9246 | 122.4436 | -121.9246 | 122.4436 | 102.5628 | 151.3353 | 140.4 | 144.4346 | 140.4 | 144.5766 | -175.8 | -183.5866 | -175.3 | -183.5765 | -179.3 | -187.8119 | -178.7 | -187.299 | 220.2993 | 247.1457
2020-11-26 23:00 | -26 | -31.6228 | 52.4577 | 53.7184 | 43.9977 | 45.5049 | -26 | -32.2025 | -140.1466 | 141.3123 | -140.1466 | 141.3123 | 116.6551 | 167.5226 | 141.6 | 146.9525 | 142.5 | 147.9 | -176 | -185.9765 | -175.6 | -184.8368 | -179.7 | -189.2002 | -179.2 | -188.8519 | 228.6966 | 250.0053
2020-11-26 23:30 | -22 | -27.8029 | 62.0934 | 63.4078 | 32.9767 | 35.1725 | -16 | -23.3452 | -132.1924 | 133.6058 | -132.1924 | 133.6058 | 97.9456 | 145.6096 | 141.9 | 146.5441 | 141.9 | 146.6951 | -175.8 | -184.7482 | -175.1 | -184.206 | -179.3 | -188.6642 | -178.4 | -187.9345 | 228.9839 | 236.1858
2020-11-27 | -21 | -25.807 | 50.3805 | 51.7581 | 40.2887 | 41.2498 | -21 | -26.4008 | -128.313 | 129.0784 | -128.313 | 129.0784 | 109.4038 | 160.3405 | 141.9 | 146.6193 | 141.9 | 146.6951 | -176.8 | -185.578 | -176 | -185.0927 | -180.4 | -189.7719 | -179.5 | -189.1045 | 225.1589 | 249.3913
2020-11-27 00:30 | -32 | -35.3412 | 39.8866 | 41.6927 | 47.8095 | 48.4297 | -32 | -35.3412 | -132.18 | 132.773 | -132.18 | 132.773 | 118.9617 | 166.3169 | 141.9 | 146.4694 | 142.2 | 146.9097 | -175.7 | -184.5916 | -175 | -184.1131 | -179.7 | -189.1378 | -178.7 | -188.3769 | 229.2937 | 253.5318
2020-11-27 01:00 | -28 | -31.7648 | 44.0522 | 45.7406 | 42.2903 | 42.9746 | -28 | -31.7648 | -120.5496 | 121.0904 | -120.5496 | 121.0904 | 116.2088 | 159.5759 | 141.9 | 146.9097 | 141.6 | 146.7144 | -175.9 | -185.436 | -175.2 | -184.6454 | -179.4 | -189.1042 | -178.8 | -188.7583 | 216.7242 | 227.5658
2020-11-27 01:30 | -30 | -33.1059 | 42.4599 | 44.35 | 41.8972 | 42.5276 | -30 | -33.1059 | -118.3331 | 118.7586 | -118.3331 | 118.7586 | 123.0065 | 165.3267 | 142.2 | 147.6917 | 141.9 | 147.2416 | -176.2 | -187.0782 | -174.8 | -185.5703 | -179.2 | -190.185 | -178.6 | -189.924 | 203.1306 | 215.1744
2020-11-27 02:00 | -20 | -21.1896 | 47.5685 | 48.0061 | 35.0891 | 35.7694 | -21 | -22.1359 | -106.2294 | 106.2553 | -106.2294 | 106.2553 | 123.9077 | 161.9996 | 142.5 | 147.9806 | 141.9 | 147.5665 | -177.3 | -187.729 | -175.4 | -185.7703 | -179.7 | -190.3904 | -178.9 | -189.9023 | 197.1117 | 209.407
2020-11-27 02:30 | -29 | -29.6142 | 38.8797 | 39.3572 | 43.4547 | 43.9937 | -29 | -29.8329 | -117.7066 | 117.7268 | -117.7066 | 117.7268 | 126.5316 | 163.9989 | 140.7 | 146.58 | 141.6 | 147.3608 | -177.1 | -187.6109 | -175.4 | -185.7703 | -179.3 | -189.9798 | -178.8 | -189.7812 | 188.2446 | 201.198
2020-11-27 03:00 | -26 | -26.9258 | 37.046 | 37.5821 | 45.5512 | 45.983 | -26 | -26.9258 | -120.6877 | 120.7016 | -120.6877 | 120.7016 | 131.7518 | 161.4238 | 142.2 | 147.4511 | 141.3 | 146.7442 | -177.1 | -186.9557 | -175.6 | -185.4066 | -179.7 | -189.739 | -179.4 | -189.7136 | 199.1878 | 210.5866
2020-11-27 03:30 | -30 | -31.3209 | 38.8738 | 39.5108 | 45.0379 | 45.2923 | -30 | -31.0483 | -119.9443 | 119.9451 | -119.9443 | 119.9451 | 127.5345 | 164.9296 | 141.9 | 147.004 | 142.2 | 147.3721 | -176.9 | -186.2905 | -175.8 | -185.4046 | -179.4 | -189.1358 | -179.1 | -189.1709 | 196.1155 | 221.9988
2020-11-27 04:00 | -22 | -23.0868 | 49.083 | 49.3398 | 36.6629 | 37.2589 | -22 | -23.0868 | -109.2655 | 109.2789 | -109.2655 | 109.2789 | 130.2669 | 164.1509 | 141.6 | 147.1142 | 140.7 | 146.58 | -176.3 | -186.7189 | -175.3 | -185.5772 | -179.3 | -189.7823 | -179.1 | -189.8905 | 216.2731 | 224.1356
2020-11-27 04:30 | -22 | -23.4094 | 52.282 | 52.5175 | 36.4494 | 36.8347 | -21 | -22.4722 | -111.5709 | 111.571 | -111.5709 | 111.571 | 121.9729 | 164.9707 | 142.2 | 147.1383 | 140.7 | 146.0051 | -176.3 | -185.974 | -175.8 | -185.532 | -180.1 | -190.0859 | -179.6 | -189.848 | 229.2147 | 247.6253
2020-11-27 05:00 | -22 | -23.0868 | 52.2863 | 52.4135 | 40.1637 | 40.5036 | -22 | -23.4094 | -120.0197 | 120.0205 | -120.0197 | 120.0205 | 119.3122 | 152.1822 | 141.3 | 146.9896 | 140.7 | 146.2481 | -174.8 | -185.0065 | -175.5 | -185.7625 | -179.5 | -190.0369 | -179 | -189.6023 | 250.1913 | 254.3557
2020-11-27 05:30 | -23 | -24.3516 | 58.5493 | 58.5493 | 38.6065 | 39.0392 | -23 | -24.3516 | -124.0038 | 124.0046 | -124.0038 | 124.0046 | 102.6611 | 140.7402 | 140.7 | 145.3824 | 139.8 | 145.0577 | -175.6 | -184.5271 | -176.7 | -185.3192 | -180.9 | -189.8318 | -180.5 | -189.5591 | 264.2243 | 267.6713
2020-11-27 06:00 | -33 | -33.7343 | 49.5558 | 49.5895 | 49.9822 | 50.12 | -33 | -33.7343 | -145.2523 | 145.3081 | -145.2523 | 145.3081 | 82.4133 | 129.1708 | 139.8 | 143.7811 | 139.5 | 143.4195 | -175.3 | -182.429 | -176.8 | -183.6798 | -181.3 | -188.3638 | -180.8 | -188.0466 | 273.5351 | 283.0359
2020-11-27 06:30 | -43 | -44.3847 | 37.4683 | 37.4729 | 62.0803 | 62.1176 | -43 | -44.3847 | -168.0549 | 168.4114 | -168.0549 | 168.4114 | 69.861 | 111.3229 | 138.9 | 141.8543 | 139.8 | 143.1098 | -172.9 | -178.3139 | -176.9 | -183.0696 | -181.2 | -187.6563 | -180.9 | -187.4975 | 289.7491 | 293.2107
2020-11-27 07:00 | -43 | -44.643 | 31.1318 | 31.4977 | 67.5451 | 68.3556 | -44 | -45.3542 | -174.1837 | 175.3325 | -174.1837 | 175.3325 | 64.5229 | 104.3005 | 139.5 | 141.8658 | 139.8 | 142.1608 | -174.8 | -179.2738 | -178.5 | -183.7477 | -183 | -188.4039 | -182.7 | -188.2082 | 285.7703 | 288.9839
2020-11-27 07:30 | -45 | -47.1275 | 28.1536 | 28.483 | 60.5972 | 61.1736 | -46 | -48.0833 | -162.6164 | 163.4744 | -162.6164 | 163.4744 | 79.2023 | 102.0215 | 139.8 | 142.1608 | 138.6 | 140.9263 | -174.2 | -178.6222 | -178.8 | -184.4493 | -183.4 | -189.277 | -183 | -188.9641 | 291.5675 | 295.6069
2020-11-27 08:00 | -39 | -42.5441 | 32.8252 | 33.5619 | 49.285 | 50.5862 | -39 | -42.5441 | -149.8618 | 151.0539 | -149.8618 | 151.0539 | 79.5683 | 103.7421 | 138.9 | 141.2213 | 139.2 | 141.4626 | -173.2 | -177.5146 | -178.3 | -183.8421 | -183 | -188.7662 | -182.6 | -188.4524 | 288.9668 | 292.3683
2020-11-27 08:30 | -40 | -43.8634 | 21.3396 | 23.1686 | 54.1985 | 55.8657 | -39 | -42.9535 | -151.6243 | 152.969 | -151.6243 | 152.969 | -127.4389 | 129.8125 | 138.3 | 140.5771 | 138.9 | 141.2213 | -172.9 | -177.2439 | -177.8 | -183.2599 | -182.9 | -188.6938 | -182.2 | -188.0154 | 186.0182 | 196.2044
2020-11-27 09:00 | -48 | -51.6236 | 16.1009 | 19.696 | 58.557 | 60.1633 | -48 | -52 | -153.3631 | 154.4865 | -153.3631 | 154.4865 | 107.132 | 124.847 | 138 | 139.9698 | 138.9 | 141.0096 | -172.9 | -176.8566 | -178 | -183.1909 | -182.2 | -187.4846 | -181.9 | -187.3596 | 292.1337 | 294.3765
2020-11-27 09:30 | -49 | -52.5547 | 10.8571 | 13.8562 | 62.527 | 63.7238 | -49 | -52.5547 | -155.7193 | 156.6229 | -155.7193 | 156.6229 | 105.3522 | 126.1586 | 140.1 | 142.4018 | 138 | 140.3362 | -173.6 | -178.015 | -179.1 | -184.7401 | -183.6 | -189.3724 | -183.6 | -189.6199 | 300.7984 | 302.0057
2020-11-27 10:00 | -66 | -68.4105 | -4.3976 | 7.9943 | 75.8068 | 76.6554 | -65 | -67.4463 | -174.4165 | 175.6766 | -174.4165 | 175.6766 | 111.5035 | 130.4287 | 138.3 | 140.8538 | 137.1 | 139.91 | -171.4 | -176.2355 | -178.4 | -184.2851 | -183.1 | -189.1861 | -182.3 | -188.4372 | 323.4037 | 323.5301
2020-11-27 10:30 | -70 | -72.0347 | -3.557 | 7.4579 | 76.9959 | 78.5221 | -68 | -70.0928 | -174.9656 | 177.5737 | -174.9656 | 177.5737 | 99.8189 | 121.4689 | 137.1 | 139.8505 | 136.5 | 139.5052 | -172.4 | -177.5135 | -179.5 | -185.0547 | -184.1 | -189.8572 | -184 | -189.8831 | 330.3955 | 330.4115
2020-11-27 11:00 | -68 | -70.0928 | -9.2845 | 11.2145 | 82.0585 | 83.1952 | -68 | -70.0928 | -183.2654 | 185.6332 | -183.2654 | 185.6332 | 86.3857 | 112.6246 | 137.1 | 140.1543 | 137.4 | 140.264 | -170.5 | -175.937 | -178.9 | -184.6944 | -183.1 | -189.0112 | -182.8 | -188.8204 | 314.5391 | 314.7321
2020-11-27 11:30 | -80 | -81.5843 | -12.6137 | 12.8261 | 90.0724 | 90.451 | -80 | -81.7863 | -194.5611 | 196.0147 | -194.5611 | 196.0147 | 77.0042 | 103.2702 | 136.2 | 138.9683 | 137.1 | 139.7334 | -169.9 | -174.5223 | -179.5 | -184.8857 | -184.5 | -189.9785 | -184.1 | -189.7357 | 353.1677 | 353.2292
2020-11-27 12:00 | -81 | -82.3772 | -9.2089 | 9.4093 | 93.7081 | 94.2022 | -80 | -81.3941 | -200.459 | 202.588 | -200.459 | 202.588 | 57.0047 | 93.1724 | 136.2 | 138.5117 | 135.9 | 138.3836 | -169.7 | -174.0346 | -180.6 | -185.7182 | -185.3 | -190.5918 | -185.3 | -190.7095 | 357.5198 | 359.0176
2020-11-27 12:30 | -75 | -76.1183 | 1.8029 | 5.2005 | 86.3592 | 86.5323 | -75 | -76.1183 | -188.8918 | 190.6357 | -188.8918 | 190.6357 | 47.9892 | 82.6132 | 135.9 | 138.0029 | 134.7 | 136.8743 | -168.7 | -172.4153 | -178.1 | -182.5366 | -182.4 | -186.9732 | -182.2 | -186.7468 | 363.3514 | 363.3588
2020-11-27 13:00 | -90 | -90.6697 | -11.1291 | 13.6372 | 106.1316 | 106.4442 | -90 | -90.7965 | -210.4517 | 213.1498 | -210.4517 | 213.1498 | 42.804 | 73.4677 | 135.9 | 137.5129 | 136.2 | 137.8094 | -170.1 | -173.3289 | -180.1 | -184.4237 | -184.7 | -189.1959 | -184.7 | -189.2611 | 369.1041 | 369.1329
2020-11-27 13:30 | -89 | -89.56 | 5.7056 | 12.0704 | 106.3941 | 106.7607 | -89 | -89.6772 | -212.7035 | 215.5787 | -212.7035 | 215.5787 | 28.1142 | 63.011 | 134.1 | 135.9252 | 134.1 | 136.0245 | -166 | -169.4061 | -177.3 | -181.5172 | -181.9 | -186.1819 | -181.8 | -186.127 | 381.0753 | 381.0856
2020-11-27 14:00 | -92 | -92.5419 | 9.6413 | 18.9513 | 111.0178 | 111.2547 | -91 | -91.5478 | -228.819 | 231.5935 | -228.819 | 231.5935 | 20.704 | 62.1966 | 135 | 136.3166 | 135.3 | 136.6555 | -169.7 | -172.1265 | -179 | -182.2004 | -183.1 | -186.3777 | -183.9 | -187.2385 | 378.4053 | 378.4071
2020-11-27 14:30 | -89 | -89.4539 | 24.5916 | 31.0968 | 110.8325 | 111.232 | -89 | -89.4539 | -238.3128 | 242.2614 | -238.3128 | 242.2614 | 5.4754 | 58.9527 | 135.9 | 136.7924 | 135.9 | 136.8622 | -169.8 | -171.5584 | -180.8 | -183.2232 | -185.8 | -188.3029 | -185.3 | -187.7934 | 398.0787 | 398.0788
2020-11-27 15:00 | -89 | -89.1403 | 25.564 | 32.5962 | 106.6188 | 106.8306 | -87 | -87.2066 | -239.0769 | 242.5563 | -239.0769 | 242.5563 | -40.0055 | 66.1735 | 134.1 | 134.8709 | 133.5 | 134.2744 | -167.9 | -169.3876 | -179.8 | -181.9365 | -184.1 | -186.293 | -184.2 | -186.3461 | 410.5739 | 410.7561
2020-11-27 15:30 | -88 | -88.0909 | 27.479 | 35.9646 | 110.5392 | 110.6465 | -89 | -89.0898 | -251.3237 | 254.3413 | -251.3237 | 254.3413 | -64.9854 | 86.083 | 133.5 | 134.0933 | 133.8 | 134.2352 | -167.3 | -168.2979 | -180 | -181.6062 | -184.9 | -186.5691 | -185 | -186.6882 | 459.9015 | 459.9385
2020-11-27 16:00 | -70 | -70.4557 | 61.1803 | 73.0371 | 92.5191 | 92.6301 | -70 | -70.3491 | -232.5405 | 234.2361 | -232.5405 | 234.2361 | -82.102 | 104.6076 | 135 | 136.6236 | 134.4 | 136.1726 | -168 | -170.8726 | -180.9 | -182.7589 | -185.5 | -187.3833 | -185.2 | -187.0581 | 448.7892 | 448.7917
2020-11-27 16:30 | -58 | -58.0086 | 74.3638 | 85.141 | 86.3465 | 86.417 | -58 | -58.0086 | -225.3791 | 226.9105 | -225.3791 | 226.9105 | -93.0926 | 116.3605 | 133.8 | 135.4848 | 134.1 | 135.8285 | -166.8 | -169.5297 | -182.3 | -184.1448 | -187 | -188.8543 | -187 | -188.8126 | 492.04 | 492.0633
2020-11-27 17:00 | -51 | -51.0098 | 83.103 | 91.8177 | 81.0317 | 81.0321 | -51 | -51 | -223.428 | 225.7345 | -223.428 | 225.7345 | -111.116 | 130.3849 | 132.9 | 134.4114 | 132 | 133.6132 | -166.4 | -168.9599 | -182.8 | -184.5152 | -187.6 | -189.3386 | -187.2 | -188.8225 | 486.5829 | 486.6002
2020-11-27 17:30 | -27 | -28.1603 | 119.787 | 124.8919 | 49.4452 | 50.4811 | -27 | -28.1603 | -181.409 | 185.5711 | -181.409 | 185.5711 | -114.8732 | 133.1005 | 133.5 | 135.1885 | 133.8 | 135.5804 | -167.3 | -170.1661 | -182.9 | -184.8241 | -187.4 | -189.3493 | -187.5 | -189.3774 | 468.9616 | 468.9699
2020-11-27 18:00 | 4 | 14.5602 | 150.8944 | 154.1126 | 21.5862 | 26.913 | 4 | 14.5602 | -145.0871 | 151.3142 | -145.0871 | 151.3142 | -111.7058 | 129.4607 | 134.1 | 136.0751 | 135.3 | 137.3086 | -167.8 | -171.2099 | -183 | -185.2992 | -187.6 | -189.8589 | -187.6 | -190.0196 | 452.047 | 452.0842
2020-11-27 18:30 | 15 | 21.9317 | 155.3788 | 155.7761 | 15.4288 | 38.5346 | 15 | 21.9317 | -129.2375 | 146.7845 | -129.2375 | 146.7845 | -96.845 | 114.0731 | 133.8 | 135.5323 | 134.1 | 135.9252 | -167.4 | -170.4311 | -180.9 | -183.2735 | -185.7 | -188.06 | -185.6 | -188.0089 | 445.3936 | 446.4087
2020-11-27 19:00 | 29 | 44.6878 | 164.2398 | 164.4835 | 3.1511 | 36.3413 | 29 | 44.6878 | -109.6663 | 128.5682 | -109.6663 | 128.5682 | -92.7186 | 109.1694 | 133.2 | 134.94 | 134.1 | 135.8285 | -168.5 | -171.4375 | -181.6 | -183.9645 | -186.1 | -188.4016 | -186.1 | -188.455 | 422.9813 | 424.4533
2020-11-27 19:30 | 28 | 44.8219 | 164.5231 | 164.6257 | 1.2557 | 36.5564 | 29 | 45.4533 | -106.4109 | 124.3485 | -106.4109 | 124.3485 | -80.4044 | 100.0343 | 133.8 | 135.7794 | 134.7 | 136.6664 | -168.4 | -171.6803 | -181 | -183.5022 | -185.7 | -188.3862 | -185.3 | -188.0402 | 415.6069 | 417.384
2020-11-27 20:00 | 37 | 53.0377 | 170.6057 | 170.6085 | -7.6807 | 40.4827 | 37 | 53.0377 | -90.5755 | 112.8278 | -90.5755 | 112.8278 | -63.4596 | 86.1097 | 134.4 | 136.4736 | 134.4 | 136.4736 | -167.7 | -171.212 | -178.9 | -181.532 | -183.6 | -186.2521 | -183.5 | -186.2865 | 405.9523 | 408.5229
2020-11-27 20:30 | 24 | 44.1022 | 150.3284 | 150.3606 | 5.2846 | 38.2461 | 23 | 43.566 | -103.5969 | 120.2648 | -103.5969 | 120.2648 | -41.8926 | 70.5897 | 135.3 | 136.339 | 135.3 | 136.4143 | -169.2 | -171.2165 | -180 | -183.0181 | -184.3 | -187.3378 | -184 | -187.0427 | 399.6347 | 403.2158
2020-11-27 21:00 | 17 | 31.0644 | 136.4011 | 136.4206 | 7.9394 | 26.7822 | 16 | 30.5287 | -104.1587 | 111.4293 | -104.1587 | 111.4293 | -26.041 | 59.6233 | 135.9 | 136.898 | 135.6 | 136.4944 | -170.9 | -172.9577 | -179 | -181.8731 | -183.5 | -186.426 | -183.5 | -186.4792 | 370.7272 | 373.352
2020-11-27 21:30 | 23 | 33.9706 | 135.101 | 135.1097 | 0.42888 | 23.1983 | 23 | 33.2415 | -92.0286 | 98.4126 | -92.0286 | 98.4126 | 1.9952 | 55.1624 | 136.2 | 137.4239 | 135.9 | 137.2079 | -171.2 | -173.7742 | -179 | -182.4669 | -183.6 | -187.2321 | -183.3 | -186.9576 | 348.5945 | 352.4364
2020-11-27 22:00 | 26 | 34.7131 | 129.7705 | 129.7724 | -2.8367 | 19.6976 | 26 | 34.0588 | -77.5726 | 82.1612 | -77.5726 | 82.1612 | 30.4289 | 72.4144 | 136.8 | 138.3573 | 136.8 | 138.3573 | -171.2 | -173.9394 | -177.5 | -181.0159 | -182.1 | -185.6828 | -181.9 | -185.5259 | 322.4151 | 327.1071
2020-11-27 22:30 | 10 | 22.3607 | 109.1295 | 109.1308 | 9.8 | 18.3945 | 9 | 21.0238 | -95.1322 | 97.7898 | -95.1322 | 97.7898 | 90.9403 | 116.7741 | 135.9 | 137.75 | 135.6 | 137.5035 | -169.7 | -172.9171 | -179.1 | -183.2971 | -183.7 | -187.9965 | -183.5 | -187.9923 | 332.1224 | 338.4139
2020-11-27 23:00 | 4 | 21.3776 | 97.306 | 97.4679 | 16.7104 | 24.5477 | 2 | 21.095 | -107.5573 | 110.5567 | -107.5573 | 110.5567 | 115.6329 | 158.7357 | 135 | 136.3585 | 135.3 | 136.7849 | -169.1 | -171.6539 | -178 | -180.731 | -183.3 | -186.1764 | -182.8 | -185.7904 | 318.2495 | 327.4824
2020-11-27 23:30 | -3 | -16.2788 | 89.5143 | 89.5504 | 19.3256 | 22.9398 | -3 | -16.2788 | -107.7108 | 109.9217 | -107.7108 | 109.9217 | 98.7895 | 150 | 135.6 | 137.0379 | 135 | 136.4881 | -169.1 | -171.7124 | -176 | -178.7616 | -180.4 | -183.164 | -180.4 | -183.2235 | 315.7435 | 323.6512
2020-11-28 | -11 | -18.6011 | 73.8414 | 74.3242 | 27.9921 | 31.4777 | -11 | -19.4165 | -111.8046 | 114.3678 | -111.8046 | 114.3678 | 110.854 | 160.8834 | 137.7 | 138.9107 | 137.1 | 138.4379 | -171.1 | -173.5305 | -177.5 | -180.487 | -182.2 | -185.2722 | -181.9 | -185.1242 | 296.7635 | 308.2615
2020-11-28 00:30 | -24 | -25.632 | 55.67 | 55.6724 | 42.1431 | 42.2826 | -25 | -26.5707 | -131.4352 | 131.5037 | -131.4352 | 131.5037 | 99.0332 | 133.6736 | 137.4 | 138.9505 | 138.3 | 139.8853 | -173.8 | -176.6494 | -176.1 | -179.0921 | -180 | -183.1091 | -179.8 | -183.0612 | 283.1672 | 287.9912
2020-11-28 01:00 | -26 | -26.3059 | 56.7053 | 56.7629 | 36.4459 | 37.2723 | -26 | -26.4764 | -128.435 | 128.6183 | -128.435 | 128.6183 | 91.1793 | 129.2744 | 140.1 | 142.4558 | 139.8 | 142.1066 | -174.6 | -179.1763 | -175.2 | -179.5976 | -179.3 | -183.8392 | -179 | -183.7859 | 237.8942 | 242.198
2020-11-28 01:30 | -23 | -23.0868 | 53.1241 | 53.3869 | 35.722 | 37.7551 | -23 | -23.3452 | -127.0561 | 127.8674 | -127.0561 | 127.8674 | 96.9534 | 133.8639 | 138.9 | 141.3866 | 139.5 | 142.0322 | -174 | -178.5834 | -173.7 | -178.2911 | -178 | -182.7059 | -177.6 | -182.4299 | 221.5799 | 227.2387
2020-11-28 02:00 | -5 | -8.6023 | 62.285 | 62.3497 | 24.8653 | 25.7659 | -5 | -9.434 | -109.7951 | 110.1572 | -109.7951 | 110.1572 | 101.1676 | 140.227 | 140.4 | 143.3234 | 138.6 | 141.9377 | -173.2 | -179.3854 | -172.3 | -178.232 | -176.5 | -182.6249 | -176.2 | -182.4902 | 208.2002 | 213.239
2020-11-28 02:30 | -5 | -9.434 | 60.5993 | 60.776 | 23.4562 | 24.2676 | -4 | -8.9443 | -105.3454 | 105.471 | -105.3454 | 105.471 | 102.2889 | 139.7739 | 140.4 | 143.8903 | 139.8 | 142.92 | -174.5 | -181.1683 | -172.6 | -179.1233 | -176.3 | -183.0096 | -176.3 | -183.2258 | 189.1403 | 197.3818
2020-11-28 03:00 | -10 | -11.6619 | 56.8005 | 56.9531 | 26.1101 | 27.0454 | -15 | -16.5529 | -96.0115 | 96.1049 | -96.0115 | 96.1049 | 101.0366 | 146.2601 | 140.7 | 144.183 | 141.3 | 144.7686 | -175 | -181.6767 | -173.5 | -179.9907 | -177.6 | -184.3156 | -177.2 | -184.1191 | 175.6174 | 199.8627
2020-11-28 03:30 | -18 | -18.9737 | 52.5849 | 52.6664 | 31.4163 | 32.4335 | -19 | -19.6469 | -115.235 | 115.562 | -115.235 | 115.562 | 106.332 | 143.6555 | 143.1 | 146.9917 | 143.1 | 146.526 | -178.2 | -185.0009 | -175.9 | -182.5438 | -179.7 | -186.4996 | -179.6 | -186.7007 | 182.4854 | 191.5753
2020-11-28 04:00 | -13 | -15.2643 | 53.851 | 54.1163 | 29.4886 | 30.0777 | -14 | -16.1245 | -110.1888 | 110.2809 | -110.1888 | 110.2809 | 110.467 | 147.6106 | 141.6 | 145.4629 | 141.3 | 145.0344 | -176.3 | -183.3901 | -173.6 | -180.4373 | -178.1 | -185.2307 | -177.7 | -185.0123 | 186.7005 | 195.7598
2020-11-28 04:30 | -15 | -16.1555 | 55.2138 | 55.2871 | 28.9337 | 30.1922 | -15 | -16.1555 | -109.9073 | 110.2352 | -109.9073 | 110.2352 | 103.7802 | 141.9661 | 140.7 | 144.4499 | 141.3 | 145.0344 | -175.3 | -182.2912 | -173.1 | -179.9289 | -177.2 | -184.2829 | -176.7 | -183.9961 | 190.0729 | 197.7985
2020-11-28 05:00 | -22 | -22.3607 | 47.1803 | 47.2151 | 37.0372 | 38.2638 | -22 | -22.561 | -126.3219 | 126.6734 | -126.3219 | 126.6734 | 110.6951 | 146.7943 | 141.9 | 145.4196 | 141 | 144.6078 | -176 | -182.8014 | -174.4 | -181.2342 | -178.8 | -185.8765 | -178.1 | -185.3687 | 203.2845 | 210.7598
2020-11-28 05:30 | -33 | -33 | 39.4785 | 39.6307 | 46.5991 | 48.3234 | -33 | -33 | -131.049 | 131.4778 | -131.049 | 131.4778 | 101.6774 | 137.3774 | 142.2 | 145.7123 | 142.2 | 145.7123 | -174.3 | -180.7355 | -173.4 | -179.921 | -177.9 | -184.6047 | -177.2 | -183.9416 | 206.3436 | 213.4339
2020-11-28 06:00 | -29 | -29.0689 | 37.7725 | 37.8481 | 46.6874 | 48.051 | -29 | -29.0689 | -129.3423 | 129.5572 | -129.3423 | 129.5572 | 97.3589 | 133.9978 | 140.4 | 143.507 | 141.3 | 144.5122 | -178 | -184.3844 | -176.4 | -182.6833 | -180.7 | -187.1735 | -180.4 | -187.1742 | 216.4102 | 219.4326
2020-11-28 06:30 | -47 | -47 | 30.5974 | 31.8057 | 57.6165 | 59.5634 | -46 | -46 | -169.6256 | 170.637 | -169.6256 | 170.637 | 99.8643 | 121.0464 | 141.6 | 144.5592 | 140.4 | 143.507 | -176.2 | -181.757 | -176.5 | -184.1141 | -180.5 | -188.3187 | -180.4 | -188.4816 | 238.5318 | 241.1573
2020-11-28 07:00 | -32 | -32.3883 | 38.3858 | 38.4556 | 49.9311 | 50.6 | -32 | -32.3883 | -152.7169 | 152.7911 | -152.7169 | 152.7911 | 82.9973 | 106.1391 | 139.8 | 141.6956 | 139.2 | 141.1037 | -174.6 | -178.4773 | -175.3 | -180.86 | -180 | -185.7874 | -179.2 | -185.1851 | 258.6944 | 260.7123
2020-11-28 07:30 | -18 | -20.1246 | 47.053 | 47.3663 | 32.338 | 32.5891 | -18 | -20.1246 | -128.2115 | 128.2324 | -128.2115 | 128.2324 | 94.6555 | 120.1605 | 139.8 | 141.5049 | 139.8 | 141.5517 | -174.3 | -177.7793 | -175.6 | -181.1018 | -179.7 | -185.3463 | -179.6 | -185.5169 | 269.5697 | 269.7128
2020-11-28 08:00 | -11 | -21.9545 | 45.6236 | 48.6028 | 26.9137 | 30.937 | -11 | -21.9545 | -132.5071 | 134.4998 | -132.5071 | 134.4998 | 99.8313 | 120.8753 | 140.7 | 142.4877 | 140.1 | 141.9431 | -174.3 | -177.9992 | -176.9 | -182.4357 | -180.6 | -186.3169 | -181.1 | -187.0995 | 268.3148 | 270.2819
2020-11-28 08:30 | -22 | -29.0689 | 62.282 | 63.0293 | 34.2329 | 37.0055 | -22 | -29.0689 | -139.135 | 140.6991 | -139.135 | 140.6991 | 78.7714 | 103.6113 | 140.1 | 141.7099 | 140.1 | 141.6651 | -175.1 | -178.5442 | -175.8 | -180.935 | -180.4 | -185.8074 | -179.8 | -185.2973 | 284.7792 | 288.4617
2020-11-28 09:00 | -24 | -30.6105 | 47.1639 | 47.3682 | 39.21 | 39.5651 | -26 | -32.2025 | -142.3359 | 142.6042 | -142.3359 | 142.6042 | 64.9875 | 94.734 | 139.8 | 141.3242 | 139.8 | 141.3242 | -174.8 | -177.9587 | -178.9 | -183.673 | -182.8 | -187.7209 | -182.6 | -187.7099 | 322.206 | 325.0685
2020-11-28 09:30 | -23 | -24.6982 | 52.1408 | 52.159 | 40.923 | 41.1013 | -25 | -26.5707 | -148.1777 | 148.2195 | -148.1777 | 148.2195 | 74.6919 | 100.8882 | 134.1 | 135.7343 | 135 | 136.7171 | -169.1 | -172.2708 | -172.4 | -176.5814 | -176.4 | -180.7031 | -176.6 | -181.0513 | 328.4273 | 330.5912
2020-11-28 10:00 | -40 | -40.05 | 37.0624 | 37.947 | 58.3121 | 58.8476 | -43 | -43.1045 | -162.1094 | 162.1136 | -162.1094 | 162.1136 | 77.876 | 91.6653 | 140.4 | 142.1915 | 139.5 | 141.6524 | -172.3 | -175.8789 | -178.3 | -184.493 | -182.6 | -188.9312 | -182.5 | -188.9896 | 338.3652 | 339.3432
2020-11-28 10:30 | -56 | -56 | 22.7744 | 23.7967 | 70.6584 | 70.9263 | -56 | -56 | -181.4073 | 181.4334 | -181.4073 | 181.4334 | 68.9102 | 84.5925 | 138.6 | 140.3195 | 138.3 | 140.1183 | -172.2 | -175.6614 | -177.2 | -183.2505 | -181.5 | -187.6634 | -181.1 | -187.4112 | 337.3994 | 338.1324
2020-11-28 11:00 | -62 | -62.0322 | 15.8991 | 17.4517 | 74.3757 | 74.676 | -61 | -61.0328 | -196.1477 | 196.1531 | -196.1477 | 196.1531 | 92.2193 | 104.9235 | 138.3 | 139.9766 | 138 | 139.7269 | -172.5 | -175.9555 | -178.2 | -184.0956 | -182.2 | -188.2437 | -181.8 | -188.184 | 351.0568 | 351.7307
2020-11-28 11:30 | -47 | -47.0106 | 22.9185 | 23.0601 | 60.0469 | 60.3387 | -47 | -47.0106 | -175.1715 | 175.1723 | -175.1715 | 175.1723 | 104.1139 | 119.8035 | 138.9 | 140.9074 | 138.3 | 140.4628 | -172.8 | -176.5102 | -178.6 | -184.9897 | -182.9 | -189.5061 | -182.5 | -189.3315 | 341.9073 | 342.3325
2020-11-28 12:00 | -50 | -50 | 18.7349 | 18.8298 | 62.3068 | 62.5149 | -51 | -51.0882 | -166.186 | 166.2035 | -166.186 | 166.2035 | 106.1214 | 121.0224 | 139.5 | 141.6006 | 139.5 | 141.7048 | -173.3 | -177.332 | -178.6 | -185.3594 | -182.5 | -189.4384 | -182.4 | -189.5855 | 345.2343 | 345.8743
2020-11-28 12:30 | -60 | -60.0333 | 9.7699 | 10.1475 | 72.0455 | 72.1435 | -58 | -58.0775 | -173.9506 | 174.084 | -173.9506 | 174.084 | 109.8834 | 122.6788 | 135.9 | 138.9181 | 136.5 | 139.5052 | -170.8 | -175.936 | -177.1 | -184.9467 | -181.5 | -189.5924 | -181.1 | -189.5016 | 344.9416 | 346.2024
2020-11-28 13:00 | -59 | -59.0339 | 17.535 | 17.5905 | 77.7867 | 77.8841 | -58 | -58.0345 | -167.3722 | 167.5955 | -167.3722 | 167.5955 | 92.7616 | 108.9894 | 138.3 | 141.4531 | 138.3 | 141.5803 | -171.9 | -177.5415 | -178.1 | -186.3401 | -182.3 | -190.8252 | -181.8 | -190.6463 | 311.3844 | 312.8023
2020-11-28 13:30 | -62 | -62 | 5.8587 | 6.0559 | 78.1682 | 78.3882 | -62 | -62 | -185.6985 | 185.8733 | -185.6985 | 185.8733 | 78.2023 | 94.2812 | 135.6 | 138.6873 | 135.3 | 138.394 | -168.9 | -174.0921 | -176.2 | -183.9985 | -181.2 | -189.2763 | -181.1 | -189.3179 | 331.9479 | 333.5474
2020-11-28 14:00 | -45 | -45.2769 | 22.4616 | 23.3718 | 58.6951 | 58.7695 | -45 | -45.2769 | -161.2226 | 161.7636 | -161.2226 | 161.7636 | 93.3708 | 114.6658 | 140.1 | 142.1918 | 140.1 | 142.2433 | -173.9 | -178.0034 | -178.4 | -185.2592 | -182.7 | -189.6043 | -182.4 | -189.5855 | 332.3645 | 334.997
2020-11-28 14:30 | -45 | -45.1774 | 20.3348 | 21.0596 | 62.554 | 62.6415 | -44 | -44.1814 | -162.5189 | 162.9184 | -162.5189 | 162.9184 | 92.5025 | 113.2974 | 134.7 | 137.0925 | 134.1 | 136.6163 | -168.1 | -172.4302 | -171.3 | -178.2531 | -175.8 | -183.0482 | -175.6 | -183.0526 | 318.687 | 319.9208
2020-11-28 15:00 | -44 | -44.1814 | 16.6805 | 19.4203 | 53.2936 | 53.3289 | -42 | -42.19 | -151.5202 | 152.0599 | -151.5202 | 152.0599 | 117.098 | 133.773 | 138.3 | 140.316 | 138 | 140.0203 | -172.9 | -176.9124 | -174.7 | -181.1309 | -178.9 | -185.6752 | -178.1 | -184.9854 | 295.4741 | 296.1881
2020-11-28 15:30 | -44 | -44.1022 | 25.3893 | 26.1862 | 59.1259 | 59.1816 | -44 | -44.1022 | -163.3915 | 163.7326 | -163.3915 | 163.7326 | 102.6308 | 121.8877 | 133.5 | 135.8023 | 133.2 | 135.5628 | -165.7 | -169.7589 | -170.1 | -176.77 | -174.4 | -181.3161 | -173.9 | -181.0284 | 300.9964 | 302.29
2020-11-28 16:00 | -53 | -53.2353 | 22.9583 | 23.8751 | 67.6483 | 67.6538 | -52 | -52.2398 | -169.686 | 170.1534 | -169.686 | 170.1534 | 93.9172 | 111.5304 | 133.5 | 135.2361 | 133.8 | 135.5804 | -168.4 | -171.6998 | -173.7 | -179.6622 | -178.1 | -184.2227 | -177.7 | -184.0614 | 364.2866 | 365.197
2020-11-28 16:30 | -40 | -40.1123 | 34.2506 | 34.5806 | 53.9161 | 54.1633 | -40 | -40.1123 | -156.287 | 156.4737 | -156.287 | 156.4737 | 84.2313 | 110.5022 | 132.9 | 135.3243 | 133.2 | 135.5628 | -166.8 | -170.7897 | -172.1 | -178.8306 | -176.8 | -183.7887 | -176.6 | -183.8444 | 370.208 | 371.4322
2020-11-28 17:00 | -34 | -34.2345 | 42.4614 | 42.8838 | 50.9623 | 51.0375 | -34 | -34.3657 | -163.0842 | 163.3026 | -163.0842 | 163.3026 | 92.4365 | 120.8199 | 134.7 | 137.3207 | 133.8 | 136.438 | -166.9 | -171.4875 | -173.4 | -180.6881 | -177.7 | -185.2083 | -177.3 | -185.0235 | 393.0045 | 394.1818
2020-11-28 17:30 | -45 | -45.0999 | 38.6114 | 38.7888 | 53.6118 | 53.9574 | -44 | -44.1022 | -171.7399 | 171.7738 | -171.7399 | 171.7738 | 87.7723 | 113.2526 | 132.9 | 135.3243 | 133.8 | 136.3219 | -167.1 | -171.4331 | -172.6 | -179.448 | -177 | -184.0084 | -177.2 | -184.5368 | 381.436 | 382.3038
2020-11-28 18:00 | -29 | -29.4279 | 41.008 | 41.669 | 52.3562 | 52.4169 | -30 | -30.4138 | -161.3791 | 161.6366 | -161.3791 | 161.6366 | 118.0186 | 149.6217 | 134.7 | 137.1486 | 133.8 | 136.438 | -167.8 | -172.049 | -174.6 | -181.5632 | -178.5 | -185.6154 | -178.4 | -185.7681 | 366.8157 | 366.919
2020-11-28 18:30 | -28 | -28.1603 | 49.3214 | 49.8029 | 45.4177 | 45.5526 | -29 | -29.2746 | -159.5566 | 159.6593 | -159.5566 | 159.6593 | 105.9648 | 125.3388 | 133.8 | 136.497 | 134.1 | 136.7911 | -168.1 | -172.7474 | -173.9 | -180.7531 | -178.2 | -185.2447 | -177.9 | -185.2322 | 394.266 | 394.5474
2020-11-28 19:00 | -42 | -42.0476 | 39.3126 | 39.7775 | 57.519 | 57.6465 | -41 | -41.1096 | -167.7052 | 167.8154 | -167.7052 | 167.8154 | 116.0077 | 130.233 | 134.7 | 137.037 | 134.7 | 136.9821 | -166.7 | -170.6278 | -173 | -179.4233 | -177.4 | -183.9897 | -177 | -183.7913 | 400.591 | 400.8727
2020-11-28 19:30 | -40 | -40.1995 | 46.6214 | 46.8894 | 53.5035 | 53.5829 | -40 | -40.1123 | -173.357 | 173.5003 | -173.357 | 173.5003 | 103.3222 | 122.5483 | 134.7 | 137.2053 | 134.1 | 136.7911 | -167.3 | -171.854 | -173.1 | -179.9836 | -177 | -184.0084 | -177.3 | -184.656 | 387.2911 | 388.003
2020-11-28 20:00 | -40 | -40.05 | 39.283 | 39.6433 | 59.566 | 59.6274 | -40 | -40.1123 | -168.7316 | 169.0058 | -168.7316 | 169.0058 | 109.2222 | 130.4561 | 134.1 | 136.8506 | 134.1 | 136.9108 | -169.5 | -174.2713 | -174.9 | -181.8791 | -179.8 | -187.2242 | -178.7 | -186.3939 | 368.1241 | 369.6526
2020-11-28 20:30 | -44 | -44.0454 | 35.5334 | 35.7208 | 62.1673 | 62.3559 | -44 | -44.0454 | -182.9262 | 182.9263 | -182.9262 | 182.9263 | 98.3576 | 124.7075 | 134.7 | 137.8711 | 135.6 | 138.9441 | -169.4 | -174.8692 | -173.5 | -180.3957 | -177.7 | -184.86 | -177.1 | -184.3803 | 336.8969 | 338.6865
2020-11-28 21:00 | -39 | -39.1152 | 37.3988 | 38.0007 | 57.3668 | 57.469 | -39 | -39.2046 | -172.9693 | 172.975 | -172.9693 | 172.975 | 91.795 | 126.4763 | 132.6 | 135.9513 | 132.3 | 135.7927 | -164.2 | -169.9414 | -167.8 | -174.8053 | -172.3 | -179.492 | -171.9 | -179.2208 | 305.6717 | 306.3663
2020-11-28 21:30 | -24 | -24.1868 | 51.2097 | 51.9212 | 40.3205 | 40.4899 | -25 | -25.318 | -148.5987 | 148.6674 | -148.5987 | 148.6674 | 96.7389 | 132.9753 | 130.5 | 134.2479 | 130.8 | 134.6813 | -163.6 | -169.799 | -166.8 | -174.0184 | -171 | -178.301 | -171 | -178.7026 | 290.6466 | 291.5683
2020-11-28 22:00 | -23 | -23.3452 | 48.9434 | 50.0146 | 39.9285 | 40.0721 | -22 | -22.561 | -143.5096 | 143.5723 | -143.5096 | 143.5723 | 105.6906 | 134.1933 | 129 | 132.5796 | 128.4 | 132.1363 | -161.5 | -166.9477 | -164.6 | -171.2062 | -168.9 | -175.6979 | -168.3 | -175.344 | 289.3774 | 291.73
2020-11-28 22:30 | -18 | -19.3132 | 55.9597 | 56.8904 | 30.6872 | 30.9505 | -18 | -19.3132 | -129.9364 | 130.0336 | -129.9364 | 130.0336 | 101.1791 | 129.9996 | 127.5 | 130.9135 | 127.2 | 130.6899 | -158.6 | -164.0159 | -160.4 | -166.9486 | -164.2 | -170.9324 | -164.1 | -171.1171 | 262.0059 | 264.2178
2020-11-28 23:00 | -14 | -14.8661 | 47.638 | 49.0812 | 36.6928 | 36.8357 | -13 | -13.9284 | -133.8813 | 134.0828 | -133.8813 | 134.0828 | 102.814 | 129.3451 | 122.1 | 125.6603 | 123.6 | 127.3315 | -154.7 | -159.9898 | -156.6 | -163.104 | -160.8 | -167.528 | -160.3 | -167.275 | 267.6383 | 269.8718
2020-11-28 23:30 | -24 | -24.0832 | 43.7155 | 44.8656 | 39.7726 | 40.198 | -24 | -24.0832 | -143.3563 | 143.4949 | -143.3563 | 143.4949 | 85.5321 | 115.9129 | 118.5 | 121.9495 | 118.2 | 121.8015 | -147.6 | -152.2646 | -149.8 | -155.8494 | -153.6 | -159.833 | -153.2 | -159.616 | 287.3093 | 289.6667
2020-11-29 | -47 | -47.0106 | 16.1817 | 16.9021 | 63.2907 | 64.2617 | -47 | -47.0106 | -180.2744 | 180.373 | -180.2744 | 180.373 | 54.498 | 90.9112 | 102.9 | 106.9356 | 105.3 | 109.247 | -130.2 | -134.5157 | -133 | -138.6849 | -136.4 | -142.2857 | -136 | -142.3376 | 321.4511 | 323.9657
2020-11-29 00:30 | -47 | -47.0956 | 15.3528 | 16.0244 | 61.2104 | 62.4174 | -47 | -47.0956 | -168.7512 | 169.0133 | -168.7512 | 169.0133 | 55.4163 | 90.8926 | 86.4 | 92.8126 | 86.4 | 92.7034 | -109.4 | -114.7411 | -113.3 | -120.2538 | -116 | -123.2338 | -115.7 | -123.0192 | 310.2614 | 312.4694
2020-11-29 01:00 | -57 | -57.3149 | 5.8276 | 5.9447 | 69.5948 | 71.1719 | -56 | -56.3205 | -178.6467 | 179.5827 | -178.6467 | 179.5827 | 66.3933 | 96.4197 | 87.9 | 93.4754 | 87.3 | 93.0145 | -110.7 | -115.4755 | -114.7 | -121.149 | -117 | -123.6811 | -116.9 | -123.7825 | 312.1676 | 315.028
2020-11-29 01:30 | -65 | -65.7647 | -3.1261 | 4.8912 | 76.8135 | 79.0475 | -64 | -64.9384 | -178.6147 | 179.7635 | -178.6147 | 179.7635 | 63.9691 | 93.7472 | 87.6 | 93.5043 | 88.2 | 93.7576 | -110.1 | -115.1714 | -113.2 | -119.8937 | -116 | -122.9329 | -115.7 | -122.8502 | 290.6373 | 293.9151
2020-11-29 02:00 | -78 | -78.9177 | -16.962 | 17.9297 | 90.7261 | 92.7947 | -78 | -78.7718 | -199.9818 | 201.2761 | -199.9818 | 201.2761 | 63.6904 | 95.9298 | 87.6 | 93.5043 | 88.5 | 94.4524 | -110.9 | -116.3573 | -113.5 | -120.3422 | -116.3 | -123.1879 | -116.2 | -123.422 | 282.4033 | 284.8872
2020-11-29 02:30 | -80 | -80.895 | -19.9605 | 20.7754 | 91.9739 | 94.0823 | -79 | -79.7621 | -190.8512 | 191.8266 | -190.8512 | 191.8266 | 64.523 | 94.9145 | 88.8 | 94.9442 | 89.1 | 95.2248 | -113.2 | -118.636 | -114.8 | -121.9018 | -117.9 | -125.2248 | -117.5 | -125.0182 | 264.5002 | 267.6963
2020-11-29 03:00 | -80 | -81.5843 | -12.1261 | 12.8507 | 84.6625 | 86.6271 | -81 | -82.3772 | -178.4498 | 179.1235 | -178.4498 | 179.1235 | 64.045 | 97.914 | 88.5 | 95.0962 | 89.4 | 95.7183 | -112.4 | -118.302 | -113.5 | -120.8835 | -116.3 | -123.9255 | -116 | -123.818 | 256.2556 | 259.3298
2020-11-29 03:30 | -88 | -89.4427 | -19.3261 | 21.1655 | 91.4159 | 94.1659 | -87 | -88.459 | -187.3804 | 188.7207 | -187.3804 | 188.7207 | 60.4378 | 91.5727 | 88.5 | 94.8783 | 88.2 | 94.7074 | -112.4 | -118.0856 | -114.2 | -121.1688 | -117.1 | -124.2697 | -116.9 | -124.2578 | 256.4746 | 259.5009
2020-11-29 04:00 | -102 | -105.2616 | -39.8423 | 44.2533 | 111.6177 | 115.9559 | -102 | -105.019 | -215.9301 | 219.1873 | -215.9301 | 219.1873 | 53.8342 | 82.977 | 87.9 | 93.8904 | 87.9 | 93.7854 | -111.4 | -116.7988 | -113.1 | -119.8985 | -115.2 | -122.3121 | -115.2 | -122.4471 | 247.2906 | 250.7522
2020-11-29 04:30 | -88 | -90.2441 | -26.5177 | 29.5853 | 98.9558 | 102.4809 | -88 | -90.2441 | -198.2862 | 200.491 | -198.2862 | 200.491 | 59.5334 | 89.3462 | 88.2 | 94.0666 | 88.5 | 94.4524 | -111.8 | -117.3008 | -113.8 | -120.6584 | -116.4 | -123.5097 | -115.8 | -123.0794 | 258.167 | 261.4031
2020-11-29 05:00 | -94 | -97.5295 | -22.9829 | 26.1138 | 95.2625 | 98.8111 | -95 | -98.4937 | -194.1972 | 196.2903 | -194.1972 | 196.2903 | 50.755 | 87.9528 | 88.8 | 94.9442 | 89.1 | 95.3311 | -112.4 | -118.1163 | -114 | -120.9804 | -116.6 | -123.8323 | -116.6 | -123.9076 | 247.0669 | 250.3128
2020-11-29 05:30 | -97 | -100.4241 | -22.4192 | 24.6288 | 93.1098 | 96.774 | -98 | -101.1385 | -193.0863 | 195.1996 | -193.0863 | 195.1996 | 49.9781 | 87.7147 | 88.5 | 94.5576 | 88.5 | 94.6637 | -112.1 | -117.8617 | -113.6 | -120.7384 | -116.2 | -123.5915 | -115.8 | -123.3527 | 251.4092 | 254.8072
2020-11-29 06:00 | -98 | -101.1385 | -36.1406 | 40.1356 | 109.5378 | 113.6968 | -97 | -100.1699 | -216.7568 | 219.8965 | -216.7568 | 219.8965 | 49.5652 | 86.7233 | 87.3 | 92.5076 | 88.2 | 93.3574 | -111.2 | -115.4671 | -115 | -119.5587 | -117.3 | -121.9899 | -116.3 | -121.1525 | 261.2401 | 274.4521
2020-11-29 06:30 | -83 | -87.9204 | -26.3085 | 32.7668 | 95.817 | 101.7948 | -82 | -86.977 | -196.1801 | 200.9211 | -196.1801 | 200.9211 | 47.4751 | 85.7156 | 88.2 | 92.2401 | 88.8 | 92.7272 | -111.8 | -114.7834 | -114.8 | -118.1417 | -118.2 | -121.6344 | -117.8 | -121.3171 | 272.7352 | 285.034
2020-11-29 07:00 | -92 | -96.4624 | -36.6464 | 42.3078 | 103.1443 | 109.0294 | -92 | -96.4624 | -205.483 | 210.4525 | -205.483 | 210.4525 | 50.9844 | 85.1375 | 88.8 | 92.5562 | 87.9 | 91.9533 | -111.4 | -114.1927 | -116 | -119.2665 | -118.7 | -122.0969 | -118.5 | -121.9997 | 289.7209 | 301.6072
2020-11-29 07:30 | -97 | -101.5332 | -39.7309 | 44.9985 | 105.9447 | 111.5332 | -95 | -99.3277 | -218.2798 | 222.3869 | -218.2798 | 222.3869 | 45.9745 | 84.3774 | 86.7 | 90.7181 | 87.3 | 91.469 | -110.9 | -113.9299 | -115.4 | -118.7248 | -118.6 | -122.0704 | -117.8 | -121.3651 | 282.4131 | 292.1185
2020-11-29 08:00 | -84 | -87.0919 | -22.2047 | 27.3617 | 96.5457 | 100.769 | -83 | -86.1278 | -204.7526 | 207.3823 | -204.7526 | 207.3823 | 45.5365 | 88.9868 | 86.7 | 91.7436 | 86.4 | 91.4602 | -109.2 | -113.2459 | -115.3 | -119.8351 | -118.3 | -122.9518 | -118.1 | -122.7594 | 323.2132 | 330.6656
2020-11-29 08:30 | -86 | -88.0738 | -20.737 | 24.9653 | 101.2568 | 104.207 | -86 | -88.0738 | -205.8683 | 207.634 | -205.8683 | 207.634 | 29.1988 | 83.9438 | 85.8 | 90.8936 | 85.5 | 90.6104 | -108.2 | -112.1058 | -115.7 | -119.9905 | -118.7 | -123.0254 | -118.3 | -122.8434 | 340.5133 | 346.7961
2020-11-29 09:00 | -89 | -91.6788 | -22.3239 | 27.1741 | 97.9635 | 101.7479 | -89 | -91.6788 | -211.1075 | 213.3219 | -211.1075 | 213.3219 | 13.256 | 85.6757 | 86.4 | 91.6587 | 86.1 | 91.5787 | -109.2 | -113.4877 | -117 | -121.2803 | -120 | -124.5883 | -119.7 | -124.3264 | 330.7126 | 336.3674
2020-11-29 09:30 | -77 | -79.8123 | -18.8205 | 23.4297 | 87.9926 | 92.1832 | -76 | -78.848 | -195.9917 | 197.8628 | -195.9917 | 197.8628 | 25.8618 | 82.5673 | 85.8 | 90.6005 | 85.5 | 90.3164 | -109.4 | -113.102 | -117.2 | -121.0785 | -120.1 | -124.2131 | -120.1 | -124.142 | 341.1025 | 347.1299
2020-11-29 10:00 | -73 | -74.9533 | -12.5252 | 17.529 | 75.0866 | 78.7368 | -73 | -74.7329 | -184.4435 | 186.6906 | -184.4435 | 186.6906 | 26.9971 | 91.3631 | 85.2 | 90.4275 | 85.2 | 90.4275 | -109 | -112.8953 | -118.1 | -122.3847 | -120.6 | -124.9546 | -120.7 | -125.1299 | 326.4304 | 332.3903
2020-11-29 10:30 | -73 | -74.7329 | -30.4463 | 31.485 | 81.46 | 84.8733 | -73 | -74.7329 | -179.7817 | 181.0283 | -179.7817 | 181.0283 | 24.1336 | 91.441 | 86.4 | 91.6587 | 88.2 | 93.1624 | -110.5 | -114.7122 | -118.2 | -122.7096 | -121.2 | -125.7712 | -120.6 | -125.22 | 324.7397 | 330.1437
2020-11-29 11:00 | -79 | -80.8084 | -28.447 | 29.7228 | 81.7149 | 85.2101 | -77 | -78.8543 | -177.1082 | 178.5818 | -177.1082 | 178.5818 | 44.3491 | 96.8134 | 87 | 92.3245 | 87.6 | 92.5946 | -110.9 | -114.9912 | -115.3 | -119.6582 | -118.4 | -122.9397 | -118.1 | -122.7594 | 296.0946 | 303.0373
2020-11-29 11:30 | -77 | -78.8543 | -40.639 | 41.4673 | 79.5362 | 83.4219 | -75 | -76.9025 | -167.2147 | 168.9702 | -167.2147 | 168.9702 | 49.0181 | 107.915 | 86.7 | 93.7019 | 86.4 | 93.2576 | -109.5 | -115.4548 | -117 | -123.424 | -120.2 | -126.8396 | -119.7 | -126.4947 | 302.8301 | 311.6923
2020-11-29 12:00 | -72 | -74.2159 | -26.559 | 28.2691 | 81.6939 | 85.1813 | -72 | -73.9797 | -163.8959 | 165.6097 | -163.8959 | 165.6097 | 48.6254 | 108.9022 | 87 | 93.0484 | 87 | 93.3714 | -110.8 | -116.3573 | -116.4 | -122.2915 | -119.2 | -125.2941 | -119 | -125.3852 | 274.71 | 285.0299
2020-11-29 12:30 | -80 | -82.2253 | -30.9446 | 32.8363 | 81.3625 | 85.4353 | -81 | -82.9759 | -164.0611 | 166.2279 | -164.0611 | 166.2279 | 57.5024 | 94.2395 | 86.7 | 92.4516 | 86.4 | 92.0663 | -108.8 | -113.5218 | -116.8 | -124.3605 | -119.5 | -127.5167 | -119.3 | -127.4344 | 303.1313 | 303.1967
2020-11-29 13:00 | -78 | -80.05 | -29.8627 | 31.9011 | 86.8481 | 90.4463 | -78 | -80.05 | -174.794 | 176.6988 | -174.794 | 176.6988 | 69.6928 | 99.4511 | 87.6 | 92.6922 | 86.7 | 92.0418 | -109.5 | -113.8308 | -115.6 | -122.8912 | -118.4 | -125.941 | -118 | -125.832 | 298.602 | 298.6043
2020-11-29 13:30 | -72 | -73.9797 | -32.0361 | 32.6992 | 72.542 | 76.2105 | -72 | -73.9797 | -153.1 | 155.0302 | -153.1 | 155.0302 | 78.1 | 107.1622 | 86.4 | 91.8421 | 87 | 92.4088 | -109.7 | -114.244 | -115 | -122.4296 | -117.7 | -125.5507 | -117.6 | -125.6672 | 283.2646 | 283.2797
2020-11-29 14:00 | -72 | -73.7564 | -20.05 | 22.1137 | 78.1155 | 81.498 | -71 | -72.7805 | -157.0614 | 158.7375 | -157.0614 | 158.7375 | 76.7057 | 115.9909 | 87.9 | 93.8904 | 88.2 | 94.2769 | -112 | -117.1638 | -117 | -123.7169 | -120 | -127.2039 | -119.4 | -126.8056 | 283.2568 | 286.18
2020-11-29 14:30 | -68 | -69.4262 | -15.5003 | 17.4351 | 77.6776 | 80.6819 | -68 | -69.4262 | -152.7293 | 154.295 | -152.7293 | 154.295 | 75.1034 | 113.8949 | 87.3 | 93.1185 | 87.9 | 93.5043 | -110.8 | -115.6959 | -116.3 | -122.9865 | -119 | -125.8976 | -118.7 | -125.8449 | 295.0567 | 298.0098
2020-11-29 15:00 | -68 | -69.4262 | -25.6179 | 26.6368 | 80.5604 | 83.5873 | -68 | -69.4262 | -165.044 | 166.4645 | -165.044 | 166.4645 | 77.1484 | 112.0313 | 86.4 | 92.0663 | 86.1 | 91.7848 | -108.7 | -113.6748 | -116.9 | -123.2974 | -119.9 | -126.5554 | -119.6 | -126.592 | 322.7809 | 325.5826
2020-11-29 15:30 | -61 | -62.3699 | -7.7293 | 9.4843 | 66.1295 | 69.4975 | -62 | -63.3482 | -148.7838 | 150.0486 | -148.7838 | 150.0486 | 53.6396 | 114.7312 | 87 | 93.3714 | 87.3 | 93.76 | -110.4 | -116.2459 | -117.2 | -123.487 | -120.1 | -126.6176 | -119.6 | -126.3033 | 286.9673 | 297.5349
2020-11-29 16:00 | -55 | -56.2939 | 2.6397 | 5.4532 | 59.531 | 62.944 | -55 | -56.2939 | -149.1009 | 150.3746 | -149.1009 | 150.3746 | 36.6272 | 106.665 | 87 | 93.3714 | 87.6 | 94.1489 | -111.1 | -116.9109 | -116.1 | -122.5384 | -119.4 | -125.9857 | -119.1 | -125.7977 | 277.7114 | 288.1055
2020-11-29 16:30 | -49 | -50.2195 | -3.6975 | 4.7413 | 59.388 | 62.5882 | -50 | -51.1957 | -153.886 | 155.1884 | -153.886 | 155.1884 | 25.2019 | 101.8987 | 87.6 | 94.3704 | 87 | 93.9264 | -109.9 | -116.0573 | -115.5 | -122.1299 | -118.5 | -125.2946 | -118.1 | -124.9817 | 287.258 | 297.3125
2020-11-29 17:00 | -48 | -48.8365 | 16.0928 | 16.6636 | 54.7532 | 57.9091 | -47 | -47.8539 | -155.0342 | 156.1113 | -155.0342 | 156.1113 | 0.79952 | 98.5223 | 87.3 | 93.5428 | 87.3 | 93.76 | -110.7 | -116.3141 | -116.5 | -122.5719 | -119.6 | -125.8914 | -119.2 | -125.5742 | 286.9673 | 296.7938
2020-11-29 17:30 | -40 | -40.6079 | 25.3239 | 25.3513 | 55.6578 | 57.5328 | -38 | -38.4708 | -162.7535 | 163.2089 | -162.7535 | 163.2089 | -2.9844 | 94.2514 | 87 | 91.7436 | 86.1 | 90.9812 | -110.5 | -114.3443 | -116.4 | -120.7984 | -119.2 | -123.7104 | -119.2 | -123.7909 | 311.7176 | 322.372
2020-11-29 18:00 | -30 | -30.4138 | 36.4701 | 36.4853 | 48.3915 | 50.0784 | -33 | -33.2415 | -157.4688 | 157.7653 | -157.4688 | 157.7653 | 1.0327 | 98.0278 | 87 | 91.5492 | 87 | 91.7377 | -110.9 | -114.6544 | -118.7 | -122.7376 | -121.6 | -125.8682 | -121.3 | -125.6043 | 331.8392 | 343.2765
2020-11-29 18:30 | -17 | -17 | 58.7005 | 58.7987 | 30.9084 | 32.6196 | -18 | -18 | -133.133 | 133.2885 | -133.133 | 133.2885 | 13.2172 | 97.6725 | 87 | 91.3642 | 86.4 | 90.7013 | -109.6 | -113.0462 | -116.7 | -120.7987 | -119.8 | -124.1301 | -119.8 | -124.1301 | 352.6046 | 365.4454
2020-11-29 19:00 | 0 | 0 | 76.6572 | 77.0205 | 16.3283 | 17.3737 | 0 | 0 | -112.238 | 112.238 | -112.238 | 112.238 | 2.9878 | 95.5185 | 86.4 | 90.793 | 86.7 | 91.1709 | -109.1 | -112.6109 | -116.8 | -120.9551 | -119.7 | -123.9814 | -119.4 | -123.8498 | 340.9082 | 354.636
2020-11-29 19:30 | -5 | -5 | 77.4255 | 77.5505 | 17.351 | 19.2444 | -3 | -3 | -114.8687 | 114.9107 | -114.8687 | 114.9107 | 9.5488 | 97.1209 | 87.3 | 91.469 | 85.5 | 89.8444 | -109.3 | -112.7554 | -117.2 | -121.1036 | -120.3 | -124.4524 | -120.3 | -124.4065 | 347.5786 | 361.6074
2020-11-29 20:00 | -12 | -12 | 67.1939 | 67.2564 | 31.6782 | 32.4752 | -12 | -12 | -138.9012 | 138.9026 | -138.9012 | 138.9026 | 5.5501 | 98.4869 | 85.2 | 89.2857 | 85.5 | 89.6619 | -108.2 | -111.3979 | -116 | -119.8165 | -119.3 | -123.2368 | -119 | -123.0221 | 364.761 | 376.6193
2020-11-29 20:30 | -10 | -10 | 65.8018 | 65.9079 | 31.2791 | 32.0915 | -10 | -10 | -135.7597 | 135.7837 | -135.7597 | 135.7837 | 6.8987 | 93.3912 | 86.4 | 90.6104 | 86.4 | 90.793 | -110.2 | -113.3623 | -117.5 | -121.3439 | -120.4 | -124.3768 | -119.8 | -123.8467 | 325.1495 | 339.0102
2020-11-29 21:00 | -10 | -10.0499 | 67.6488 | 67.6617 | 25.0761 | 27.5001 | -10 | -10.0499 | -123.1597 | 123.6869 | -123.1597 | 123.6869 | 12.8859 | 85.177 | 83.7 | 87.8554 | 84.6 | 88.8041 | -106.6 | -109.6542 | -113.1 | -116.8336 | -115.9 | -119.6449 | -115.8 | -119.6229 | 319.3311 | 333.759
2020-11-29 21:30 | -13 | -14.7648 | 60.9342 | 61.0232 | 30.2747 | 34.2001 | -13 | -14.7648 | -131.1247 | 132.2952 | -131.1247 | 132.2952 | 22.7335 | 86.6334 | 87 | 91.273 | 87.3 | 91.559 | -110.8 | -114.3313 | -115.6 | -119.5304 | -118.5 | -122.564 | -118.3 | -122.377 | 292.1928 | 309.0373
2020-11-29 22:00 | -20 | -22.3607 | 52.7249 | 53.0442 | 35.8782 | 40.3137 | -20 | -22.3607 | -133.271 | 135.0754 | -133.271 | 135.0754 | 40.0614 | 103.1754 | 87.3 | 93.651 | 87 | 92.9424 | -110.9 | -116.2267 | -115 | -120.9287 | -118.2 | -124.3121 | -117.8 | -124.0253 | 291.1114 | 307.8138
2020-11-29 22:30 | -15 | -18.6011 | 55.7722 | 56.1593 | 31.407 | 36.8153 | -15 | -18.6011 | -132.0678 | 133.9121 | -132.0678 | 133.9121 | 51.0833 | 98.6624 | 87.6 | 93.5043 | 87.3 | 93.3289 | -110.7 | -116.0111 | -114.7 | -120.4283 | -117.6 | -123.3999 | -116.9 | -123.0782 | 285.2101 | 298.2741
2020-11-29 23:00 | -20 | -22.8254 | 47.6047 | 48.067 | 37.7588 | 42.7234 | -21 | -23.7065 | -142.3582 | 144.11 | -142.3582 | 144.11 | 60.9649 | 104.4078 | 88.5 | 94.4524 | 89.1 | 95.0148 | -112.8 | -118.1417 | -115.9 | -121.6627 | -118.6 | -124.5085 | -118.3 | -124.3454 | 282.2642 | 296.1241
2020-11-29 23:30 | -11 | -15.5563 | 64.6477 | 64.7736 | 19.1739 | 26.9582 | -12 | -15.5563 | -126.4336 | 127.9299 | -126.4336 | 127.9299 | 46.5549 | 96.2477 | 88.5 | 94.2444 | 89.4 | 95.2962 | -112.1 | -117.3182 | -114.8 | -120.5846 | -117.5 | -123.4305 | -117.1 | -122.9885 | 285.2978 | 298.623
2020-11-30 | -7 | -13.0384 | 59.4815 | 59.6286 | 22.405 | 29.7459 | -7 | -13.0384 | -124.8782 | 126.8982 | -124.8782 | 126.8982 | 46.4681 | 96.8678 | 88.5 | 94.4524 | 89.1 | 95.1194 | -112.4 | -117.9636 | -114.6 | -120.5816 | -117.3 | -123.2095 | -117.3 | -123.4879 | 274.6634 | 288.7441
2020-11-30 00:30 | -16 | -20 | 53.791 | 54.0047 | 25.0102 | 32.5659 | -16 | -19.4165 | -120.8689 | 123.7105 | -120.8689 | 123.7105 | 49.337 | 98.9356 | 89.4 | 95.3311 | 88.5 | 94.6637 | -111.7 | -117.2663 | -114.2 | -120.1682 | -116.6 | -122.7604 | -116.4 | -122.6964 | 268.6655 | 284.1541
2020-11-30 01:00 | -12 | -16.9706 | 50.6884 | 50.9431 | 27.0288 | 34.4888 | -12 | -16.9706 | -119.1075 | 122.6234 | -119.1075 | 122.6234 | 47.4934 | 101.7695 | 88.2 | 95.4924 | 87.9 | 95.1005 | -110.6 | -117.389 | -112.3 | -119.5161 | -115.1 | -122.4893 | -114.6 | -122.1921 | 258.8078 | 274.4654
2020-11-30 01:30 | -20 | -23.8537 | 40.7123 | 41.1784 | 35.0154 | 41.5037 | -20 | -23.3238 | -130.7464 | 134.1558 | -130.7464 | 134.1558 | 58.818 | 107.8638 | 89.1 | 96.2107 | 88.8 | 96.1616 | -112.3 | -119.1442 | -114.3 | -121.5409 | -117.1 | -124.5398 | -116.7 | -124.3354 | 251.513 | 267.2114
2020-11-30 02:00 | -32 | -35.3412 | 30.1939 | 31.5465 | 45.2614 | 51.6202 | -31 | -34.4384 | -142.5386 | 146.9312 | -142.5386 | 146.9312 | 65.8443 | 111.0293 | 88.8 | 96.2771 | 88.8 | 96.1616 | -112.2 | -119.1842 | -114.1 | -121.4813 | -117.4 | -125.1553 | -117.1 | -124.8491 | 257.3828 | 272.0703
2020-11-30 02:30 | -34 | -37.5766 | 27.5791 | 29.3184 | 47.826 | 54.255 | -35 | -38.9102 | -142.9069 | 146.8732 | -142.9069 | 146.8732 | 69.2803 | 110.095 | 89.1 | 96.3243 | 89.7 | 96.8796 | -113.4 | -120.1154 | -114.7 | -121.8076 | -117.3 | -124.5925 | -116.5 | -124.0444 | 252.817 | 268.9571
2020-11-30 03:00 | -30 | -34.4819 | 32.9213 | 34.5771 | 43.7745 | 50.6633 | -29 | -33.121 | -136.7195 | 140.8231 | -136.7195 | 140.8231 | 63.5048 | 108.6322 | 89.7 | 96.8796 | 89.1 | 96.3243 | -112.5 | -119.7041 | -113.7 | -121.1747 | -116.3 | -124.0294 | -115.8 | -123.7008 | 244.4807 | 260.0535
2020-11-30 03:30 | -36 | -39.3954 | 27.4987 | 29.5942 | 51.0037 | 56.364 | -37 | -40.3113 | -147.1595 | 150.4241 | -147.1595 | 150.4241 | 68.5916 | 110.7155 | 89.4 | 96.2645 | 89.4 | 96.6019 | -112.8 | -119.6489 | -114.1 | -121.3106 | -117.3 | -124.6339 | -116.6 | -124.1727 | 252.9628 | 267.6072
2020-11-30 04:00 | -37 | -39.5601 | 29.876 | 31.3769 | 50.2888 | 54.9841 | -37 | -39.5601 | -146.2329 | 148.9501 | -146.2329 | 148.9501 | 67.1894 | 107.4632 | 89.4 | 96.2645 | 90 | 96.822 | -112.9 | -119.3163 | -115.1 | -121.9843 | -117.9 | -124.8584 | -117.6 | -124.875 | 270.2819 | 284.3495
2020-11-30 04:30 | -33 | -35.8469 | 32.5334 | 34.351 | 52.2714 | 56.5896 | -33 | -35.8469 | -150.184 | 152.6266 | -150.184 | 152.6266 | 60.9512 | 104.1115 | 88.2 | 95.3778 | 88.8 | 95.6553 | -112.4 | -118.9738 | -114.9 | -121.4028 | -117.6 | -124.2488 | -117.2 | -124.0004 | 285.6616 | 298.5994
2020-11-30 05:00 | -38 | -40.1622 | 34.2449 | 36.1379 | 54.5895 | 58.1306 | -37 | -39.2173 | -152.4704 | 154.3553 | -152.4704 | 154.3553 | 49.8756 | 97.6783 | 88.2 | 95.3778 | 88.2 | 95.1511 | -111.9 | -118.3379 | -115.7 | -121.9374 | -118.2 | -124.4989 | -118.1 | -124.626 | 296.0233 | 308.1935
2020-11-30 05:30 | -39 | -40.5216 | 39.4556 | 41.4202 | 55.7804 | 58.2366 | -39 | -40.2616 | -157.1213 | 158.2128 | -157.1213 | 158.2128 | 35.5155 | 85.6872 | 88.5 | 94.348 | 88.5 | 94.5262 | -112.1 | -117.3182 | -116.1 | -121.3399 | -119.1 | -124.6262 | -118.8 | -124.3691 | 313.5516 | 323.5465
2020-11-30 06:00 | -40 | -41.2311 | 45.8929 | 47.9663 | 52.3158 | 54.6917 | -41 | -42.2019 | -155.2374 | 155.95 | -155.2374 | 155.95 | 10.7065 | 70.4046 | 87.6 | 92.4978 | 87.9 | 92.8785 | -110.8 | -115.0012 | -116.6 | -121.1799 | -119.3 | -124.1192 | -119.6 | -124.4213 | 329.8057 | 342.2613
2020-11-30 06:30 | -34 | -34.7131 | 45.9623 | 47.5449 | 52.2934 | 53.8776 | -35 | -35.5106 | -164.0212 | 164.2223 | -164.0212 | 164.2223 | 1.7455 | 56.9549 | 87 | 90.9173 | 87 | 90.6601 | -110.7 | -113.4878 | -117.2 | -120.3603 | -119.9 | -123.126 | -119.8 | -123.0514 | 339.6153 | 349.2195
2020-11-30 07:00 | -34 | -35.4401 | 40.6821 | 43.9054 | 55.446 | 57.7423 | -35 | -36.4006 | -165.1017 | 165.434 | -165.1017 | 165.434 | 1.223 | 62.5555 | 86.4 | 90 | 86.4 | 90.2561 | -110.5 | -113.0551 | -116.9 | -119.5643 | -120.1 | -122.8399 | -120.2 | -122.9587 | 353.5637 | 357.9508
2020-11-30 07:30 | -41 | -41.7732 | 31.2525 | 34.1497 | 56.3133 | 58.1493 | -41 | -41.7732 | -159.8315 | 160.077 | -159.8315 | 160.077 | 4.8646 | 61.0997 | 85.8 | 89.4242 | 86.1 | 89.969 | -108.7 | -111.3396 | -116.2 | -119.0515 | -119.1 | -121.9909 | -119 | -121.8932 | 349.1249 | 353.5372
2020-11-30 08:00 | -39 | -39.6232 | 29.3359 | 32.2529 | 53.8081 | 55.4252 | -38 | -38.6394 | -148.9792 | 149.0592 | -148.9792 | 149.0592 | 15.744 | 64.9797 | 86.1 | 89.4634 | 85.8 | 89.3401 | -109.4 | -111.8746 | -118.4 | -121.0729 | -121.4 | -124.0905 | -121.5 | -124.3139 | 365.0605 | 368.7831
2020-11-30 08:30 | -39 | -39.6232 | 22.3236 | 25.9437 | 51.6324 | 53.5143 | -40 | -40.6079 | -137.936 | 138.0757 | -137.936 | 138.0757 | 25.7679 | 70.1467 | 86.7 | 90.4573 | 85.8 | 89.7697 | -110 | -112.783 | -118.6 | -121.5245 | -120.7 | -123.7049 | -121 | -124.0635 | 367.5393 | 369.8181
2020-11-30 09:00 | -33 | -33.9559 | 25.5618 | 28.8084 | 46.1794 | 48.1277 | -33 | -33.7343 | -123.4014 | 123.5541 | -123.4014 | 123.5541 | 36.2457 | 72.729 | 85.2 | 89.1081 | 85.2 | 89.1081 | -108.6 | -111.3073 | -117.4 | -120.3317 | -120.5 | -123.5317 | -120.3 | -123.3809 | 357.8016 | 360.367
2020-11-30 09:30 | -37 | -37.4833 | 16.0388 | 20.1467 | 46.1876 | 47.9942 | -37 | -37.4833 | -119.9324 | 120.0476 | -119.9324 | 120.0476 | 43.81 | 75.2241 | 85.5 | 89.1364 | 87 | 90.3299 | -109.7 | -112.0443 | -118.7 | -121.3315 | -122 | -124.7397 | -122.2 | -125.0404 | 352.1452 | 354.7685
2020-11-30 10:00 | -31 | -31.4006 | 18.433 | 21.9537 | 41.6562 | 43.3859 | -33 | -33.3766 | -111.5308 | 111.6061 | -111.5308 | 111.6061 | 44.8222 | 78.8768 | 85.8 | 89.5092 | 85.8 | 89.3401 | -109.5 | -111.8689 | -119.5 | -122.2323 | -122.2 | -124.9981 | -122.1 | -124.9215 | 349.5543 | 351.8882
2020-11-30 10:30 | -33 | -33.2415 | 21.5308 | 24.4923 | 37.199 | 38.8379 | -33 | -33.2415 | -100.8558 | 100.883 | -100.8558 | 100.883 | 43.5797 | 79.9903 | 85.8 | 89.2569 | 86.1 | 89.6282 | -108.5 | -110.8084 | -118.6 | -121.2063 | -121.6 | -124.2655 | -121.4 | -124.0698 | 353.4736 | 355.5135
2020-11-30 11:00 | -25 | -26.5707 | 25.9838 | 29.1544 | 35.7118 | 39.2432 | -25 | -26.2488 | -101.3926 | 101.8489 | -101.3926 | 101.8489 | 48.8431 | 79.6508 | 85.2 | 89.8404 | 85.2 | 89.8404 | -108.3 | -111.7863 | -117.4 | -121.8498 | -120.6 | -124.9285 | -120.2 | -124.7616 | 351.2299 | 355.8992
2020-11-30 11:30 | -22 | -23.4094 | 26.706 | 29.2995 | 33.5866 | 37.181 | -22 | -23.4094 | -105.5875 | 106.0081 | -105.5875 | 106.0081 | 39.5162 | 59.4877 | 85.5 | 89.937 | 85.8 | 90.4096 | -108.5 | -112.0797 | -118.3 | -123.2 | -121.5 | -126.4002 | -121.2 | -126.2081 | 358.6823 | 358.7046
2020-11-30 12:00 | -26 | -27.2029 | 19.4645 | 22.8849 | 36.82 | 39.9543 | -25 | -25.9615 | -103.2839 | 103.7515 | -103.2839 | 103.7515 | 39.6411 | 57.8954 | 85.2 | 89.3758 | 85.5 | 89.7527 | -108.8 | -112.0521 | -118.3 | -122.8704 | -121 | -125.7404 | -120.9 | -125.6987 | 359.5871 | 359.6378
2020-11-30 12:30 | -29 | -30.3645 | 22.249 | 26.8761 | 38.8121 | 42.0504 | -28 | -29.4109 | -107.5843 | 108.1638 | -107.5843 | 108.1638 | 38.4253 | 59.3186 | 85.8 | 90.6005 | 85.2 | 90.1299 | -108.2 | -111.8397 | -117.4 | -122.4492 | -120.2 | -125.418 | -120.1 | -125.2937 | 350.1985 | 350.2122
2020-11-30 13:00 | -41 | -41.9762 | 9.8552 | 18.1147 | 50.7649 | 53.0656 | -40 | -40.7922 | -118.5386 | 118.8323 | -118.5386 | 118.8323 | 44.8259 | 61.9454 | 85.5 | 89.395 | 85.5 | 89.572 | -108.1 | -111.0899 | -118.4 | -122.6742 | -121.5 | -125.9807 | -121 | -125.4193 | 365.458 | 365.4595
2020-11-30 13:30 | -41 | -41.1096 | 10.084 | 14.2941 | 52.7045 | 53.5939 | -41 | -41.1096 | -119.3997 | 119.4729 | -119.3997 | 119.4729 | 33.2266 | 57.0966 | 84.6 | 89.0818 | 84.9 | 89.1813 | -107.6 | -110.8873 | -118.1 | -122.5168 | -121.2 | -125.798 | -120.9 | -125.5359 | 373.0783 | 373.1919
2020-11-30 14:00 | -41 | -41.1947 | 12.6766 | 16.6498 | 52.9146 | 53.9084 | -40 | -40.1995 | -122.8776 | 122.8973 | -122.8776 | 122.8973 | 30.689 | 56.6264 | 84.3 | 88.8917 | 84.3 | 89.1813 | -106.8 | -110.4407 | -118.7 | -123.5564 | -121.8 | -126.8122 | -121.4 | -126.3446 | 384.0035 | 384.4926
2020-11-30 14:30 | -46 | -46.0977 | 14.9759 | 18.0345 | 59.3833 | 59.9591 | -46 | -46.0435 | -138.4095 | 138.4535 | -138.4095 | 138.4535 | 25.8976 | 51.0781 | 84 | 88.5122 | 83.7 | 88.2275 | -106.5 | -109.7233 | -118.9 | -123.2882 | -121.9 | -126.4194 | -121.7 | -126.2531 | 392.9943 | 393.2093
2020-11-30 15:00 | -49 | -49.0408 | 11.9147 | 15.8134 | 65.8158 | 66.3591 | -48 | -48.0104 | -150.8098 | 150.8151 | -150.8098 | 150.8151 | 4.8218 | 47.5802 | 84.3 | 88.797 | 84 | 88.8 | -107.4 | -110.9146 | -118.9 | -123.5836 | -122 | -126.8937 | -121.6 | -126.345 | 408.4017 | 409.4515
2020-11-30 15:30 | -44 | -44.1022 | 26.7642 | 28.6366 | 56.2402 | 56.8441 | -44 | -44.0454 | -140.7945 | 140.7992 | -140.7945 | 140.7992 | -22.9863 | 55.8676 | 83.4 | 88.1352 | 84.3 | 89.0838 | -107 | -110.5776 | -119.7 | -124.4624 | -122.6 | -127.7045 | -122.6 | -127.3886 | 401.4606 | 402.5538
2020-11-30 16:00 | -51 | -51.9711 | 26.6374 | 33.301 | 64.6146 | 66.1376 | -51 | -51.788 | -158.7761 | 159.0292 | -158.7761 | 159.0292 | -37.6917 | 59.3858 | 83.4 | 87.8483 | 83.7 | 87.8554 | -106.3 | -109.4573 | -119 | -123.5714 | -122.2 | -126.815 | -122.2 | -126.9114 | 423.2171 | 425.1117
2020-11-30 16:30 | -56 | -57.2713 | 37.6677 | 43.9612 | 75.8812 | 77.4299 | -56 | -57.0701 | -187.1301 | 187.3015 | -187.1301 | 187.3015 | -76.0949 | 81.0566 | 82.5 | 86.0895 | 83.1 | 86.6647 | -105.7 | -107.9704 | -120.9 | -124.1453 | -124.2 | -127.5864 | -124.2 | -127.4729 | 446.9468 | 450.2057
2020-11-30 17:00 | -45 | -45.0111 | 48.1842 | 49.5511 | 64.0444 | 64.1103 | -44 | -44.0114 | -173.8077 | 174.0968 | -173.8077 | 174.0968 | -76.0814 | 80.6908 | 86.1 | 89.4634 | 85.5 | 88.8861 | -107.9 | -110.3033 | -120.1 | -123.5049 | -123.1 | -126.5158 | -122.9 | -126.2751 | 426.6384 | 429.2222
2020-11-30 17:30 | -42 | -43.1741 | 58.3006 | 58.4184 | 66.4794 | 67.6254 | -43 | -44.643 | -185.3905 | 187.4579 | -185.3905 | 187.4579 | -83.5558 | 91.8339 | 83.7 | 87.124 | 83.7 | 87.2402 | -106 | -108.2793 | -120 | -123.4076 | -122.8 | -126.2239 | -123 | -126.4185 | 445.6843 | 448.5862
2020-11-30 18:00 | -24 | -26.8328 | 75.7704 | 75.7708 | 46.2107 | 48.7494 | -24 | -26.8328 | -156.9489 | 159.4341 | -156.9489 | 159.4341 | -68.7636 | 84.381 | 84 | 87.5281 | 83.7 | 87.3252 | -106.5 | -109.2464 | -120.9 | -124.7123 | -124 | -127.9619 | -123.9 | -127.7436 | 465.9445 | 468.005
2020-11-30 18:30 | -11 | -18.6011 | 89.0558 | 89.1242 | 33.9052 | 38.7714 | -11 | -18.6011 | -138.6389 | 142.1981 | -138.6389 | 142.1981 | -54.2831 | 68.5943 | 83.7 | 87.8729 | 83.4 | 87.3886 | -106.3 | -109.2976 | -121.1 | -125.1046 | -124.7 | -128.7156 | -124.6 | -128.6684 | 450.4183 | 451.6093
2020-11-30 19:00 | 0 | 16 | 102.107 | 102.1933 | 22.7693 | 29.7659 | 0 | 15 | -118.6988 | 123.2411 | -118.6988 | 123.2411 | -41.0668 | 62.0459 | 84.6 | 88.9883 | 84 | 88.5183 | -106.8 | -109.9192 | -118.9 | -123.3146 | -122.2 | -126.6035 | -122.7 | -127.191 | 445.6768 | 446.4419
2020-11-30 19:30 | 8 | 17 | 107.1054 | 107.1304 | 19.5548 | 27.6304 | 8 | 17 | -106.4992 | 111.9174 | -106.4992 | 111.9174 | -34.8418 | 57.4331 | 83.7 | 88.3229 | 83.7 | 88.4191 | -106.1 | -109.5063 | -118.8 | -123.4185 | -121.8 | -126.5375 | -121.5 | -126.2487 | 437.368 | 437.957
2020-11-30 20:00 | 3 | 15.2971 | 114.1886 | 114.19 | 14.0318 | 23.7105 | 3 | 15.2971 | -95.8796 | 101.678 | -95.8796 | 101.678 | -35.9904 | 58.5129 | 84 | 88.5122 | 84.6 | 89.1762 | -106.9 | -110.4509 | -118.9 | -123.4751 | -122.2 | -126.7617 | -122.1 | -126.7723 | 426.3106 | 427.1033
2020-11-30 20:30 | 11 | 19.4165 | 111.8395 | 111.9025 | 11.0261 | 22.3459 | 10 | 18.868 | -94.9769 | 100.2586 | -94.9769 | 100.2586 | -22.7352 | 76.2987 | 85.2 | 90.1249 | 85.8 | 90.5046 | -109.4 | -112.9016 | -119.5 | -122.9449 | -122.4 | -125.9048 | -122.2 | -125.6869 | 411.706 | 414.4347
2020-11-30 21:00 | 4 | 19.4165 | 103.3287 | 103.7114 | 16.0562 | 27.7085 | 3 | 19.2354 | -101.6729 | 107.5035 | -101.6729 | 107.5035 | -2.8938 | 72.9883 | 86.4 | 90.5205 | 86.1 | 90.6005 | -108.7 | -112.0272 | -119.2 | -123.1651 | -122.1 | -126.0978 | -121.5 | -125.4919 | 393.1973 | 395.8516
2020-11-30 21:30 | 16 | 16 | 98.8989 | 99.244 | 12.7782 | 14.1452 | 16 | 16 | -92.9926 | 92.9933 | -92.9926 | 92.9933 | 9.0354 | 68.1481 | 86.4 | 90.5205 | 86.1 | 90.2342 | -109.2 | -112.3224 | -117 | -120.8849 | -120 | -123.8678 | -119.5 | -123.5311 | 361.8414 | 363.5136
2020-11-30 22:00 | 0 | 0 | 87.588 | 87.9155 | 19.8971 | 21.1934 | 0 | 0 | -99.2285 | 99.2738 | -99.2285 | 99.2738 | 10.7829 | 79.4263 | 87 | 93.3714 | 87.3 | 93.651 | -110.8 | -116.44 | -115.8 | -121.7823 | -118.8 | -124.8519 | -118.6 | -124.7234 | 326.0121 | 326.0151
2020-11-30 22:30 | -3 | -5.831 | 74.621 | 75.2 | 27.6929 | 29.9795 | -3 | -5.831 | -111.7545 | 112.0355 | -111.7545 | 112.0355 | 27.7027 | 85.3375 | 87.9 | 93.9963 | 86.7 | 93.0919 | -110.1 | -116.0263 | -115.2 | -121.5267 | -118.2 | -124.6889 | -117.8 | -124.4989 | 318.7014 | 319.1187
2020-11-30 23:00 | -11 | -12.53 | 70.6936 | 71.4618 | 30.0493 | 32.8113 | -11 | -12.083 | -119.1802 | 119.5319 | -119.1802 | 119.5319 | 29.1744 | 97.5667 | 88.5 | 95.4292 | 88.2 | 95.2641 | -111.6 | -118.0217 | -115.2 | -121.0266 | -117.9 | -123.8113 | -117.9 | -123.9341 | 300.5655 | 306.2568
2020-11-30 23:30 | -14 | -16.1245 | 67.8637 | 68.9348 | 31.6603 | 34.8801 | -15 | -17 | -129.5806 | 130.0096 | -129.5806 | 130.0096 | 20.4004 | 93.2453 | 87.9 | 94.8731 | 88.8 | 95.596 | -112.3 | -118.4911 | -115.1 | -120.6584 | -118 | -123.635 | -117.7 | -123.4388 | 309.5538 | 314.9632
2020-12-01 | -22 | -25.5539 | 52.5199 | 54.8602 | 42.9444 | 47.0608 | -23 | -25.9422 | -138.1977 | 139.4359 | -138.1977 | 139.4359 | 28.7258 | 102.9065 | 88.5 | 96.0005 | 87.9 | 95.3311 | -110.7 | -117.6035 | -115.1 | -121.3683 | -117.8 | -124.2143 | -117.5 | -123.8351 | 307.9072 | 313.773
2020-12-01 00:30 | -40 | -42.0595 | 35.1692 | 38.1076 | 56.4079 | 59.8646 | -40 | -42.0595 | -150.4354 | 151.9883 | -150.4354 | 151.9883 | 39.8915 | 104.1352 | 89.1 | 95.1194 | 88.8 | 94.7335 | -112.3 | -117.6278 | -116 | -121.8189 | -118.8 | -124.6687 | -118.3 | -124.4714 | 305.7054 | 314.9735
2020-12-01 01:00 | -51 | -53.7587 | 23.4672 | 29.538 | 65.7006 | 69.6745 | -52 | -54.7083 | -161.8387 | 164.1264 | -161.8387 | 164.1264 | 45.8395 | 107.8279 | 88.5 | 94.9868 | 87.9 | 94.2105 | -112.5 | -118.2114 | -116.1 | -122.223 | -118.5 | -124.784 | -117.8 | -124.2461 | 309.1969 | 317.0036
2020-12-01 01:30 | -64 | -67.0522 | 9.518 | 23.467 | 78.053 | 82.3456 | -64 | -67.0522 | -178.6664 | 181.4501 | -178.6664 | 181.4501 | 47.8657 | 107.3976 | 89.7 | 95.9986 | 89.7 | 96.214 | -112.9 | -119.0599 | -115.4 | -121.8762 | -118.3 | -124.8795 | -118 | -124.7893 | 296.949 | 304.9448
2020-12-01 02:00 | -57 | -60.0833 | 14.0193 | 23.1846 | 72.5102 | 76.473 | -58 | -60.7289 | -174.5114 | 177.2088 | -174.5114 | 177.2088 | 51.9018 | 98.3579 | 88.2 | 94.7706 | 88.8 | 95.0508 | -112.6 | -118.3039 | -115.4 | -121.3092 | -118.2 | -124.1888 | -117.8 | -123.9941 | 292.5085 | 298.6971
2020-12-01 02:30 | -62 | -64.846 | 13.5299 | 23.2246 | 73.2686 | 76.9279 | -61 | -63.6003 | -174.1124 | 176.5384 | -174.1124 | 176.5384 | 52.1531 | 101.7026 | 88.5 | 94.9868 | 89.7 | 96.214 | -112.1 | -118.4274 | -114.7 | -121.0209 | -117.5 | -123.9299 | -116.7 | -123.3002 | 281.0516 | 287.2302
2020-12-01 03:00 | -67 | -69.6419 | 6.1661 | 20.5708 | 80.4615 | 84.1192 | -68 | -70.6045 | -185.6705 | 188.301 | -185.6705 | 188.301 | 58.8186 | 102.4876 | 88.5 | 94.7706 | 90 | 96.3859 | -113.1 | -119.0378 | -116.5 | -122.4481 | -119 | -125.0116 | -118.8 | -125.1656 | 293.7287 | 299.3834
2020-12-01 03:30 | -68 | -70.6045 | 5.7044 | 20.2523 | 81.2877 | 84.8808 | -67 | -69.6419 | -189.4092 | 191.9521 | -189.4092 | 191.9521 | 54.1959 | 100.0631 | 88.8 | 95.1582 | 89.4 | 96.0436 | -112.3 | -118.2383 | -114.9 | -121.0207 | -117.3 | -123.7721 | -117 | -123.6164 | 288.3798 | 294.3532
2020-12-01 04:00 | -76 | -78.5875 | -2.8745 | 21.0308 | 90.1569 | 93.6478 | -76 | -78.5875 | -203.9998 | 206.6599 | -203.9998 | 206.6599 | 52.8331 | 95.3672 | 89.1 | 95.0148 | 88.2 | 94.0666 | -112.1 | -117.3478 | -115.8 | -121.3263 | -118.6 | -124.2972 | -118 | -123.7851 | 300.1719 | 306.0629
2020-12-01 04:30 | -72 | -74.7262 | 5.0411 | 23.0817 | 86.8633 | 90.1333 | -72 | -74.4648 | -201.9528 | 204.3384 | -201.9528 | 204.3384 | 52.4589 | 92.6261 | 88.2 | 93.4561 | 88.2 | 93.7576 | -111.9 | -116.3856 | -115.8 | -120.7731 | -118.6 | -123.7419 | -118.4 | -123.723 | 325.3336 | 330.8111
2020-12-01 05:00 | -67 | -69.3758 | 11.678 | 24.9682 | 84.3608 | 87.0918 | -67 | -69.1231 | -202.074 | 203.7595 | -202.074 | 203.7595 | 47.3001 | 84.2479 | 88.8 | 93.6351 | 87 | 91.7377 | -110.6 | -114.7817 | -115.7 | -120.4245 | -118.1 | -123.132 | -118 | -122.9963 | 345.6579 | 351.0048
2020-12-01 05:30 | -67 | -68.884 | 17.2457 | 27.6008 | 82.2286 | 84.5705 | -67 | -68.884 | -202.6024 | 203.7823 | -202.6024 | 203.7823 | 43.0423 | 83.1372 | 86.7 | 91.6459 | 87.3 | 92.4088 | -109.7 | -113.9418 | -117 | -121.5107 | -119.7 | -124.2994 | -119.5 | -124.1609 | 376.786 | 380.0473
2020-12-01 06:00 | -70 | -71.3863 | 17.2236 | 29.6732 | 88.9584 | 90.7704 | -70 | -71.3863 | -210.3529 | 211.0084 | -210.3529 | 211.0084 | 35.3631 | 81.597 | 87 | 90.6601 | 88.5 | 91.8554 | -110 | -112.761 | -117.5 | -121.1466 | -120.6 | -124.3725 | -119.8 | -123.7185 | 398.968 | 404.6391
2020-12-01 06:30 | -70 | -71.1969 | 21.0366 | 32.3015 | 89.5692 | 91.1059 | -69 | -70.214 | -215.3504 | 215.5425 | -215.3504 | 215.5425 | 15.691 | 52.515 | 86.7 | 89.207 | 86.1 | 88.4044 | -109 | -110.4926 | -117.6 | -120.2072 | -120.6 | -123.2664 | -120.6 | -123.3079 | 417.4014 | 422.1871
2020-12-01 07:00 | -86 | -87.6641 | 10.8604 | 31.424 | 109.5146 | 111.0553 | -85 | -86.4928 | -237.4929 | 237.7514 | -237.4929 | 237.7514 | -9.2556 | 47.5206 | 86.1 | 88.7681 | 87 | 90.092 | -109.2 | -110.8924 | -118.9 | -121.0429 | -122.2 | -124.5153 | -122.1 | -124.3979 | 407.3642 | 409.9134
2020-12-01 07:30 | -100 | -101.1187 | -11.5099 | 21.1261 | 124.3192 | 124.4839 | -101 | -101.9657 | -263.9281 | 264.2361 | -263.9281 | 264.2361 | -49.3143 | 74.5465 | 85.5 | 87.8309 | 86.4 | 88.8451 | -108.9 | -110.3613 | -118.3 | -120.402 | -121.2 | -123.3444 | -121.5 | -123.584 | 429.0554 | 429.8203
2020-12-01 08:00 | -113 | -113.0708 | -20.5127 | 25.9978 | 131.0172 | 131.1084 | -113 | -113.0708 | -272.0605 | 272.479 | -272.0605 | 272.479 | -50.6887 | 76.2516 | 86.7 | 89.4231 | 85.8 | 88.4771 | -108.6 | -110.2323 | -118.6 | -120.8671 | -121.7 | -123.9862 | -121.7 | -123.9671 | 448.4514 | 449.0386
2020-12-01 08:30 | -107 | -107.0047 | -18.4469 | 24.4954 | 129.3341 | 129.3823 | -105 | -105.0048 | -267.662 | 268.17 | -267.662 | 268.17 | -54.0818 | 79.9909 | 85.8 | 88.7011 | 85.5 | 88.3351 | -109 | -110.7482 | -119.3 | -121.5732 | -122.4 | -124.7888 | -122.2 | -124.5345 | 454.4057 | 454.6277
2020-12-01 09:00 | -113 | -113.0708 | -27.1726 | 31.6104 | 131.1994 | 131.2558 | -114 | -114.0702 | -278.0995 | 278.7274 | -278.0995 | 278.7274 | -57.8394 | 94.4193 | 83.7 | 86.6714 | 84.3 | 87.4077 | -107.1 | -108.8074 | -118.7 | -120.4914 | -121.1 | -122.9244 | -121.2 | -122.9073 | 424.2683 | 424.2773
2020-12-01 09:30 | -115 | -115.0043 | -6.6724 | 18.465 | 129.2829 | 129.2844 | -114 | -114.0044 | -271.3303 | 272.4545 | -271.3303 | 272.4545 | -53.7077 | 89.6296 | 82.8 | 85.4958 | 84.9 | 87.6791 | -106.2 | -107.5679 | -117.6 | -119.0423 | -120.3 | -121.8862 | -120.4 | -122.001 | 450.4334 | 450.4676
2020-12-01 10:00 | -132 | -132.5443 | -22.5386 | 36.7415 | 146.7843 | 147.0133 | -131 | -131.461 | -294.0353 | 294.2351 | -294.0353 | 294.2351 | -71.9264 | 102.6729 | 83.7 | 86.2217 | 84.6 | 87.0248 | -106.6 | -107.9947 | -117.2 | -118.8288 | -120.2 | -121.7875 | -120.3 | -121.8383 | 452.3547 | 452.4177
2020-12-01 10:30 | -114 | -115.9181 | -10.628 | 38.213 | 131.9402 | 133.4126 | -113 | -114.9348 | -275.8546 | 275.956 | -275.8546 | 275.956 | -72.5283 | 92.5202 | 84 | 86.8079 | 83.7 | 86.2942 | -106.7 | -108.2919 | -117.6 | -119.5672 | -120.7 | -122.7691 | -120.8 | -122.8049 | 452.5978 | 452.6061
2020-12-01 11:00 | -123 | -125.3196 | -16.9493 | 41.6858 | 141.9327 | 143.4925 | -123 | -125.3196 | -287.7906 | 287.9369 | -287.7906 | 287.9369 | -73.9298 | 94.6635 | 83.7 | 86.4422 | 82.5 | 85.3572 | -107.1 | -108.709 | -117.3 | -119.4384 | -120.4 | -122.6148 | -120.1 | -122.2825 | 449.1619 | 449.1626
2020-12-01 11:30 | -120 | -122.3765 | -22.8176 | 45.142 | 143.5587 | 145.4661 | -119 | -121.2023 | -281.1383 | 281.4892 | -281.1383 | 281.4892 | -56.2067 | 85.2397 | 83.7 | 86.8291 | 82.8 | 86.1251 | -105.8 | -107.6506 | -117.2 | -119.6522 | -120.8 | -123.2594 | -120.4 | -122.7883 | 479.2372 | 479.2783
2020-12-01 12:00 | -114 | -117.3882 | -33.5942 | 50.4174 | 128.3456 | 131.0698 | -114 | -117.1537 | -273.684 | 274.0942 | -273.684 | 274.0942 | -49.8594 | 79.9028 | 82.2 | 85.3841 | 83.1 | 86.1711 | -105.8 | -107.9816 | -118.4 | -120.9083 | -121.3 | -123.8697 | -121 | -123.6334 | 489.5631 | 489.59
2020-12-01 12:30 | -130 | -133.1953 | -33.3187 | 55.1147 | 146.9191 | 149.0677 | -130 | -132.9812 | -296.291 | 296.7217 | -296.291 | 296.7217 | -39.1276 | 69.0305 | 83.1 | 86.0922 | 84 | 87.1184 | -105.6 | -107.3853 | -117.9 | -120.1034 | -120.7 | -122.9473 | -120.9 | -123.1627 | 463.2655 | 463.4382
2020-12-01 13:00 | -137 | -140.4635 | -40.6979 | 60.9057 | 154.3362 | 156.462 | -137 | -140.4635 | -287.5618 | 288.2997 | -287.5618 | 288.2997 | -17.4161 | 56.7069 | 84.6 | 87.857 | 86.1 | 89.3078 | -108.3 | -110.2982 | -119.2 | -121.5332 | -122.4 | -124.8279 | -122.8 | -125.2006 | 464.4114 | 464.6342
2020-12-01 13:30 | -136 | -139.2695 | -40.1066 | 59.2956 | 153.7658 | 155.9595 | -136 | -139.0575 | -272.745 | 273.6036 | -272.745 | 273.6036 | -29.8859 | 61.1137 | 83.7 | 86.9094 | 84.6 | 87.5409 | -105.9 | -107.772 | -117.4 | -119.5935 | -120.4 | -122.6912 | -120.2 | -122.4565 | 488.6515 | 488.7433
2020-12-01 14:00 | -128 | -131.4686 | -57.6573 | 68.6293 | 136.8258 | 139.7224 | -127 | -130.269 | -274.7248 | 275.5822 | -274.7248 | 275.5822 | -34.9482 | 64.555 | 83.4 | 86.3818 | 84.3 | 87.251 | -106.6 | -108.5157 | -118.2 | -120.3979 | -121.2 | -123.4955 | -121.2 | -123.4193 | 453.4243 | 453.9603
2020-12-01 14:30 | -145 | -148.4891 | -47.2459 | 65.6697 | 163.7317 | 165.9451 | -145 | -148.2768 | -291.9864 | 293.272 | -291.9864 | 293.272 | -3.4019 | 45.9909 | 84.6 | 88.104 | 84 | 87.4442 | -106.5 | -108.5896 | -118.7 | -120.9306 | -122 | -124.2998 | -121.6 | -124.0246 | 472.2383 | 473.2654
2020-12-01 15:00 | -141 | -145.279 | -61.6434 | 74.0941 | 144.0377 | 147.7206 | -140 | -144.0694 | -266.5212 | 268.549 | -266.5212 | 268.549 | -18.6895 | 61.7363 | 84 | 87.9614 | 84.9 | 88.4761 | -106.3 | -109.1094 | -119.5 | -122.2957 | -122.4 | -125.2996 | -122.5 | -125.3547 | 449.908 | 450.9473
2020-12-01 15:30 | -122 | -125.3994 | -45.8455 | 65.2401 | 140.6431 | 145.1806 | -121 | -124.4267 | -257.8176 | 260.8747 | -257.8176 | 260.8747 | -15.3885 | 53.0864 | 84.9 | 89.1813 | 84 | 88.8 | -107.3 | -110.6205 | -116.3 | -119.5231 | -119.6 | -122.8796 | -119.5 | -122.8053 | 412.9155 | 414.5084
2020-12-01 16:00 | -109 | -113.8859 | -30.9269 | 50.3226 | 120.7679 | 125.4091 | -109 | -113.8859 | -240.176 | 242.8599 | -240.176 | 242.8599 | -20.6319 | 58.3351 | 84.6 | 90.0665 | 84.9 | 90.4514 | -107.2 | -111.4818 | -118.3 | -122.4995 | -121.5 | -125.8234 | -121.2 | -125.5078 | 410.3137 | 411.9298
2020-12-01 16:30 | -120 | -126.1784 | -43.6067 | 66.3368 | 143.4782 | 148.9905 | -121 | -127.1299 | -274.4283 | 278.5675 | -274.4283 | 278.5675 | -31.0521 | 66.1012 | 86.4 | 92.4876 | 86.4 | 92.5951 | -108.1 | -113.4112 | -116.9 | -121.9699 | -119.9 | -125.0167 | -119.4 | -124.5088 | 367.6042 | 370.1105
2020-12-01 17:00 | -128 | -132.9662 | -49.7376 | 64.6015 | 142.4625 | 146.7594 | -128 | -132.9662 | -278.0172 | 280.8705 | -278.0172 | 280.8705 | -23.2914 | 74.8788 | 86.1 | 90.6943 | 87.3 | 91.7416 | -108.2 | -111.64 | -117 | -120.8849 | -119.8 | -123.771 | -119.8 | -123.7459 | 394.5648 | 396.5787
2020-12-01 17:30 | -126 | -130.5067 | -39.4793 | 53.5948 | 137.9916 | 141.0546 | -126 | -130.5067 | -275.0225 | 276.5898 | -275.0225 | 276.5898 | -27.485 | 83.1954 | 86.1 | 91.1768 | 86.4 | 91.2651 | -108.4 | -112.4215 | -117.2 | -121.6763 | -120.1 | -124.7927 | -120 | -124.6693 | 410.8974 | 412.7882
2020-12-01 18:00 | -129 | -133.9291 | -37.7069 | 55.9539 | 144.2707 | 147.9434 | -128 | -132.6989 | -288.4621 | 290.5111 | -288.4621 | 290.5111 | -24.2281 | 85.063 | 86.7 | 91.8421 | 86.7 | 91.8421 | -109.2 | -113.4334 | -117.3 | -122.1561 | -120.3 | -125.288 | -120.2 | -125.2481 | 400.614 | 402.6534
2020-12-01 18:30 | -122 | -127.7811 | -29.1973 | 52.6913 | 138.748 | 143.2059 | -122 | -127.7811 | -277.9056 | 280.9116 | -277.9056 | 280.9116 | -10.5044 | 69.4214 | 85.8 | 90.8936 | 85.5 | 90.4136 | -109.3 | -113.185 | -118.1 | -122.5168 | -121.2 | -125.7712 | -121.4 | -126.0443 | 415.1993 | 417.3923
2020-12-01 19:00 | -113 | -117.1751 | -16.7114 | 41.8328 | 131.5688 | 135.2806 | -113 | -117.4436 | -266.839 | 269.1232 | -266.839 | 269.1232 | -5.6145 | 72.839 | 86.1 | 90.9812 | 86.4 | 91.2651 | -109.5 | -113.5089 | -117.9 | -122.5816 | -120.9 | -125.509 | -120.7 | -125.3432 | 413.9633 | 416.1765
2020-12-01 19:30 | -111 | -116.0905 | -12.5689 | 43.2406 | 129.8805 | 134.1495 | -110 | -114.8434 | -264.7602 | 267.5072 | -264.7602 | 267.5072 | -15.1788 | 75.0705 | 86.1 | 91.1689 | 86.1 | 90.5046 | -109 | -112.8953 | -117.9 | -122.8722 | -120.8 | -125.8801 | -120.7 | -125.7841 | 393.9355 | 396.0323
2020-12-01 20:00 | -108 | -112.361 | -11.1529 | 42.0394 | 131.532 | 135.0398 | -108 | -112.361 | -269.5098 | 271.4234 | -269.5098 | 271.4234 | -8.3887 | 71.6333 | 86.7 | 91.1709 | 86.7 | 91.5492 | -109.6 | -113.0979 | -118.4 | -122.8434 | -121.4 | -126.0713 | -121.1 | -125.7285 | 401.281 | 403.2723
2020-12-01 20:30 | -111 | -114.7258 | -6.6782 | 35.9463 | 123.2776 | 126.3574 | -111 | -114.9826 | -255.0752 | 256.6184 | -255.0752 | 256.6184 | 6.0932 | 82.2956 | 86.1 | 90.8847 | 86.7 | 91.1709 | -108.9 | -112.1728 | -116.7 | -120.4447 | -119.7 | -123.4754 | -119.6 | -123.3556 | 404.8906 | 406.2997
2020-12-01 21:00 | -107 | -111.6826 | -14.232 | 41.0621 | 126.9765 | 130.9994 | -107 | -111.4002 | -257.1396 | 259.7891 | -257.1396 | 259.7891 | 14.2443 | 81.8854 | 86.4 | 91.2651 | 87.3 | 91.8343 | -109.7 | -113.494 | -117.1 | -121.211 | -120.6 | -124.6966 | -119.7 | -123.9294 | 386.2662 | 388.0232
2020-12-01 21:30 | -93 | -96.8401 | 0.85763 | 27.9852 | 106.0452 | 109.2947 | -92 | -95.8801 | -225.8777 | 227.7496 | -225.8777 | 227.7496 | 27.5758 | 89.7159 | 86.1 | 91.7848 | 86.7 | 92.245 | -109.6 | -115.1347 | -116.4 | -121.0984 | -119.3 | -124.2305 | -119.4 | -124.3842 | 369.1804 | 370.5796
2020-12-01 22:00 | -81 | -84.2021 | 5.2422 | 28.0046 | 98.0559 | 101.5918 | -81 | -83.9345 | -209.8451 | 211.967 | -209.8451 | 211.967 | 39.7885 | 91.5073 | 86.7 | 92.7679 | 87 | 93.0484 | -110.8 | -115.9656 | -117.1 | -122.3628 | -120.1 | -125.3702 | -119.8 | -125.4497 | 353.4241 | 356.2898
2020-12-01 22:30 | -77 | -80.0812 | 6.8034 | 26.1269 | 93.2873 | 96.8342 | -77 | -79.8123 | -206.8943 | 208.8624 | -206.8943 | 208.8624 | 44.3268 | 93.2682 | 88.8 | 94.3222 | 88.8 | 94.3222 | -111.8 | -116.7399 | -115.9 | -121.2443 | -118.5 | -123.9646 | -118.2 | -123.7368 | 333.5211 | 338.1245
2020-12-01 23:00 | -71 | -73.7631 | 9.4546 | 25.0626 | 87.9528 | 91.7264 | -71 | -73.7631 | -200.4493 | 202.4376 | -200.4493 | 202.4376 | 55.61 | 100.6248 | 87.3 | 92.7078 | 87.9 | 93.1731 | -113.3 | -118.0923 | -115.5 | -120.8032 | -119.7 | -125.1879 | -119.6 | -125.2815 | 330.5933 | 336.0509
2020-12-01 23:30 | -53 | -55.6597 | 25.5357 | 32.3363 | 70.2326 | 74.3808 | -54 | -56.6127 | -183.0067 | 184.3639 | -183.0067 | 184.3639 | 40.4958 | 93.0582 | 87.9 | 93.273 | 88.5 | 93.6409 | -112.4 | -117.0043 | -116.4 | -121.4524 | -119.2 | -124.4888 | -118.7 | -124.1348 | 336.1373 | 342.5395
2020-12-02 | -52 | -55.3624 | 24.242 | 31.2466 | 67.5848 | 72.4739 | -52 | -55.3624 | -169.2937 | 171.4223 | -169.2937 | 171.4223 | 52.7913 | 97.1619 | 88.5 | 93.6562 | 88.5 | 93.4465 | -111 | -115.5483 | -115 | -120.0923 | -117.8 | -123.0041 | -117.8 | -123.1198 | 333.3034 | 340.641
2020-12-02 00:30 | -55 | -58.5235 | 18.5277 | 27.2563 | 70.1504 | 75.4112 | -56 | -59.4643 | -165.8359 | 168.6416 | -165.8359 | 168.6416 | 63.3991 | 99.6937 | 88.2 | 92.971 | 88.2 | 92.971 | -111.9 | -116.019 | -116.5 | -121.0836 | -119.3 | -123.9957 | -119.2 | -123.9817 | 330.1949 | 339.5689
2020-12-02 01:00 | -60 | -63.9062 | 12.7207 | 24.4959 | 72.9179 | 78.6768 | -59 | -62.9682 | -165.4213 | 168.843 | -165.4213 | 168.843 | 66.8277 | 102.775 | 88.5 | 93.9388 | 88.8 | 94.2215 | -112.1 | -116.4687 | -117.1 | -121.992 | -119.7 | -124.656 | -119.5 | -124.6331 | 328.5896 | 336.1018
2020-12-02 01:30 | -49 | -52.2015 | 23.2258 | 28.0927 | 60.107 | 65.528 | -49 | -52.2015 | -145.4642 | 148.8118 | -145.4642 | 148.8118 | 65.504 | 110.2014 | 88.8 | 96.0469 | 88.5 | 95.2064 | -112.6 | -119.2943 | -115.9 | -123.0386 | -118.7 | -126.0118 | -118.2 | -125.6163 | 303.8791 | 311.6056
2020-12-02 02:00 | -53 | -56.648 | 17.31 | 24.4467 | 65.4171 | 71.1367 | -53 | -56.648 | -150.808 | 154.5827 | -150.808 | 154.5827 | 72.0688 | 112.8654 | 88.5 | 96.2346 | 87.9 | 95.4476 | -111.5 | -118.9378 | -115.2 | -122.8938 | -118.1 | -125.8911 | -117.6 | -125.632 | 301.4258 | 308.1934
2020-12-02 02:30 | -51 | -54.7814 | 16.4687 | 23.6879 | 64.3292 | 70.518 | -51 | -54.7814 | -148.4762 | 152.6552 | -148.4762 | 152.6552 | 73.9164 | 113.8487 | 88.5 | 95.8198 | 88.8 | 96.0469 | -112 | -118.9286 | -115.8 | -123.0455 | -118.8 | -126.2408 | -118.4 | -126.0007 | 295.5721 | 303.3072
2020-12-02 03:00 | -49 | -52.2015 | 21.5675 | 26.525 | 61.281 | 66.5577 | -49 | -52.2015 | -143.273 | 146.6852 | -143.273 | 146.6852 | 71.3425 | 111.7803 | 88.2 | 95.4924 | 89.1 | 96.2107 | -111.9 | -118.8008 | -115.2 | -122.4471 | -118.1 | -125.4806 | -117.8 | -125.437 | 285.4632 | 295.6584
2020-12-02 03:30 | -34 | -36.7696 | 34.8992 | 36.7206 | 49.0891 | 53.8558 | -34 | -36.4006 | -124.5892 | 127.2306 | -124.5892 | 127.2306 | 81.8916 | 117.706 | 88.2 | 95.0389 | 88.2 | 95.0389 | -111.8 | -117.8905 | -115.9 | -122.4784 | -118.9 | -125.673 | -118.6 | -125.5524 | 305.2764 | 315.9617
2020-12-02 04:00 | -29 | -31.3847 | 45.9892 | 47.1088 | 37.5268 | 43.5154 | -29 | -31.0161 | -111.2235 | 114.2398 | -111.2235 | 114.2398 | 70.8543 | 111.253 | 87.6 | 94.2592 | 88.2 | 94.4905 | -111.8 | -117.6696 | -115.9 | -122.3177 | -119 | -125.5747 | -118.4 | -125.1028 | 301.6016 | 313.4225
2020-12-02 04:30 | -20 | -21.5407 | 51.982 | 52.4483 | 36.0301 | 39.7255 | -20 | -21.5407 | -111.638 | 113.0369 | -111.638 | 113.0369 | 63.558 | 104.4305 | 87.9 | 94.9385 | 88.2 | 95.2641 | -111.5 | -118.2696 | -115.5 | -122.8311 | -118.3 | -125.8725 | -118 | -125.6936 | 312.7787 | 320.7784
2020-12-02 05:00 | -11 | -13.0384 | 64.1047 | 64.386 | 27.2108 | 30.8441 | -11 | -13.0384 | -107.4491 | 108.6009 | -107.4491 | 108.6009 | 65.5978 | 112.5716 | 87.9 | 95.2154 | 87.9 | 95.2154 | -110.5 | -117.114 | -116.1 | -123.4294 | -119.1 | -126.5569 | -118.5 | -126.1975 | 343.056 | 352.9363
2020-12-02 05:30 | -8 | -9.434 | 73.994 | 74.5281 | 25.8915 | 28.5869 | -8 | -9.434 | -110.2148 | 110.8521 | -110.2148 | 110.8521 | 51.9952 | 98.4842 | 86.7 | 90.8069 | 87 | 91.1827 | -110.2 | -113.412 | -117.2 | -121.1753 | -120.1 | -124.0363 | -120.2 | -124.1116 | 367.3228 | 375.6429
2020-12-02 06:00 | -8 | -9.434 | 73.5486 | 74.1467 | 27.2519 | 29.5363 | -8 | -9.434 | -116.8882 | 117.3747 | -116.8882 | 117.3747 | 32.0181 | 89.8407 | 86.1 | 89.5453 | 87.3 | 90.4598 | -110 | -112.2776 | -117.8 | -120.6136 | -120.9 | -123.7916 | -120.5 | -123.4443 | 383.1431 | 386.9096
2020-12-02 06:30 | -10 | -10.4403 | 72.2894 | 73.0697 | 28.51 | 30.2358 | -10 | -10.4403 | -123.2296 | 123.4672 | -123.2296 | 123.4672 | 16.5272 | 75.1377 | 85.8 | 88.5508 | 87 | 89.714 | -109.5 | -110.8924 | -117.7 | -120.1621 | -120.5 | -123.2014 | -120.1 | -122.9681 | 380.4333 | 383.8798
2020-12-02 07:00 | -8 | -8.0623 | 68.3644 | 68.8374 | 27.387 | 28.8387 | -8 | -8.0623 | -116.3339 | 116.5022 | -116.3339 | 116.5022 | 13.3423 | 78.3833 | 86.1 | 88.916 | 85.8 | 88.4771 | -109.8 | -111.5357 | -118.6 | -120.9645 | -121.7 | -124.1023 | -121.4 | -123.8475 | 392.1211 | 393.79
2020-12-02 07:30 | -16 | -16.0312 | 52.5515 | 53.1869 | 35.8312 | 37.0714 | -16 | -16.0312 | -122.835 | 122.9856 | -122.835 | 122.9856 | 28.7144 | 84.51 | 84.9 | 88.0657 | 85.8 | 89.0934 | -108.2 | -110.2573 | -116.8 | -119.8801 | -120 | -123.0441 | -119.8 | -122.8712 | 407.6497 | 409.335
2020-12-02 08:00 | -29 | -29.1548 | 43.3847 | 44.4314 | 41.8053 | 43.1955 | -29 | -29.0689 | -124.4664 | 124.5894 | -124.4664 | 124.5894 | 30.1589 | 86.3828 | 85.2 | 88.6803 | 86.1 | 89.3824 | -109.6 | -111.9668 | -118.6 | -121.7691 | -121.8 | -125.0445 | -121.4 | -124.7005 | 412.4961 | 413.6242
2020-12-02 08:30 | -39 | -39.4588 | 27.9212 | 31.3493 | 48.8961 | 51.3273 | -39 | -39.6232 | -124.3147 | 124.8327 | -124.3147 | 124.8327 | 4.4445 | 85.0787 | 86.1 | 90.1449 | 85.8 | 89.948 | -109.9 | -113.2642 | -116.7 | -120.5946 | -119.6 | -123.5774 | -119.4 | -123.4344 | 371.7853 | 372.2811
2020-12-02 09:00 | -43 | -43.566 | 12.0007 | 17.4576 | 57.5326 | 59.3427 | -44 | -44.5533 | -137.7587 | 138.1061 | -137.7587 | 138.1061 | 9.3328 | 83.762 | 86.4 | 90.5205 | 87.3 | 91.469 | -110.7 | -113.8555 | -118.4 | -122.1416 | -121.3 | -125.1247 | -121.1 | -124.9801 | 346.2875 | 347.3407
2020-12-02 09:30 | -43 | -43.566 | 12.1143 | 17.4068 | 54.1024 | 55.821 | -43 | -43.4166 | -139.9199 | 140.1915 | -139.9199 | 140.1915 | 29.4134 | 86.1634 | 86.4 | 90.6104 | 86.4 | 90.6104 | -109.2 | -112.3224 | -117.5 | -121.22 | -120.3 | -124.1555 | -120.5 | -124.4237 | 362.0351 | 363.3711
2020-12-02 10:00 | -41 | -41.5933 | 16.8342 | 21.8334 | 54.3825 | 56.044 | -42 | -42.5793 | -143.0662 | 143.2415 | -143.0662 | 143.2415 | 33.0403 | 90.9779 | 86.7 | 90.8965 | 86.4 | 90.7013 | -109.8 | -113.0471 | -117.4 | -121.0534 | -120.4 | -124.3019 | -120.3 | -124.1116 | 344.8839 | 345.6528
2020-12-02 10:30 | -44 | -44.4072 | 13.234 | 19.0588 | 54.6494 | 56.305 | -44 | -44.4072 | -140.5237 | 140.7522 | -140.5237 | 140.7522 | 33.3905 | 91.2511 | 86.1 | 90.3244 | 86.4 | 90.793 | -109.3 | -112.6821 | -116.6 | -120.5484 | -119.3 | -123.2619 | -119.1 | -123.1188 | 339.9467 | 340.6435
2020-12-02 11:00 | -40 | -40.3113 | 24.0525 | 27.7041 | 53.9623 | 55.3781 | -40 | -40.1995 | -140.5364 | 140.6513 | -140.5364 | 140.6513 | 40.4598 | 93.9919 | 87 | 91.3642 | 87.3 | 91.559 | -109.8 | -113.143 | -117.2 | -121.0508 | -120.3 | -124.1802 | -120.1 | -124.1833 | 341.5122 | 342.3977
2020-12-02 11:30 | -36 | -36.2215 | 22.3178 | 24.8592 | 48.1808 | 49.5949 | -36 | -36.3456 | -130.5312 | 130.5988 | -130.5312 | 130.5988 | 40.9535 | 85.6005 | 85.8 | 90.1299 | 86.7 | 90.8069 | -108.8 | -111.5188 | -117.1 | -121.3936 | -120.7 | -124.999 | -120.5 | -124.8843 | 360.2113 | 362.4453
2020-12-02 12:00 | -33 | -33.541 | 30.2992 | 33.2688 | 47.8404 | 49.4575 | -33 | -33.3766 | -128.4185 | 128.5092 | -128.4185 | 128.5092 | 37.287 | 90.3372 | 86.1 | 90.8936 | 87 | 92.1254 | -110.1 | -113.9836 | -117.3 | -121.7727 | -119.9 | -124.492 | -119.8 | -124.4497 | 338.3026 | 339.9054
2020-12-02 12:30 | -32 | -32.1403 | 28.3058 | 30.093 | 43.5253 | 44.5336 | -33 | -33.0606 | -130.0977 | 130.1057 | -130.0977 | 130.1057 | 49.7681 | 96.1737 | 86.7 | 91.2641 | 86.7 | 91.1709 | -109.6 | -113.1449 | -116.5 | -120.3007 | -119.4 | -123.3336 | -119.2 | -123.1651 | 344.044 | 345.2136
2020-12-02 13:00 | -33 | -33.1361 | 29.5235 | 31.5662 | 46.4049 | 47.5263 | -33 | -33.1361 | -123.8978 | 123.9309 | -123.8978 | 123.9309 | 53.4399 | 100.9117 | 87 | 91.7377 | 86.4 | 91.0736 | -110.7 | -113.7289 | -118.6 | -121.7313 | -121.6 | -124.6423 | -121.3 | -124.5955 | 343.9567 | 345.1978
2020-12-02 13:30 | -30 | -30.1496 | 31.5192 | 33.5719 | 42.4774 | 43.8515 | -30 | -30.1496 | -122.0474 | 122.0945 | -122.0474 | 122.0945 | 41.2979 | 99.714 | 86.7 | 91.7436 | 87 | 91.9298 | -109.4 | -113.5617 | -117.6 | -121.7347 | -120.7 | -124.7175 | -120.4 | -124.6459 | 339.7211 | 340.4483
2020-12-02 14:00 | -26 | -26.0768 | 34.416 | 35.5589 | 37.7898 | 38.9849 | -26 | -26.0192 | -114.5842 | 114.5956 | -114.5842 | 114.5956 | 45.0721 | 94.2717 | 87.3 | 91.3799 | 87.3 | 91.3799 | -109.9 | -113.0264 | -118.2 | -122.0218 | -121 | -124.9328 | -120.7 | -124.6423 | 337.7228 | 338.9834
2020-12-02 14:30 | -21 | -21.0238 | 32.4438 | 33.2656 | 32.1995 | 33.6311 | -20 | -20.025 | -111.38 | 111.4171 | -111.38 | 111.4171 | 44.7585 | 99.5436 | 85.8 | 90.4096 | 86.7 | 90.9871 | -109.8 | -113.1923 | -118.3 | -122.3197 | -121.4 | -125.4958 | -121.1 | -125.3788 | 337.4119 | 338.5471
2020-12-02 15:00 | -28 | -28.0179 | 26.6324 | 27.216 | 37.2985 | 38.4226 | -27 | -27 | -117.4855 | 117.4988 | -117.4855 | 117.4988 | 50.3393 | 97.7579 | 86.7 | 90.5434 | 86.7 | 90.4573 | -109.1 | -111.9054 | -117.8 | -121.4376 | -121 | -124.8338 | -120.6 | -124.397 | 360.2043 | 362.274
2020-12-02 15:30 | -25 | -25.02 | 40.9429 | 41.3684 | 37.8631 | 38.8274 | -25 | -25 | -121.7524 | 121.7685 | -121.7524 | 121.7685 | 46.6849 | 97.9112 | 84.9 | 88.9994 | 86.7 | 90.6303 | -109.2 | -112.0029 | -118.3 | -122.0201 | -121.2 | -125.0523 | -120.9 | -124.8609 | 367.7403 | 369.6068
2020-12-02 16:00 | -27 | -27.074 | 32.052 | 32.5164 | 39.4516 | 40.8589 | -26 | -26.0768 | -128.3375 | 128.3888 | -128.3375 | 128.3888 | 39.6534 | 93.847 | 85.8 | 89.948 | 85.2 | 89.3758 | -108.7 | -111.7199 | -118 | -121.7785 | -121.1 | -125.0297 | -121 | -125.033 | 378.4659 | 380.3025
2020-12-02 16:30 | -24 | -24.0832 | 41.8013 | 42.0301 | 39.2013 | 40.4421 | -24 | -24.0208 | -134.0395 | 134.0981 | -134.0395 | 134.0981 | 40.2943 | 92.7693 | 84.9 | 88.8213 | 85.2 | 88.8486 | -108.9 | -111.4589 | -119.9 | -123.5478 | -122.9 | -126.5323 | -122.8 | -126.5555 | 419.7353 | 421.3169
2020-12-02 17:00 | -20 | -20.0998 | 54.9778 | 55.2452 | 36.9759 | 38.0819 | -21 | -21.0238 | -133.1063 | 133.1996 | -133.1063 | 133.1996 | 29.2406 | 92.2563 | 85.2 | 89.0207 | 84.9 | 88.9099 | -108.2 | -110.9613 | -119.3 | -122.9898 | -122.4 | -126.2157 | -122.1 | -125.9738 | 416.716 | 418.777
2020-12-02 17:30 | -22 | -22.2036 | 57.751 | 58.2016 | 40.5892 | 41.7548 | -22 | -22.2036 | -139.4908 | 139.6094 | -139.4908 | 139.6094 | 17.0643 | 85.5386 | 85.8 | 89.8584 | 85.8 | 89.7697 | -108 | -110.7239 | -119.1 | -122.9433 | -122.2 | -126.1449 | -121.9 | -125.9042 | 418.9351 | 421.3602
2020-12-02 18:00 | -18 | -18.1108 | 71.4645 | 71.9362 | 34.0155 | 35.2707 | -19 | -19.105 | -130.4601 | 130.5576 | -130.4601 | 130.5576 | 8.6768 | 84.9603 | 85.8 | 89.3401 | 85.2 | 88.8486 | -109.1 | -111.5395 | -119.3 | -122.519 | -122.5 | -125.8629 | -122.4 | -125.7655 | 402.938 | 405.6385
2020-12-02 18:30 | -7 | -7.2801 | 81.946 | 82.3025 | 26.2217 | 27.8802 | -7 | -7.2801 | -124.1219 | 124.3098 | -124.1219 | 124.3098 | 7.0391 | 87.6335 | 85.5 | 89.572 | 85.5 | 89.6619 | -108.9 | -111.9145 | -118.1 | -121.7286 | -121.2 | -124.8337 | -121.1 | -124.8089 | 392.8567 | 395.4341
2020-12-02 19:00 | -17 | -17.0294 | 74.0802 | 74.4367 | 39.6996 | 40.2139 | -17 | -17.0294 | -144.208 | 144.2475 | -144.208 | 144.2475 | 7.6556 | 81.6102 | 85.8 | 89.5951 | 86.4 | 90.0845 | -109.2 | -111.9146 | -118.4 | -122.1187 | -121.3 | -125.1739 | -120.9 | -124.7142 | 403.3448 | 407.4782
2020-12-02 19:30 | -13 | -13.1529 | 76.5934 | 77.0665 | 39.4957 | 40.0596 | -13 | -13.1529 | -140.3732 | 140.394 | -140.3732 | 140.394 | 1.6323 | 78.4212 | 85.5 | 89.2216 | 86.7 | 90.2048 | -107.9 | -110.5805 | -116.9 | -120.419 | -119.7 | -123.4509 | -119.2 | -122.9908 | 389.64 | 394.0593
2020-12-02 20:00 | -16 | -16.1245 | 80.3443 | 80.804 | 38.3125 | 38.895 | -15 | -15.1327 | -139.9487 | 139.9507 | -139.9487 | 139.9507 | -7.0887 | 77.6998 | 86.7 | 90.041 | 86.4 | 89.7522 | -109.4 | -111.8955 | -117.4 | -120.7838 | -120.2 | -123.8149 | -120 | -123.5253 | 378.6595 | 381.8851
2020-12-02 20:30 | -20 | -20.3961 | 78.8832 | 79.6597 | 37.2146 | 38.6329 | -22 | -22.2036 | -134.5733 | 134.682 | -134.5733 | 134.682 | -1.3276 | 80.843 | 86.4 | 90.3433 | 87.3 | 90.948 | -110.4 | -113.2174 | -117.1 | -120.8077 | -119.4 | -123.0626 | -119.9 | -123.7432 | 367.2935 | 371.2287
2020-12-02 21:00 | -27 | -27.4591 | 64.1132 | 64.7508 | 47.4111 | 48.3582 | -26 | -26.4764 | -143.7722 | 143.8672 | -143.7722 | 143.8672 | 24.2438 | 74.5152 | 87.6 | 90.9886 | 87.6 | 90.9079 | -110.9 | -113.162 | -117.3 | -120.542 | -119.6 | -122.9488 | -120 | -123.549 | 368.6535 | 374.7138
2020-12-02 21:30 | -24 | -24.7386 | 63.627 | 64.293 | 43.3228 | 44.8654 | -24 | -24.7386 | -147.7469 | 148.0864 | -147.7469 | 148.0864 | 31.8777 | 76.5947 | 86.4 | 90.1698 | 86.7 | 90.4573 | -109.9 | -112.7076 | -116.6 | -120.2739 | -119.6 | -123.3051 | -119.2 | -123.0402 | 352.9938 | 359.5667
2020-12-02 22:00 | -22 | -22.8035 | 67.5444 | 68.1934 | 34.69 | 37.2244 | -22 | -22.561 | -135.7444 | 136.5903 | -135.7444 | 136.5903 | 26.9323 | 75.5323 | 87.3 | 91.2044 | 87.3 | 91.3799 | -111.7 | -114.6409 | -115.6 | -119.3047 | -118.4 | -122.2156 | -118.3 | -122.1722 | 308.36 | 316.9286
2020-12-02 22:30 | -9 | -10.2956 | 70.2913 | 70.5667 | 30.1276 | 32.0846 | -10 | -11.1803 | -132.7795 | 133.2169 | -132.7795 | 133.2169 | 42.9007 | 85.3798 | 87.6 | 91.9357 | 87.9 | 92.2216 | -111.2 | -114.4529 | -114.6 | -118.615 | -117.4 | -121.5008 | -117.2 | -121.4376 | 306.3969 | 315.4824
2020-12-02 23:00 | -8 | -9.434 | 71.6142 | 71.8677 | 26.6508 | 28.9866 | -8 | -9.434 | -130.7444 | 131.1703 | -130.7444 | 131.1703 | 52.2141 | 92.3608 | 87.9 | 92.3128 | 87.9 | 92.4978 | -112 | -115.6908 | -115.6 | -119.7886 | -118.1 | -122.3847 | -117.8 | -122.0953 | 300.843 | 310.256
2020-12-02 23:30 | -1 | -6.0828 | 77.5559 | 77.7625 | 19.2064 | 22.4853 | -1 | -6.0828 | -128.532 | 128.8167 | -128.532 | 128.8167 | 36.4948 | 75.393 | 88.5 | 92.3537 | 88.2 | 92.3284 | -111.4 | -114.5086 | -114.6 | -118.487 | -117 | -120.9861 | -116.2 | -120.1361 | 294.5527 | 304.9934
2020-12-03 | 6 | 7.8102 | 83.0614 | 83.1373 | 10.1816 | 15.5129 | 6 | 7.8102 | -106.5393 | 107.1653 | -106.5393 | 107.1653 | 31.8549 | 76.0408 | 88.2 | 92.0663 | 88.5 | 92.3537 | -112.2 | -115.1618 | -114.1 | -118.0035 | -117 | -121.0116 | -116.9 | -120.7021 | 274.7784 | 286.3185
2020-12-03 00:30 | 0 | 5 | 71.1747 | 71.2077 | 18.5643 | 22.0916 | -1 | -5.099 | -110.6257 | 111.6542 | -110.6257 | 111.6542 | 39.6767 | 85.6271 | 88.2 | 92.8765 | 88.2 | 92.6903 | -111.1 | -115.0876 | -113.7 | -117.9561 | -116.9 | -121.2007 | -116 | -120.4668 | 270.7603 | 282.572
2020-12-03 01:00 | 0 | 3 | 70.8988 | 70.901 | 15.8074 | 18.8786 | 0 | 1 | -102.8171 | 103.637 | -102.8171 | 103.637 | 41.8135 | 86.5963 | 88.2 | 92.5076 | 88.5 | 92.7936 | -112.6 | -116.005 | -114.4 | -118.631 | -117 | -121.1403 | -116.3 | -120.5429 | 262.7901 | 278.602
2020-12-03 01:30 | 8 | 8.2462 | 83.2536 | 83.6712 | 1.7388 | 19.8457 | 8 | 8.2462 | -81.9196 | 87.0877 | -81.9196 | 87.0877 | 43.7242 | 92.315 | 87.6 | 92.4978 | 88.2 | 93.0663 | -111.7 | -115.6845 | -114 | -118.3522 | -116.7 | -121.2218 | -116.1 | -120.6443 | 253.5819 | 268.311
2020-12-03 02:00 | 15 | 15.0333 | 81.7985 | 81.8039 | 3.6702 | 10.621 | 15 | 15 | -80.7792 | 82.0735 | -80.7792 | 82.0735 | 51.4788 | 90.4867 | 87.6 | 91.9357 | 89.1 | 93.4561 | -112.1 | -115.544 | -113.7 | -117.8503 | -116.4 | -120.8149 | -116 | -120.5631 | 254.8414 | 270.7888
2020-12-03 02:30 | 15 | 15.2971 | 80.752 | 80.8919 | 1.2383 | 7.5989 | 14 | 14.3178 | -75.9238 | 76.7426 | -75.9238 | 76.7426 | 65.8177 | 83.0021 | 88.2 | 92.4175 | 88.2 | 92.7039 | -112.1 | -115.5682 | -114.2 | -120.9696 | -117.1 | -124.1033 | -116.7 | -123.7592 | 272.1708 | 272.2588
2020-12-03 03:00 | 12 | 12.3693 | 82.9949 | 83.1013 | -0.058785 | 7.6253 | 12 | 12.3693 | -73.4435 | 74.3513 | -73.4435 | 74.3513 | 71.47 | 87.2777 | 88.5 | 92.7936 | 88.5 | 92.7039 | -112.2 | -115.641 | -113.5 | -120.177 | -116.2 | -123.0886 | -116.3 | -123.3487 | 276.7794 | 276.9529
2020-12-03 03:30 | 20 | 20.3961 | 88.9529 | 89.0771 | -4.2996 | 7.6711 | 20 | 20.2237 | -66.7884 | 67.5025 | -66.7884 | 67.5025 | 62.7171 | 78.8926 | 88.8 | 92.7272 | 88.8 | 92.814 | -111.8 | -115.2287 | -113.5 | -120.2099 | -116.1 | -123.0935 | -116.3 | -123.449 | 271.5988 | 271.8598
2020-12-03 04:00 | 19 | 19.2354 | 87.0521 | 87.1585 | -2.0727 | 7.2263 | 19 | 19.2354 | -71.2953 | 71.9949 | -71.2953 | 71.9949 | 53.1139 | 71.3137 | 88.2 | 92.3284 | 89.1 | 93.1011 | -112.6 | -116.1038 | -114.4 | -121.0927 | -116.9 | -123.7871 | -116.7 | -123.7925 | 273.7502 | 273.8354
2020-12-03 04:30 | 0 | 0 | 74.9539 | 75.0583 | 15.3369 | 15.811 | 0 | 0 | -100.0273 | 100.0786 | -100.0273 | 100.0786 | 42.3685 | 61.1726 | 88.2 | 92.0663 | 88.5 | 92.2684 | -111.6 | -114.7495 | -113.4 | -120.1154 | -115.9 | -122.966 | -115.9 | -122.7394 | 279.9889 | 279.9987
2020-12-03 05:00 | 8 | 8.544 | 81.5879 | 81.5897 | 10.4011 | 12.5079 | 7 | 7.2801 | -95.4856 | 95.7537 | -95.4856 | 95.7537 | 35.8787 | 56.4566 | 89.1 | 93.0145 | 87.9 | 92.2216 | -111.8 | -115.3508 | -115.2 | -121.9469 | -117 | -123.9098 | -117.1 | -124.1696 | 298.6993 | 298.9711
2020-12-03 05:30 | 10 | 10.0499 | 89.4815 | 89.4835 | 8.9007 | 9.9199 | 10 | 10.0499 | -99.5006 | 99.5042 | -99.5006 | 99.5042 | 33.3922 | 51.4439 | 86.7 | 91.0785 | 87 | 91.643 | -110.3 | -113.7494 | -114.2 | -119.9828 | -116.6 | -122.5741 | -116.6 | -122.698 | 333.031 | 333.05
2020-12-03 06:00 | 2 | 2.8284 | 84.3083 | 84.5399 | 16.0508 | 18.8095 | 2 | 3.6056 | -114.0323 | 114.2921 | -114.0323 | 114.2921 | 11.3657 | 67.1484 | 86.1 | 91.559 | 86.4 | 91.4602 | -109.3 | -113.6934 | -115.1 | -121.6271 | -117.9 | -124.7927 | -117.9 | -124.8255 | 350.2888 | 351.9848
2020-12-03 06:30 | 1 | 5.099 | 85.1896 | 85.7153 | 18.0303 | 20.8673 | 1 | 3.1623 | -118.0411 | 118.2889 | -118.0411 | 118.2889 | -5.1114 | 63.8228 | 85.5 | 88.9686 | 84.9 | 88.3921 | -109.2 | -111.1633 | -115.7 | -119.2065 | -118.7 | -122.335 | -118.7 | -122.1897 | 374.9878 | 378.184
2020-12-03 07:00 | 5 | 5.099 | 83.5294 | 83.7843 | 14.8139 | 16.4617 | 3 | 3.1623 | -107.0647 | 107.0948 | -107.0647 | 107.0948 | -4.08 | 62.5865 | 85.8 | 88.4771 | 85.8 | 88.3326 | -108 | -109.9847 | -116.2 | -119.6202 | -119.2 | -122.7482 | -119 | -122.554 | 382.4771 | 387.3748
2020-12-03 07:30 | 0 | 0 | 67.2254 | 67.4609 | 19.7132 | 21.1456 | 1 | 1 | -109.5775 | 109.6244 | -109.5775 | 109.6244 | 0.80367 | 58.1255 | 86.1 | 89.3023 | 86.1 | 89.5453 | -109.1 | -111.4365 | -116.6 | -120.2739 | -119.7 | -123.4509 | -119.4 | -123.1846 | 344.7704 | 351.4291
2020-12-03 08:00 | -7 | -7.2801 | 56.7733 | 57.3778 | 24.1448 | 25.8573 | -7 | -7.2801 | -113.6383 | 113.7779 | -113.6383 | 113.7779 | 19.8854 | 70.63 | 85.8 | 89.3401 | 85.8 | 89.5951 | -108.1 | -110.4783 | -116.5 | -120.4726 | -119.1 | -123.0181 | -119.2 | -123.1149 | 371.6771 | 377.7306
2020-12-03 08:30 | -5 | -5.3852 | 48.4011 | 48.4942 | 25.4302 | 26.2393 | -5 | -5.831 | -109.0933 | 109.0988 | -109.0933 | 109.0988 | 32.9152 | 74.992 | 84.3 | 87.9005 | 84.9 | 88.4761 | -107.6 | -110.1792 | -115.9 | -119.77 | -119.1 | -123.0683 | -119 | -123.0475 | 368.9672 | 376.1524
2020-12-03 09:00 | -13 | -13.9284 | 40.3243 | 41.2827 | 26.0947 | 28.4217 | -13 | -13.6015 | -106.4595 | 106.8845 | -106.4595 | 106.8845 | 38.2041 | 84.3222 | 82.8 | 87.7647 | 83.4 | 87.943 | -106.7 | -110.3892 | -115.6 | -120.44 | -118.4 | -123.3801 | -118.7 | -123.7525 | 357.7444 | 365.17
2020-12-03 09:30 | -14 | -14.1421 | 37.3784 | 38.0208 | 24.5986 | 26.1807 | -14 | -14.1421 | -100.8531 | 101.0163 | -100.8531 | 101.0163 | 46.5148 | 80.6667 | 84.9 | 88.227 | 84.6 | 88.0207 | -107.1 | -109.3766 | -115.4 | -119.8351 | -117.8 | -122.5532 | -117.7 | -122.2928 | 346.6258 | 352.0519
2020-12-03 10:00 | -12 | -12.1655 | 36.3525 | 37.1687 | 22.6578 | 24.3709 | -12 | -12.1655 | -96.2264 | 96.4088 | -96.2264 | 96.4088 | 43.258 | 78.2417 | 84.9 | 88.0657 | 84.3 | 87.4874 | -106.8 | -109.0626 | -114.7 | -119.1466 | -117.5 | -122.2097 | -117.4 | -122.1687 | 333.7023 | 339.8719
2020-12-03 10:30 | -24 | -24.0832 | 22.5906 | 23.8777 | 33.9393 | 34.9341 | -24 | -24.0208 | -110.8192 | 110.9421 | -110.8192 | 110.9421 | 59.4063 | 90.5887 | 87.3 | 90.6189 | 87.6 | 90.8282 | -111.1 | -113.4965 | -119.4 | -124.174 | -121.8 | -126.6465 | -121.8 | -126.729 | 344.5455 | 351.2949
2020-12-03 11:00 | -28 | -28.0713 | 17.8496 | 20.262 | 37.0907 | 38.2635 | -27 | -27.074 | -112.719 | 112.9382 | -112.719 | 112.9382 | 53.0717 | 89.8338 | 87.3 | 90.948 | 88.2 | 91.8122 | -112.1 | -114.5779 | -119.4 | -124.3528 | -122.6 | -127.7045 | -122.2 | -127.1964 | 334.1482 | 342.5985
2020-12-03 11:30 | -19 | -19.105 | 25.387 | 27.0947 | 28.8946 | 30.4039 | -18 | -18.1108 | -100.5528 | 100.6647 | -100.5528 | 100.6647 | 55.382 | 93.0111 | 91.2 | 94.9442 | 92.1 | 95.6454 | -117 | -119.9857 | -124.5 | -129.6282 | -127.7 | -133.1166 | -127.5 | -132.8722 | 315.0708 | 324.5996
2020-12-03 12:00 | -15 | -15.0333 | 29.086 | 30.2264 | 24.461 | 26.0832 | -17 | -17 | -92.1902 | 92.2539 | -92.1902 | 92.2539 | 61.8405 | 97.5043 | 99.3 | 102.5219 | 99.9 | 103.2532 | -125.1 | -128.1084 | -131.7 | -136.9074 | -135 | -140.3551 | -134.8 | -140.2177 | 303.7937 | 312.3724
2020-12-03 12:30 | -35 | -35.1283 | 8.7261 | 13.7297 | 44.5969 | 45.7225 | -36 | -36.1248 | -119.6253 | 119.7118 | -119.6253 | 119.7118 | 71.1551 | 95.9075 | 99.9 | 102.604 | 100.2 | 102.9647 | -126.6 | -128.911 | -133.6 | -138.4175 | -136.6 | -141.5485 | -136.7 | -141.6975 | 311.9725 | 319.7546
2020-12-03 13:00 | -34 | -34.2345 | 12.9858 | 17.6292 | 44.0346 | 45.212 | -34 | -34.2345 | -117.8355 | 117.896 | -117.8355 | 117.896 | 69.1284 | 102.9154 | 102 | 105.2124 | 102 | 105.1392 | -129.6 | -132.7398 | -135.8 | -141.1248 | -139.1 | -144.5583 | -139.1 | -144.6544 | 309.0693 | 319.6946
2020-12-03 13:30 | -43 | -43.1856 | 4.3822 | 14.8304 | 55.6574 | 56.6364 | -44 | -44.1814 | -136.0152 | 136.0814 | -136.0152 | 136.0814 | 68.9473 | 102.5629 | 109.2 | 112.07 | 111 | 113.565 | -136.6 | -139.728 | -142.6 | -148.0231 | -145.8 | -151.4551 | -145.8 | -151.5639 | 310.6378 | 321.3235
2020-12-03 14:00 | -41 | -41.1096 | 8.4142 | 15.7863 | 53.0034 | 53.6592 | -40 | -40.1123 | -131.7075 | 131.7114 | -131.7075 | 131.7114 | 78.6849 | 116.3834 | 120 | 122.9345 | 120 | 122.8697 | -148.7 | -152.6046 | -154.2 | -160.3 | -158.1 | -164.4343 | -158.1 | -164.5447 | 294.593 | 298.9367
2020-12-03 14:30 | -40 | -40.1995 | 12.5644 | 18.4997 | 52.2041 | 53.3649 | -39 | -39.2046 | -131.3303 | 131.4655 | -131.3303 | 131.4655 | 83.8808 | 114.0338 | 125.4 | 128.0874 | 126 | 128.6748 | -158 | -161.8735 | -163.6 | -169.917 | -167.2 | -173.789 | -166.9 | -173.5551 | 297.7709 | 309.7209
2020-12-03 15:00 | -37 | -37.054 | 16.5808 | 19.6276 | 49.7222 | 50.5066 | -37 | -37.054 | -132.4623 | 132.5019 | -132.4623 | 132.5019 | 82.2004 | 115.2421 | 125.7 | 128.1425 | 124.5 | 127.0248 | -157 | -160.6182 | -163 | -168.6476 | -166.9 | -172.6992 | -166.6 | -172.4666 | 325.3816 | 334.8831
2020-12-03 15:30 | -33 | -33.0151 | 29.1671 | 30.7913 | 43.1979 | 43.9 | -33 | -33.0151 | -127.645 | 127.6549 | -127.645 | 127.6549 | 81.8267 | 114.051 | 128.1 | 130.4407 | 126.6 | 129.1426 | -159 | -162.6999 | -165.3 | -171.0301 | -169.5 | -175.449 | -170.2 | -176.1511 | 354.1702 | 366.6621
2020-12-03 16:00 | -23 | -23 | 38.9604 | 39.6608 | 40.8347 | 41.3053 | -23 | -23 | -132.9688 | 132.9697 | -132.9688 | 132.9697 | 70.0061 | 105.5848 | 127.8 | 130.1461 | 129 | 131.3246 | -160 | -163.6984 | -166.4 | -172.2217 | -169.5 | -175.4684 | -169.3 | -175.438 | 354.9066 | 363.6333
2020-12-03 16:30 | -22 | -22 | 55.9219 | 56.4845 | 39.0252 | 39.2087 | -23 | -23.0217 | -133.5128 | 133.5232 | -133.5128 | 133.5232 | 65.6159 | 102.62 | 125.4 | 127.5099 | 126.9 | 128.9854 | -159.1 | -162.2665 | -167.1 | -172.4678 | -171.4 | -176.8585 | -171 | -176.6172 | 379.5863 | 386.684
2020-12-03 17:00 | -18 | -18 | 62.5955 | 63.0188 | 35.9435 | 36.2916 | -18 | -18 | -133.6693 | 133.6735 | -133.6693 | 133.6735 | 50.5759 | 98.9423 | 129.6 | 132.4441 | 129.6 | 132.3218 | -161.7 | -165.9015 | -169.1 | -174.6055 | -172.5 | -178.1225 | -172.4 | -178.0256 | 377.539 | 384.5332
2020-12-03 17:30 | -16 | -16 | 66.3707 | 66.9762 | 35.9351 | 36.4089 | -15 | -15 | -137.7999 | 137.806 | -137.7999 | 137.806 | 45.6066 | 95.7657 | 128.1 | 131.1031 | 128.4 | 131.3962 | -159.7 | -164.4169 | -167.4 | -173.4472 | -171.2 | -177.3503 | -171.5 | -177.8237 | 381.8804 | 389.096
2020-12-03 18:00 | -19 | -19 | 79.5862 | 80.0302 | 31.6047 | 32.0223 | -19 | -19 | -125.3014 | 125.3224 | -125.3014 | 125.3224 | 37.6807 | 93.0592 | 129 | 132.0464 | 129 | 132.1107 | -160.9 | -165.7254 | -168.8 | -174.9555 | -172.9 | -179.2268 | -172.7 | -179.0867 | 379.3998 | 386.9223
2020-12-03 18:30 | -12 | -12 | 82.6098 | 83.0155 | 30.7923 | 31.277 | -13 | -13 | -116.8756 | 116.8952 | -116.8756 | 116.8952 | 36.2636 | 91.6147 | 127.8 | 131.2739 | 127.5 | 130.9819 | -159 | -164.4027 | -166.5 | -173.143 | -170.5 | -177.3738 | -170.2 | -177.1408 | 356.8905 | 364.0453
2020-12-03 19:00 | 5 | 5 | 96.5371 | 96.8812 | 19.7964 | 20.4836 | 3 | 3 | -104.1026 | 104.1209 | -104.1026 | 104.1209 | 47.7148 | 95.1078 | 127.2 | 130.8289 | 127.8 | 131.3428 | -159.3 | -164.7437 | -166.9 | -173.6245 | -170.8 | -177.6766 | -170.6 | -177.72 | 351.2723 | 356.9516
2020-12-03 19:30 | 0 | 0 | 93.0828 | 93.4865 | 22.2291 | 23.5196 | 0 | 0 | -110.8891 | 110.8913 | -110.8891 | 110.8913 | 48.4124 | 96.9312 | 128.4 | 131.8581 | 127.8 | 131.4825 | -160 | -165.6256 | -167.4 | -174.396 | -171.5 | -178.612 | -171.2 | -178.4646 | 347.0115 | 352.2701
2020-12-03 20:00 | -8 | -8.0623 | 88.2885 | 88.9611 | 31.0241 | 31.7139 | -7 | -7.0711 | -127.4793 | 127.4989 | -127.4793 | 127.4989 | 44.9231 | 93.056 | 127.2 | 130.1599 | 127.2 | 130.4196 | -161.3 | -166.1138 | -166.6 | -172.914 | -171.1 | -177.5176 | -170.3 | -176.7735 | 353.1683 | 356.9667
2020-12-03 20:30 | -12 | -13 | 85.4337 | 86.5291 | 29.6739 | 31.9431 | -13 | -13.6015 | -129.0598 | 129.2836 | -129.0598 | 129.2836 | 73.9229 | 113.7122 | 132.9 | 136.0486 | 133.2 | 136.3417 | -167 | -172.3725 | -171.8 | -178.6786 | -175.9 | -182.8683 | -175.7 | -182.8965 | 352.9246 | 355.5288
2020-12-03 21:00 | -21 | -21.8403 | 66.7428 | 67.997 | 43.7656 | 45.5418 | -21 | -21.8403 | -148.2932 | 148.6016 | -148.2932 | 148.6016 | 91.9007 | 125.2499 | 133.5 | 136.3842 | 132.6 | 135.5034 | -166.6 | -171.6428 | -171.2 | -178.0742 | -175.3 | -182.3462 | -175 | -182.28 | 346.4142 | 348.881
2020-12-03 21:30 | -20 | -21.1896 | 65.7716 | 66.4374 | 40.5752 | 42.3489 | -21 | -21.8403 | -144.7765 | 145.1315 | -144.7765 | 145.1315 | 94.6372 | 135.3987 | 133.5 | 137.0974 | 134.1 | 137.6817 | -168 | -173.8708 | -172 | -180.3978 | -175.6 | -184.4657 | -174.8 | -183.6736 | 317.4772 | 317.5077
2020-12-03 22:00 | -20 | -21.5407 | 61.3107 | 61.9694 | 38.6196 | 41.3066 | -20 | -21.5407 | -140.0159 | 140.8907 | -140.0159 | 140.8907 | 104.8881 | 135.5005 | 134.1 | 137.6817 | 134.4 | 137.9739 | -168.9 | -175.0553 | -170.2 | -178.8943 | -174.8 | -183.8278 | -174.4 | -183.6968 | 299.0104 | 300.5542
2020-12-03 22:30 | -13 | -9.8995 | 65.9971 | 66.4235 | 31.2996 | 34.1772 | -13 | -10.6301 | -134.8543 | 135.7315 | -134.8543 | 135.7315 | 121.1377 | 148.6339 | 137.4 | 141.0999 | 135.9 | 139.5029 | -171.8 | -178.1924 | -173 | -182.0546 | -177 | -186.3542 | -176.9 | -186.4795 | 283.3695 | 284.2767
2020-12-03 23:00 | -6 | -10 | 69.9857 | 70.3797 | 25.6966 | 29.5176 | -6 | -9.2195 | -128.2196 | 129.2591 | -128.2196 | 129.2591 | 120.5132 | 148.1938 | 138.6 | 142.0027 | 138.9 | 142.427 | -171.8 | -178.3526 | -172.4 | -181.5158 | -177.1 | -186.6377 | -176.5 | -186.1338 | 259.5712 | 259.956
2020-12-03 23:30 | -1 | -9.0554 | 74.8727 | 75.1586 | 18.3807 | 23.661 | -1 | -7.0711 | -126.4278 | 127.1096 | -126.4278 | 127.1096 | 106.1995 | 139.5231 | 139.5 | 143.0786 | 139.8 | 143.2392 | -173.8 | -180.3866 | -173.2 | -182.3695 | -178 | -187.4919 | -177.5 | -187.1436 | 251.0305 | 251.6053
2020-12-04 | 8 | 10.6301 | 81.9415 | 82.0638 | 8.4815 | 16.3754 | 8 | 10.6301 | -102.6852 | 103.6703 | -102.6852 | 103.6703 | 110.3122 | 143.1929 | 139.2 | 142.5237 | 140.4 | 143.6959 | -173.9 | -180.367 | -173.5 | -182.4988 | -177.5 | -186.7998 | -177.3 | -186.7645 | 241.8492 | 243.3042
2020-12-04 00:30 | 1 | 6.0828 | 73.9222 | 73.9651 | 12.702 | 18.4564 | 2 | 6.3246 | -102.1024 | 103.1875 | -102.1024 | 103.1875 | 117.6128 | 142.5962 | 140.1 | 143.276 | 139.8 | 143.3049 | -174.4 | -180.902 | -173.3 | -182.3397 | -177.2 | -186.4836 | -177.4 | -186.8909 | 230.4457 | 230.467
2020-12-04 01:00 | 15 | 15.8114 | 85.8491 | 85.8792 | -1.1613 | 12.681 | 16 | 17.088 | -76.2592 | 77.9858 | -76.2592 | 77.9858 | 115.1989 | 143.2592 | 139.5 | 143.4195 | 140.7 | 144.5181 | -174.1 | -181.2762 | -173.4 | -183.0358 | -177.2 | -187.2757 | -176.9 | -187.1545 | 217.0703 | 217.4237
2020-12-04 01:30 | 22 | 22.2036 | 88.3116 | 88.3225 | -5.9777 | 13.1724 | 22 | 22.3607 | -69.6799 | 71.478 | -69.6799 | 71.478 | 126.1535 | 152.9367 | 139.2 | 143.1277 | 139.5 | 143.2813 | -175 | -182.4205 | -173.7 | -183.6081 | -177.8 | -188.038 | -177.7 | -188.2054 | 213.9845 | 214.1006
2020-12-04 02:00 | 29 | 29.1548 | 96.7712 | 96.7824 | -14.5124 | 20.2145 | 29 | 29.1548 | -53.2585 | 56.1928 | -53.2585 | 56.1928 | 133.3915 | 157.7837 | 139.5 | 143.4894 | 139.8 | 143.9225 | -174.2 | -181.484 | -173.3 | -183.36 | -177.2 | -187.4055 | -176.9 | -187.4172 | 213.3088 | 213.4297
2020-12-04 02:30 | 28 | 28.0713 | 94.1378 | 94.1996 | -12.8994 | 15.7007 | 28 | 28.1603 | -54.7177 | 55.473 | -54.7177 | 55.473 | 144.4085 | 172.7617 | 140.7 | 144.3823 | 140.1 | 144.0031 | -175.6 | -182.2816 | -174 | -183.539 | -178.6 | -188.409 | -177.9 | -187.9382 | 216.0153 | 219.6241
2020-12-04 03:00 | 20 | 20.025 | 86.5802 | 86.5803 | -4.4323 | 13.308 | 20 | 20.0998 | -61.2604 | 62.9389 | -61.2604 | 62.9389 | 151.2612 | 177.2858 | 140.1 | 143.6637 | 139.2 | 142.8532 | -173.9 | -180.6445 | -173.4 | -182.9065 | -177.2 | -186.8909 | -176.8 | -186.8002 | 234.1137 | 237.0381
2020-12-04 03:30 | 22 | 22.0907 | 88.7648 | 88.7924 | -6.4153 | 12.5191 | 22 | 22.0907 | -57.167 | 58.1805 | -57.167 | 58.1805 | 144.1044 | 166.0366 | 139.5 | 143.0786 | 138.6 | 142.3366 | -173.8 | -180.6174 | -173.3 | -182.6848 | -177.6 | -187.3019 | -177.3 | -187.2735 | 233.2411 | 233.2419
2020-12-04 04:00 | 15 | 15.2971 | 78.1704 | 78.1958 | 4.8344 | 11.5893 | 15 | 15.2971 | -76.0692 | 76.7217 | -76.0692 | 76.7217 | 142.2201 | 169.046 | 138.9 | 142.2955 | 140.1 | 143.5976 | -173.7 | -180.0776 | -173.1 | -182.1497 | -178 | -187.3979 | -177.5 | -187.112 | 242.2962 | 245.3864
2020-12-04 04:30 | -4 | -6.4031 | 62.889 | 63.0253 | 25.4847 | 28.9279 | -6 | -7.8102 | -107.5572 | 108.5614 | -107.5572 | 108.5614 | 135.1 | 156.1403 | 138.3 | 141.3283 | 139.5 | 142.5644 | -173 | -178.9088 | -172.6 | -181.3343 | -177.2 | -186.0413 | -177.8 | -187.052 | 264.11 | 264.37
2020-12-04 05:00 | -5 | -8.6023 | 68.1814 | 68.3885 | 22.0249 | 26.2267 | -5 | -8.6023 | -106.0925 | 107.1458 | -106.0925 | 107.1458 | 132.844 | 157.6845 | 138.9 | 141.4999 | 138.9 | 141.5574 | -173.1 | -178.0754 | -173.7 | -180.8216 | -178.7 | -186.0563 | -178.3 | -185.8686 | 277.3148 | 279.6635
2020-12-04 05:30 | -26 | -29.5296 | 56.4014 | 59.2319 | 40.1951 | 45.2535 | -27 | -29.9666 | -141.0461 | 143.1253 | -141.0461 | 143.1253 | 114.1402 | 148.9003 | 138.9 | 142.1664 | 139.2 | 142.6266 | -172.7 | -178.4665 | -174.6 | -182.1019 | -179.2 | -186.9017 | -179.4 | -187.3797 | 296.1321 | 296.983
2020-12-04 06:00 | -28 | -31.305 | 51.8424 | 55.269 | 47.4853 | 51.2552 | -29 | -32.2025 | -155.6528 | 157.1153 | -155.6528 | 157.1153 | 95.8727 | 120.8127 | 138.3 | 141.5164 | 138.3 | 141.5803 | -171.5 | -177.2549 | -175.5 | -183.6788 | -179 | -187.3771 | -178.9 | -187.4599 | 310.3795 | 310.7372
2020-12-04 06:30 | -24 | -28.8444 | 50.9179 | 55.4198 | 45.8877 | 50.5794 | -24 | -28.3019 | -158.1701 | 159.6276 | -158.1701 | 159.6276 | 74.9339 | 92.0607 | 137.7 | 141.1904 | 138.6 | 142.1345 | -171.6 | -177.7709 | -175.5 | -183.9164 | -179.5 | -188.0326 | -179.7 | -188.4631 | 309.3254 | 310.1541
2020-12-04 07:00 | -22 | -26.0768 | 47.7299 | 51.7998 | 44.3814 | 48.382 | -25 | -28.6531 | -148.7838 | 149.9468 | -148.7838 | 149.9468 | 68.9777 | 87.8158 | 137.1 | 140.1543 | 136.8 | 139.9869 | -171.8 | -177.1482 | -175.6 | -183.6199 | -180.1 | -188.3988 | -180.2 | -188.6121 | 302.8651 | 304.646
2020-12-04 07:30 | -29 | -32.2025 | 41.3276 | 44.6961 | 44.4436 | 47.6917 | -29 | -32.2025 | -143.2144 | 144.1451 | -143.2144 | 144.1451 | 57.0146 | 83.6699 | 138.3 | 141.7099 | 137.1 | 140.7397 | -169.5 | -175.4748 | -173 | -181.5627 | -177.8 | -186.7133 | -176.8 | -185.9153 | 276.4091 | 281.1939
2020-12-04 08:00 | -27 | -29.1548 | 38.9063 | 42.357 | 41.1896 | 44.7054 | -27 | -29.1548 | -134.8921 | 135.789 | -134.8921 | 135.789 | 70.5078 | 96.8352 | 141.9 | 144.3901 | 141 | 143.5618 | -175.2 | -180.002 | -178.8 | -185.4191 | -183.5 | -190.3753 | -183.1 | -190.0165 | 292.2596 | 296.3999
2020-12-04 08:30 | -31 | -32.28 | 29.5574 | 32.7441 | 42.9395 | 45.5468 | -30 | -31.3209 | -132.5498 | 133.1036 | -132.5498 | 133.1036 | 88.0315 | 121.1285 | 141.9 | 144.3349 | 141.9 | 144.3349 | -178.2 | -183.0826 | -180.9 | -186.9525 | -185.2 | -191.3947 | -185.2 | -191.3485 | 290.0018 | 295.5888
2020-12-04 09:00 | -23 | -24.0416 | 31.8843 | 33.9066 | 33.743 | 36.5392 | -22 | -23.0868 | -114.1181 | 114.5489 | -114.1181 | 114.5489 | 101.6217 | 134.533 | 144 | 147.7329 | 144 | 147.9365 | -178.1 | -185.3965 | -181.1 | -189.7089 | -186 | -194.854 | -185 | -193.9989 | 277.7448 | 285.2212
2020-12-04 09:30 | -27 | -27.6586 | 23.8686 | 26.1622 | 37.8111 | 40.0095 | -27 | -27.4591 | -118.5107 | 118.8046 | -118.5107 | 118.8046 | 106.7698 | 136.7519 | 144.9 | 148.6772 | 144.6 | 148.5206 | -179.9 | -187.4601 | -181.8 | -190.4367 | -186.3 | -195.1197 | -186.5 | -195.6506 | 265.0215 | 274.678
2020-12-04 10:00 | -17 | -17.72 | 34.1791 | 35.3301 | 26.8576 | 28.6429 | -17 | -17.4642 | -96.2303 | 96.258 | -96.2303 | 96.258 | 113.687 | 144.6892 | 150 | 153.4593 | 149.4 | 152.9368 | -187.3 | -194.7362 | -189.6 | -198.1563 | -193.6 | -202.3615 | -193.2 | -202.0665 | 244.2706 | 254.3485
2020-12-04 10:30 | -7 | -3 | 44.4853 | 44.963 | 15.6204 | 17.1594 | -8 | -2 | -82.7481 | 82.801 | -82.7481 | 82.801 | 134.9697 | 165.4006 | 155.7 | 159.1587 | 156.9 | 160.3948 | -194.1 | -201.8788 | -196.2 | -205.0527 | -200.8 | -209.861 | -200.2 | -209.4921 | 223.6604 | 236.0952
2020-12-04 11:00 | -6 | -6 | 39.66 | 39.952 | 15.8489 | 17.3054 | -7 | -7 | -83.4363 | 83.4944 | -83.4363 | 83.4944 | 145.0097 | 172.2471 | 164.1 | 167.3263 | 162.9 | 166.2688 | -202.4 | -210.852 | -204.4 | -213.8592 | -209.1 | -218.7631 | -208.7 | -218.4989 | 216.7323 | 231.3259
2020-12-04 11:30 | -6 | -6 | 39.896 | 40.3233 | 15.9849 | 17.2932 | -6 | -6 | -83.8411 | 83.9322 | -83.8411 | 83.9322 | 153.4193 | 179.3269 | 171.9 | 174.8714 | 172.5 | 175.2989 | -211.2 | -219.6121 | -213.6 | -222.9725 | -218.6 | -228.2504 | -218.6 | -228.4621 | 213.0288 | 227.8808
2020-12-04 12:00 | 0 | 0 | 43.9521 | 44.2153 | 9.9326 | 12.0343 | 0 | 0 | -78.5926 | 78.7282 | -78.5926 | 78.7282 | 145.8283 | 178.7115 | 167.7 | 170.7445 | 167.7 | 170.7445 | -207.5 | -215.6976 | -209.2 | -218.4227 | -214.2 | -223.6526 | -214.1 | -223.8076 | 214.1117 | 218.39
2020-12-04 12:30 | -5 | -3 | 37.3544 | 37.8018 | 14.8745 | 16.4954 | -5 | -5 | -77.4954 | 77.5584 | -77.4954 | 77.5584 | 151.555 | 175.9386 | 172.2 | 174.6415 | 172.2 | 174.7425 | -212 | -219.2971 | -213.4 | -221.5934 | -218.2 | -226.6471 | -218 | -226.6178 | 202.4234 | 216.6759
2020-12-04 13:00 | -6 | -6 | 39.131 | 39.3913 | 14.1227 | 15.5592 | -6 | -6 | -80.0188 | 80.1593 | -80.0188 | 80.1593 | 152.306 | 178.1505 | 177.6 | 179.8249 | 177 | 179.3762 | -220.8 | -228.6504 | -221.4 | -230.107 | -227.3 | -236.4113 | -227.2 | -236.4531 | 190.4247 | 207.0684
2020-12-04 13:30 | 0 | 0 | 43.5094 | 43.6797 | 10.094 | 11.6241 | 0 | 0 | -71.9814 | 72.1964 | -71.9814 | 72.1964 | 160.8395 | 189.3462 | 178.5 | 180.5305 | 178.5 | 180.6212 | -220.2 | -227.5836 | -221.6 | -229.8425 | -226.8 | -235.3073 | -226.4 | -235.1096 | 203.1018 | 206.5121
2020-12-04 14:00 | 0 | 0 | 41.7333 | 41.8619 | 11.8624 | 13.0213 | 0 | 0 | -74.6398 | 74.8791 | -74.6398 | 74.8791 | 165.6505 | 194.3718 | 184.8 | 186.8497 | 184.5 | 186.5976 | -228.1 | -236.0383 | -228.8 | -237.5825 | -234.3 | -243.3372 | -234.2 | -243.4582 | 191.6302 | 195.9528
2020-12-04 14:30 | 0 | 0 | 48.5489 | 48.9662 | 9.9333 | 12.8212 | 1 | 1 | -72.0192 | 72.0214 | -72.0192 | 72.0214 | 172.666 | 195.3453 | 187.8 | 189.731 | 188.4 | 190.4988 | -232.1 | -240.3158 | -231.9 | -240.9456 | -237.3 | -246.6043 | -237.4 | -246.9469 | 210.9245 | 225.0827
2020-12-04 15:00 | 0 | 0 | 51.9334 | 52.3679 | 9.7808 | 13.2678 | 0 | 0 | -75.7052 | 75.7436 | -75.7052 | 75.7436 | 160.5574 | 178.7244 | 191.1 | 192.8741 | 189.6 | 191.5128 | -235 | -243.2465 | -236 | -245.5184 | -241.9 | -251.686 | -241.6 | -251.552 | 210.6296 | 222.7316
2020-12-04 15:30 | 1 | 1 | 56.4333 | 56.8786 | 11.4218 | 13.783 | 0 | 0 | -82.5573 | 82.5653 | -82.5573 | 82.5653 | 155.0971 | 172.1467 | 190.8 | 192.5769 | 191.4 | 193.2121 | -234.7 | -243.0344 | -235.9 | -245.5607 | -241.4 | -251.3722 | -240.9 | -251.2242 | 225.8327 | 237.1986
2020-12-04 16:00 | 5 | 5.831 | 67.9325 | 68.4725 | 5.7462 | 11.2669 | 5 | 5.831 | -77.7987 | 77.8809 | -77.7987 | 77.8809 | 136.4139 | 167.1274 | 189.6 | 191.6857 | 189 | 191.3661 | -232.2 | -241.2765 | -234.3 | -244.7634 | -239.5 | -250.2909 | -239.1 | -250.0415 | 223.9196 | 226.9853
2020-12-04 16:30 | 5 | 6.4031 | 73.6734 | 74.4173 | 8.8512 | 13.7845 | 5 | 6.4031 | -85.0728 | 85.2676 | -85.0728 | 85.2676 | 93.3327 | 118.9775 | 186 | 188.1708 | 184.5 | 186.5976 | -227 | -235.6337 | -227.8 | -237.3922 | -233.1 | -243.0413 | -233.1 | -243.1833 | 193.3125 | 209.2634
2020-12-04 17:00 | 6 | 6.3246 | 78.0709 | 78.1101 | 12.5333 | 13.5845 | 5 | 5.831 | -97.1385 | 97.5201 | -97.1385 | 97.5201 | 118.787 | 149.8015 | 186.9 | 189.1982 | 186.9 | 189.2451 | -231.3 | -240.7251 | -234.8 | -245.4742 | -240.6 | -251.5471 | -239.8 | -250.9877 | 265.254 | 276.8473
2020-12-04 17:30 | 16 | 16.1245 | 96.9353 | 97.1561 | 2.003 | 6.0462 | 16 | 16.1245 | -88.5671 | 88.5893 | -88.5671 | 88.5893 | 120.4979 | 150.5517 | 187.8 | 190.0873 | 187.8 | 190.3251 | -231.5 | -240.8075 | -235.4 | -246.1065 | -241.1 | -252.0545 | -240.6 | -251.7817 | 281.7514 | 290.3106
2020-12-04 18:00 | 16 | 16.2788 | 102.8506 | 103.0508 | 2.0927 | 5.4077 | 17 | 17.2627 | -92.1267 | 92.128 | -92.1267 | 92.128 | 115.9733 | 145.139 | 188.7 | 191.023 | 189 | 191.273 | -233.2 | -242.2284 | -235.4 | -245.8454 | -241.9 | -252.6749 | -241 | -252.0172 | 265.8096 | 273.3947
2020-12-04 18:30 | 18 | 18.4391 | 107.5295 | 107.7198 | 1.3527 | 4.7732 | 18 | 18.4391 | -92.4513 | 92.4795 | -92.4513 | 92.4795 | 118.252 | 150.6776 | 188.7 | 191.3111 | 188.7 | 191.3607 | -232.1 | -241.8 | -235.4 | -246.5483 | -241.8 | -253.1819 | -240.4 | -252.067 | 274.1444 | 281.7867
2020-12-04 19:00 | 23 | 24.3516 | 116.2831 | 116.3901 | -2.4358 | 5.1798 | 22 | 23.4094 | -86.9321 | 86.9361 | -86.9321 | 86.9361 | 120.7484 | 153.6362 | 187.2 | 189.9832 | 187.8 | 190.7295 | -230.6 | -240.8168 | -234.4 | -246.2321 | -239.8 | -251.7068 | -239.2 | -251.38 | 282.643 | 290.5649
2020-12-04 19:30 | 12 | 12 | 105.6088 | 105.9272 | 7.8794 | 10.7387 | 12 | 12 | -96.2133 | 96.2223 | -96.2133 | 96.2223 | 135.5119 | 163.0909 | 188.1 | 191.1304 | 188.7 | 191.8821 | -232.8 | -243.6208 | -236.8 | -249.0664 | -241.5 | -253.9999 | -241.2 | -253.8996 | 289.4092 | 295.7473
2020-12-04 20:00 | 12 | 12 | 107.5243 | 108.0088 | 9.0368 | 11.865 | 11 | 11 | -96.5962 | 96.5968 | -96.5962 | 96.5968 | 132.511 | 161.2965 | 189 | 192.0162 | 188.7 | 191.7742 | -232.5 | -243.2458 | -234.7 | -247.0707 | -239.9 | -252.448 | -239.6 | -252.4134 | 286.3083 | 293.509
2020-12-04 20:30 | 7 | 11.4018 | 99.7364 | 99.7896 | 14.4978 | 19.3246 | 7 | 10.6301 | -102.6305 | 104.3595 | -102.6305 | 104.3595 | 144.6595 | 175.5905 | 189 | 191.1817 | 189 | 191.1817 | -233.4 | -242.5794 | -234.9 | -246.0412 | -240.4 | -251.8276 | -239.8 | -251.5251 | 269.4298 | 278.0738
2020-12-04 21:00 | 8 | 11.3137 | 95.5148 | 95.5374 | 13.057 | 14.9969 | 8 | 10.6301 | -98.2819 | 98.7052 | -98.2819 | 98.7052 | 151.4163 | 183.0287 | 190.2 | 192.5984 | 187.5 | 190.3301 | -233.2 | -242.8282 | -232.7 | -243.8817 | -240.3 | -252.0923 | -239.4 | -251.5396 | 254.7285 | 263.8816
2020-12-04 21:30 | 18 | 19.6977 | 100.4633 | 100.4869 | 4.9188 | 8.5057 | 18 | 19.3132 | -88.3971 | 88.6769 | -88.3971 | 88.6769 | 159.77 | 187.3204 | 190.2 | 192.4588 | 189.6 | 191.9588 | -235 | -244.5573 | -234.5 | -245.7788 | -239.8 | -251.4046 | -239.6 | -251.5162 | 236.8035 | 244.7503
2020-12-04 22:00 | 7 | 9.8995 | 88.9873 | 89.2893 | 10.5822 | 13.8672 | 7 | 9.8995 | -91.6714 | 92.2316 | -91.6714 | 92.2316 | 173.576 | 198.6712 | 186.3 | 188.7 | 186 | 188.4038 | -228.8 | -237.9086 | -229 | -240.2327 | -234.3 | -245.8592 | -233.9 | -245.8141 | 241.7712 | 248.3524
2020-12-04 22:30 | 5 | 7.8102 | 82.3241 | 82.4222 | 13.9233 | 14.4943 | 5 | 7.0711 | -99.8855 | 99.9058 | -99.8855 | 99.9058 | 178.7797 | 203.0426 | 186.3 | 189.3057 | 187.8 | 190.9426 | -231 | -241.4895 | -228.8 | -241.4412 | -234.1 | -246.9429 | -233.6 | -246.9165 | 220.2358 | 226.7669
2020-12-04 23:00 | 0 | 1 | 77.3792 | 77.5337 | 16.4641 | 17.0306 | 0 | 1 | -100.5159 | 100.5841 | -100.5159 | 100.5841 | 185.2323 | 212.6477 | 192 | 195.3458 | 190.8 | 194.1111 | -235.5 | -247.1543 | -233.2 | -246.9285 | -238.4 | -252.6001 | -237.6 | -252.0448 | 201.9895 | 208.1905
2020-12-04 23:30 | 6 | 6.3246 | 87.1568 | 87.2022 | 5.2868 | 8.6579 | 5 | 5.3852 | -97.3821 | 97.3823 | -97.3821 | 97.3823 | 155.8237 | 186.557 | 191.4 | 194.9815 | 191.7 | 195.3912 | -236.8 | -249.441 | -232.8 | -247.1199 | -238.2 | -252.9115 | -237.2 | -252.301 | 173.4812 | 181.8963
2020-12-05 | -5 | -5.3852 | 68.5117 | 68.7488 | 19.0058 | 19.7565 | -7 | -7.2801 | -101.0786 | 101.1091 | -101.0786 | 101.1091 | 160.4727 | 195.8528 | 191.7 | 194.7268 | 191.4 | 194.4845 | -234.6 | -246.1149 | -231.2 | -244.5191 | -236.2 | -249.898 | -236.3 | -250.4861 | 181.0069 | 181.1804
2020-12-05 00:30 | -13 | -13 | 52.8417 | 53.0785 | 31.0931 | 31.9646 | -13 | -13 | -113.5127 | 113.5429 | -113.5127 | 113.5429 | 170.7577 | 197.8751 | 191.4 | 194.5708 | 191.4 | 194.6461 | -236.5 | -248.047 | -233 | -246.3839 | -238.1 | -251.7626 | -237.3 | -251.3967 | 171.4198 | 177.9868
2020-12-05 01:00 | -8 | -8 | 56.6855 | 57.0994 | 23.8863 | 25.0406 | -8 | -8 | -92.8684 | 92.8737 | -92.8684 | 92.8737 | 171.0395 | 199.8044 | 191.4 | 194.7561 | 190.5 | 194.0981 | -235.7 | -248.0194 | -231.8 | -245.7488 | -237.3 | -251.6897 | -236.6 | -251.2702 | 156.581 | 163.582
2020-12-05 01:30 | -15 | -15 | 49.612 | 49.9011 | 29.3703 | 30.785 | -14 | -14 | -100.0604 | 100.1204 | -100.0604 | 100.1204 | 171.8594 | 201.2704 | 191.7 | 195.3334 | 191.1 | 194.861 | -237.6 | -250.7384 | -231.8 | -246.5767 | -237.8 | -252.9072 | -237.3 | -252.8144 | 134.7231 | 143.2506
2020-12-05 02:00 | -21 | -21.0238 | 42.7507 | 42.7699 | 34.6563 | 37.5875 | -21 | -21.0238 | -104.9096 | 105.7243 | -104.9096 | 105.7243 | 174.0774 | 200.2039 | 194.7 | 197.892 | 192.9 | 196.4542 | -237.3 | -249.5728 | -232 | -245.9985 | -237.4 | -251.8229 | -237.4 | -252.2257 | 123.4393 | 128.2895
2020-12-05 02:30 | -21 | -21.2132 | 41.9306 | 41.9344 | 34.0546 | 37.515 | -21 | -21.2132 | -102.9177 | 103.9616 | -102.9177 | 103.9616 | 169.1318 | 196.4023 | 191.7 | 195.051 | 192 | 195.6278 | -234.5 | -246.9433 | -229.1 | -243.0977 | -234.8 | -249.3666 | -233.9 | -248.6276 | 113.9053 | 119.8583
2020-12-05 03:00 | -23 | -25.9422 | 39.677 | 40.1316 | 36.9772 | 42.0826 | -24 | -26.8328 | -105.7341 | 107.9251 | -105.7341 | 107.9251 | 169.7144 | 197.3261 | 192.9 | 196.5687 | 191.4 | 195.214 | -236.4 | -249.4097 | -231 | -245.6705 | -236.5 | -251.5828 | -235.8 | -251.2686 | 103.3596 | 111.4391
2020-12-05 03:30 | -32 | -34.176 | 29.551 | 30.3681 | 47.5196 | 51.7915 | -32 | -34.176 | -120.8775 | 122.8915 | -120.8775 | 122.8915 | 170.361 | 197.2388 | 190.2 | 193.8615 | 190.8 | 194.6258 | -233.6 | -246.4052 | -227.9 | -242.4753 | -233.3 | -248.4392 | -231.8 | -247.1004 | 109.8758 | 117.8729
2020-12-05 04:00 | -44 | -46.1736 | 25.5531 | 28.1891 | 50.9332 | 57.4009 | -44 | -46.1736 | -126.0525 | 130.0504 | -126.0525 | 130.0504 | 165.8533 | 193.4477 | 193.5 | 197.1002 | 191.7 | 195.6269 | -237.4 | -250.3578 | -231.6 | -246.2605 | -236.8 | -251.8308 | -236.3 | -251.8069 | 101.6924 | 111.8001
2020-12-05 04:30 | -47 | -49.6488 | 16.6567 | 19.5399 | 61.341 | 65.5047 | -49 | -51.5461 | -146.6468 | 149.1892 | -146.6468 | 149.1892 | 144.5586 | 172.1748 | 175.2 | 178.921 | 175.5 | 179.5246 | -213.7 | -224.8726 | -208.6 | -221.5718 | -213.3 | -226.7388 | -212.4 | -226.0973 | 136.44 | 140.7449
2020-12-05 05:00 | -46 | -48.3839 | 19.4346 | 23.2012 | 57.9449 | 63.8193 | -46 | -48.0833 | -144.0195 | 148.105 | -144.0195 | 148.105 | 147.6802 | 173.9703 | 175.5 | 179.1543 | 176.7 | 180.6354 | -216.6 | -227.5996 | -212.4 | -225.4196 | -216.5 | -229.8523 | -217 | -230.8304 | 143.778 | 148.8389
2020-12-05 05:30 | -43 | -45.5412 | 29.1313 | 31.0357 | 51.0066 | 56.0012 | -43 | -45.5412 | -137.1446 | 140.174 | -137.1446 | 140.174 | 149.0333 | 171.658 | 173.1 | 176.6827 | 173.4 | 176.9168 | -215.3 | -225.5436 | -211.2 | -223.3298 | -216.1 | -228.7121 | -215.6 | -228.4704 | 154.4787 | 157.9882
2020-12-05 06:00 | -46 | -49.0408 | 19.7359 | 25.1308 | 60.0221 | 65.6693 | -46 | -48.7032 | -155.8895 | 159.7117 | -155.8895 | 159.7117 | 153.3928 | 178.714 | 188.4 | 190.9172 | 188.4 | 191.2683 | -232.4 | -242.7711 | -227.5 | -239.5125 | -231.9 | -244.2236 | -232.3 | -245.0773 | 134.8597 | 139.6105
2020-12-05 06:30 | -42 | -44.9444 | 24.1248 | 29.3591 | 55.1574 | 61.5003 | -42 | -44.9444 | -150.0783 | 154.1216 | -150.0783 | 154.1216 | 149.884 | 175.7552 | 192.6 | 194.8765 | 193.5 | 195.9046 | -236.6 | -246.1503 | -231.3 | -242.2175 | -236.4 | -247.5922 | -235.9 | -247.4749 | 130.4776 | 135.1145
2020-12-05 07:00 | -36 | -39 | 21.503 | 26.8227 | 55.9054 | 61.7691 | -37 | -39.9249 | -157.464 | 160.7485 | -157.464 | 160.7485 | 141.0389 | 169.2737 | 190.5 | 192.5759 | 190.5 | 192.6201 | -236 | -245.082 | -231.3 | -241.6024 | -235.6 | -246.2105 | -235.1 | -245.878 | 136.2502 | 140.3168
2020-12-05 07:30 | -40 | -43.0813 | 26.3979 | 31.2931 | 55.0094 | 60.6162 | -41 | -44.0114 | -159.9469 | 162.9989 | -159.9469 | 162.9989 | 136.5647 | 165.0629 | 191.7 | 193.807 | 191.1 | 193.2135 | -237.9 | -246.7428 | -232.5 | -242.601 | -237.9 | -248.3076 | -237.7 | -248.3942 | 133.2261 | 138.069
2020-12-05 08:00 | -39 | -40.5216 | 25.3395 | 28.0704 | 51.7407 | 56.1704 | -39 | -40.5216 | -156.0811 | 158.2141 | -156.0811 | 158.2141 | 138.3918 | 166.3276 | 191.1 | 192.9562 | 192 | 193.8065 | -236.3 | -244.8136 | -233 | -242.917 | -237.8 | -247.8324 | -237.7 | -248.1345 | 162.1887 | 166.116
2020-12-05 08:30 | -61 | -66.3099 | 0.45195 | 25.924 | 71.7241 | 79.1492 | -62 | -66.8506 | -178.8632 | 184.6679 | -178.8632 | 184.6679 | 147.6185 | 171.8385 | 179.7 | 181.5426 | 178.2 | 180.3247 | -220.4 | -227.3785 | -219.5 | -227.8026 | -225 | -233.7076 | -224.5 | -233.4992 | 192.8783 | 197.1981
2020-12-05 09:00 | -64 | -65.9697 | 6.1488 | 20.3925 | 72.873 | 77.0507 | -63 | -65 | -188.0796 | 190.8043 | -188.0796 | 190.8043 | 132.7422 | 156.0946 | 157.5 | 159.5509 | 157.2 | 159.5018 | -194.8 | -200.3196 | -198.1 | -205.6469 | -202.7 | -210.4595 | -202.3 | -210.4115 | 242.1729 | 246.5941
2020-12-05 09:30 | -71 | -72.5672 | -9.3735 | 23.2897 | 92.5236 | 95.7138 | -71 | -72.5672 | -218.7874 | 220.7109 | -218.7874 | 220.7109 | 98.0116 | 126.9948 | 150.9 | 152.892 | 151.8 | 153.9269 | -187 | -191.9702 | -189.8 | -196.6367 | -193.8 | -200.8114 | -194.2 | -201.408 | 265.0066 | 270.3692
2020-12-05 10:00 | -84 | -86.122 | -8.1947 | 24.857 | 96.7082 | 99.545 | -84 | -86.122 | -216.4459 | 218.1551 | -216.4459 | 218.1551 | 81.4387 | 116.8383 | 147.9 | 149.9814 | 148.8 | 150.9692 | -184.2 | -189.3128 | -186.4 | -193.3304 | -190.7 | -197.8479 | -190.9 | -198.2438 | 263.4996 | 270.6531
2020-12-05 10:30 | -96 | -97.6729 | -15.4074 | 26.2511 | 111.7399 | 113.3442 | -95 | -96.6902 | -244.0816 | 244.9988 | -244.0816 | 244.9988 | 82.322 | 114.8568 | 149.1 | 151.0672 | 150.9 | 152.9406 | -186.5 | -191.3035 | -189.6 | -196.2101 | -193.6 | -200.4359 | -193.8 | -200.733 | 285.2567 | 292.2089
2020-12-05 11:00 | -97 | -99.4636 | -20.4588 | 30.9152 | 107.7802 | 110.484 | -98 | -100.2247 | -237.727 | 239.1635 | -237.727 | 239.1635 | 75.6137 | 110.606 | 152.1 | 153.7994 | 150.6 | 152.3161 | -187.2 | -192.2103 | -189.6 | -196.4434 | -194 | -201.0093 | -193.7 | -200.9707 | 301.4911 | 309.0207
2020-12-05 11:30 | -103 | -105.5367 | -27.1147 | 36.905 | 117.8132 | 120.3027 | -103 | -105.5367 | -253.2477 | 254.6148 | -253.2477 | 254.6148 | 79.4973 | 110.7735 | 151.8 | 153.639 | 152.1 | 153.9354 | -187 | -191.8578 | -189.4 | -196.0944 | -193.4 | -200.2687 | -193.1 | -200.1885 | 314.2202 | 320.9213
2020-12-05 12:00 | -106 | -109.8954 | -38.482 | 47.7564 | 115.6463 | 119.6094 | -105 | -108.9312 | -256.3683 | 258.4439 | -256.3683 | 258.4439 | 72.1707 | 114.5375 | 150.9 | 152.844 | 151.5 | 153.3426 | -187.1 | -192.0225 | -189.5 | -196.4523 | -193.4 | -200.4516 | -193.9 | -201.1987 | 306.1813 | 312.5879
2020-12-05 12:30 | -102 | -107.8378 | -23.6138 | 42.3577 | 109.2933 | 114.7675 | -101 | -106.2544 | -232.755 | 235.5581 | -232.755 | 235.5581 | 78.414 | 120.5704 | 151.2 | 153.8073 | 152.1 | 154.7471 | -189 | -195.1985 | -190.6 | -198.6564 | -193.6 | -201.7321 | -193.3 | -201.7952 | 285.5293 | 295.4415
2020-12-05 13:00 | -99 | -104.0433 | -20.589 | 40.3568 | 112.4981 | 117.4588 | -99 | -104.0433 | -239.3804 | 241.7328 | -239.3804 | 241.7328 | 85.4658 | 124.3101 | 150.9 | 153.4033 | 151.2 | 153.6984 | -187.9 | -193.6647 | -189.8 | -197.4833 | -194.4 | -202.2223 | -194 | -202.0042 | 304.4576 | 311.9635
2020-12-05 13:30 | -110 | -114.8434 | -32.1641 | 46.1402 | 122.3669 | 127.1664 | -109 | -113.8859 | -254.7679 | 256.8015 | -254.7679 | 256.8015 | 76.9539 | 115.5448 | 151.2 | 153.9748 | 151.2 | 154.0318 | -187.9 | -193.8846 | -190 | -197.4429 | -194.9 | -202.5389 | -194.1 | -201.9063 | 310.8768 | 320.2148
2020-12-05 14:00 | -104 | -109.11 | -26.4366 | 44.0907 | 118.2497 | 123.2015 | -104 | -109.11 | -242.5452 | 245.0019 | -242.5452 | 245.0019 | 75.5693 | 115.2101 | 151.5 | 154.3263 | 151.2 | 154.0318 | -188.8 | -195.055 | -190.5 | -198.0465 | -194.7 | -202.5934 | -194.3 | -202.376 | 305.6546 | 315.1888
2020-12-05 14:30 | -109 | -114.4814 | -33.8304 | 48.8521 | 122.2892 | 127.4482 | -109 | -114.1797 | -251.6585 | 254.2239 | -251.6585 | 254.2239 | 73.556 | 117.3183 | 151.5 | 154.3837 | 151.5 | 154.4417 | -190.3 | -197.0155 | -191.6 | -199.6218 | -196.5 | -204.9378 | -196 | -204.544 | 294.2023 | 304.5779
2020-12-05 15:00 | -113 | -119.2183 | -32.6031 | 49.7742 | 122.368 | 128.3203 | -113 | -119.2183 | -255.3943 | 258.5047 | -255.3943 | 258.5047 | 74.6774 | 109.1159 | 153.3 | 155.6078 | 154.2 | 156.9218 | -191.2 | -197.3541 | -192.4 | -200.2726 | -197.1 | -205.2043 | -196.8 | -205.0561 | 287.5836 | 296.9696
2020-12-05 15:30 | -110 | -116.709 | -36.7682 | 49.7484 | 130.5257 | 134.5931 | -110 | -116.3787 | -269.8514 | 271.5505 | -269.8514 | 271.5505 | 66.1162 | 105.9034 | 151.2 | 153.8073 | 151.2 | 153.9184 | -190.5 | -196.2886 | -191.5 | -198.9408 | -196.1 | -203.7481 | -196 | -203.8981 | 293.6009 | 303.0724
2020-12-05 16:00 | -123 | -127.8828 | -41.9614 | 54.957 | 138.7504 | 142.7532 | -124 | -128.5768 | -277.4106 | 279.3673 | -277.4106 | 279.3673 | 59.9853 | 102.0557 | 152.4 | 154.9871 | 151.8 | 154.3426 | -189.9 | -196.07 | -191 | -198.7888 | -195.8 | -203.8722 | -194.9 | -203.205 | 294.3345 | 303.3393
2020-12-05 16:30 | -115 | -120.2082 | -61.9273 | 69.1087 | 122.5882 | 128.3442 | -113 | -118.2962 | -243.145 | 246.6475 | -243.145 | 246.6475 | 45.9796 | 96.9888 | 150.6 | 153.4429 | 150 | 152.9706 | -188.7 | -195.0085 | -189.5 | -197.5446 | -193.4 | -201.6531 | -193.5 | -201.9769 | 285.0596 | 294.3109
2020-12-05 17:00 | -98 | -104.7521 | -37.6046 | 48.2475 | 100.8993 | 108.4065 | -99 | -105.3423 | -214.4234 | 219.1673 | -214.4234 | 219.1673 | 77.3152 | 116.1169 | 152.7 | 155.7358 | 153.9 | 156.9714 | -189.9 | -196.9438 | -190 | -198.6847 | -195.9 | -204.8532 | -195.4 | -204.5222 | 246.8127 | 257.2203
2020-12-05 17:30 | -94 | -99.96 | -28.428 | 40.399 | 103.1322 | 109.142 | -93 | -98.6813 | -227.7538 | 230.6558 | -227.7538 | 230.6558 | 77.9206 | 108.7241 | 152.7 | 155.2279 | 153.9 | 156.3553 | -189.8 | -195.751 | -191.2 | -198.8157 | -194.9 | -202.8965 | -194.6 | -202.748 | 255.7146 | 262.5059
2020-12-05 18:00 | -110 | -114.2847 | -28.361 | 40.1124 | 115.0281 | 119.425 | -110 | -114.2847 | -238.8442 | 241.0733 | -238.8442 | 241.0733 | 58.9956 | 100.4546 | 147.6 | 150.6179 | 147.9 | 150.9718 | -185.9 | -192.4967 | -186.8 | -195.0998 | -190.8 | -199.4499 | -190 | -198.6847 | 256.7659 | 265.361
2020-12-05 18:30 | -108 | -111.8258 | -27.0779 | 38.0394 | 116.9804 | 120.6368 | -108 | -111.5706 | -244.2268 | 245.9316 | -244.2268 | 245.9316 | 94.9661 | 123.6465 | 153.3 | 155.7647 | 152.7 | 155.5045 | -192.2 | -198.7236 | -194 | -202.1441 | -198.7 | -207.1609 | -198.3 | -207.0341 | 271.2086 | 278.4237
2020-12-05 19:00 | -110 | -115.7411 | -28.5287 | 44.7706 | 123.4952 | 128.6356 | -110 | -115.434 | -252.0073 | 255.2317 | -252.0073 | 255.2317 | 74.9129 | 112.2461 | 152.1 | 155.0887 | 151.2 | 154.4464 | -189.2 | -196.1893 | -190.5 | -199.3388 | -194.2 | -203.2576 | -194 | -203.2744 | 256.3841 | 263.9501
2020-12-05 19:30 | -116 | -120.8801 | -32.1228 | 45.7077 | 129.091 | 133.3808 | -111 | -115.8016 | -261.0999 | 263.6781 | -261.0999 | 263.6781 | 76.7084 | 110.0792 | 152.4 | 155.3247 | 150.3 | 153.3238 | -189.2 | -195.6953 | -190.3 | -198.3686 | -195.4 | -203.9405 | -194.5 | -203.1071 | 279.1619 | 284.5948
2020-12-05 20:00 | -105 | -109.4806 | -21.2967 | 38.3686 | 120.5508 | 124.8833 | -105 | -109.2016 | -249.2783 | 251.745 | -249.2783 | 251.745 | 68.7043 | 106.0874 | 147.6 | 150.4532 | 147.3 | 150.2054 | -183.9 | -189.9604 | -185.4 | -193.1881 | -188.8 | -196.704 | -188.9 | -197.0259 | 282.5971 | 288.3129
2020-12-05 20:30 | -111 | -118.6802 | -28.9941 | 49.9289 | 126.2935 | 132.8833 | -111 | -118.33 | -255.841 | 260.6414 | -255.841 | 260.6414 | 73.8105 | 106.7552 | 148.2 | 151.7647 | 146.1 | 149.9814 | -182.4 | -189.9883 | -183.4 | -192.6535 | -187.2 | -196.9189 | -187.1 | -197.0109 | 255.6219 | 262.9518
2020-12-05 21:00 | -101 | -107.912 | -19.8736 | 41.6555 | 114.1455 | 121.1122 | -100 | -106.9766 | -234.8831 | 239.9779 | -234.8831 | 239.9779 | 76.0354 | 119.5656 | 146.7 | 150.6338 | 147 | 150.8582 | -181.9 | -189.5763 | -181.9 | -190.9839 | -185.6 | -194.9959 | -185.7 | -195.3688 | 243.9934 | 245.3226
2020-12-05 21:30 | -97 | -98.6813 | -12.6869 | 32.4196 | 103.8065 | 109.9424 | -98 | -103.407 | -219.7063 | 224.1064 | -219.7063 | 224.1064 | 90.7061 | 128.2858 | 146.4 | 150.0732 | 145.8 | 149.3566 | -181.2 | -188.708 | -182.2 | -190.9677 | -186.6 | -195.6451 | -185.9 | -195.1289 | 231.6188 | 231.8093
2020-12-05 22:00 | -85 | -89.493 | -2.6446 | 26.7566 | 91.0476 | 97.6578 | -84 | -88.5438 | -197.5832 | 202.5367 | -197.5832 | 202.5367 | 95.6412 | 140.7282 | 143.1 | 146.8557 | 142.5 | 146.2038 | -180.2 | -187.3052 | -179.8 | -188.4383 | -183.6 | -192.5434 | -183.5 | -192.7212 | 226.1211 | 229.1971
2020-12-05 22:30 | -75 | -77.6209 | 2.2984 | 14.754 | 83.5193 | 87.1047 | -75 | -77.3692 | -191.593 | 193.2891 | -191.593 | 193.2891 | 99.5992 | 140.7804 | 138 | 141.3519 | 139.2 | 142.5237 | -173.6 | -180.1672 | -173.6 | -181.8642 | -177.1 | -185.5873 | -177.2 | -185.9591 | 224.1494 | 228.6111
2020-12-05 23:00 | -63 | -65.521 | 3.9199 | 13.9814 | 79.7789 | 83.692 | -64 | -66.2193 | -187.491 | 189.3375 | -187.491 | 189.3375 | 99.1022 | 134.535 | 140.4 | 144.2261 | 140.1 | 144.0728 | -173.3 | -180.4801 | -172.7 | -181.5216 | -177 | -186.1055 | -176.7 | -186.0067 | 219.7744 | 219.9194
2020-12-05 23:30 | -81 | -83.9345 | -10.0335 | 19.4011 | 92.5962 | 96.6145 | -81 | -83.9345 | -216.035 | 217.8388 | -216.035 | 217.8388 | 93.7087 | 128.2608 | 138.9 | 142.1664 | 138.3 | 141.6448 | -174 | -180.3933 | -173.1 | -181.1791 | -177.2 | -185.569 | -176.8 | -185.3365 | 235.4337 | 235.6315
2020-12-06 | -78 | -81.0432 | -13.5743 | 21.0512 | 92.3287 | 96.4871 | -78 | -81.0432 | -207.5348 | 209.7615 | -207.5348 | 209.7615 | 92.7866 | 127.6549 | 132.9 | 136.5821 | 133.2 | 136.8053 | -167.8 | -174.1505 | -167.6 | -175.6602 | -171.5 | -179.8048 | -171.5 | -180.0691 | 238.6494 | 238.9255
2020-12-06 00:30 | -76 | -79.1202 | -2.3022 | 15.3672 | 78.4432 | 83.8001 | -75 | -78.1601 | -179.437 | 182.7767 | -179.437 | 182.7767 | 92.1813 | 131.1743 | 129.9 | 134.0262 | 132.3 | 136.2813 | -164.4 | -170.959 | -163.7 | -172.1896 | -167.4 | -176.2037 | -166.9 | -175.8859 | 221.2583 | 221.8256
2020-12-06 01:00 | -70 | -72.5328 | -7.4566 | 13.9696 | 82.3996 | 86.3061 | -69 | -71.5681 | -180.2693 | 182.6232 | -180.2693 | 182.6232 | 96.7141 | 134.7842 | 132.9 | 137.1555 | 132 | 136.3585 | -164.9 | -171.8281 | -163.8 | -172.5343 | -167.5 | -176.4868 | -167.2 | -176.3924 | 218.5294 | 218.8845
2020-12-06 01:30 | -61 | -63.0635 | -0.097122 | 9.0788 | 72.7992 | 76.8197 | -61 | -63.0635 | -166.163 | 168.6886 | -166.163 | 168.6886 | 96.037 | 135.2498 | 133.5 | 139.3351 | 133.8 | 139.5371 | -165 | -174.4054 | -163.6 | -174.9896 | -167.5 | -179.1681 | -167 | -179.023 | 193.2576 | 193.6577
2020-12-06 02:00 | -53 | -57.3847 | 7.3728 | 15.8404 | 64.2933 | 70.8922 | -52 | -56.4624 | -150.4849 | 155.116 | -150.4849 | 155.116 | 98.2155 | 148.7231 | 132.6 | 138.8235 | 133.2 | 139.3967 | -168.1 | -178.487 | -165.6 | -177.7503 | -169.7 | -182.1349 | -169.2 | -182.0932 | 177.3942 | 184.9218
2020-12-06 02:30 | -45 | -49.2443 | 13.4089 | 17.7817 | 56.797 | 63.5728 | -45 | -49.2443 | -136.9316 | 141.5965 | -136.9316 | 141.5965 | 111.4576 | 156.5081 | 132.3 | 138.1711 | 132.3 | 137.844 | -165.9 | -175.4515 | -164.5 | -176.187 | -168.4 | -180.4732 | -168.1 | -180.483 | 180.2132 | 191.3136
2020-12-06 03:00 | -46 | -50.5668 | 5.947 | 13.1381 | 63.7461 | 69.7347 | -47 | -51.0784 | -145.3504 | 149.7397 | -145.3504 | 149.7397 | 113.7937 | 150.7612 | 132.3 | 138.1857 | 133.5 | 139.4213 | -166.4 | -176.4169 | -165 | -176.9052 | -168.6 | -180.84 | -168.5 | -181.1477 | 178.8728 | 180.8785
2020-12-06 03:30 | -52 | -55.7136 | 6.7682 | 13.7086 | 63.3913 | 69.4857 | -51 | -54.7814 | -145.9285 | 150.3236 | -145.9285 | 150.3236 | 112.3592 | 157.7735 | 132 | 137.8985 | 133.8 | 139.7086 | -165.1 | -174.8923 | -163.5 | -175.3981 | -166.2 | -178.4221 | -166.8 | -179.3462 | 174.9538 | 186.6034
2020-12-06 04:00 | -49 | -52.5547 | 10.1935 | 14.9479 | 59.9408 | 65.9747 | -48 | -51.6236 | -141.3971 | 145.4701 | -141.3971 | 145.4701 | 113.9519 | 158.2205 | 133.5 | 139.08 | 132.6 | 138.5597 | -165.7 | -175.4588 | -164.8 | -176.7186 | -167.9 | -180.0789 | -167.4 | -179.7582 | 181.1416 | 192.5843
2020-12-06 04:30 | -47 | -51.0784 | 13.7286 | 17.8185 | 56.8623 | 63.5964 | -47 | -50.6952 | -136.725 | 141.489 | -136.725 | 141.489 | 114.3714 | 150.206 | 133.2 | 138.8767 | 132.9 | 138.589 | -165.2 | -174.7571 | -163.5 | -175.1459 | -167.3 | -179.3029 | -167.3 | -179.4834 | 175.6369 | 178.2167
2020-12-06 05:00 | -53 | -55.5428 | 3.3582 | 12.6808 | 64.8225 | 71.6383 | -53 | -54.231 | -149.2014 | 154.4985 | -149.2014 | 154.4985 | 114.7509 | 150.6551 | 135.9 | 141.552 | 136.5 | 142.1281 | -170 | -180.3776 | -168.9 | -181.3009 | -172.8 | -185.5886 | -171.2 | -184.4326 | 170.6023 | 173.3845
2020-12-06 05:30 | -54 | -57.9396 | -0.080593 | 10.4363 | 64.9213 | 71.3569 | -54 | -57.9396 | -150.0328 | 155.1954 | -150.0328 | 155.1954 | 117.5148 | 150.2183 | 141.6 | 146.329 | 141.3 | 146.4249 | -175.6 | -184.7789 | -173.1 | -184.2081 | -177 | -188.4202 | -177.2 | -189.0573 | 169.9917 | 172.8828
2020-12-06 06:00 | -58 | -62.9682 | 4.1187 | 12.0052 | 63.2428 | 69.8586 | -57 | -61.0983 | -147.9986 | 153.2993 | -147.9986 | 153.2993 | 123.2946 | 149.9499 | 141.6 | 144.7431 | 141.3 | 144.5122 | -177.5 | -183.6942 | -175.3 | -183.253 | -178.3 | -186.502 | -177.4 | -185.8492 | 179.3647 | 183.4141
2020-12-06 06:30 | -61 | -64.846 | -1.8188 | 15.1291 | 70.0096 | 77.2911 | -58 | -62.0322 | -156.6552 | 163.0915 | -156.6552 | 163.0915 | 105.297 | 138.0599 | 139.8 | 142.1608 | 140.1 | 142.5657 | -174.4 | -179.2004 | -173.8 | -180.4672 | -177.9 | -184.7119 | -177.9 | -184.9288 | 194.6508 | 198.8469
2020-12-06 07:00 | -41 | -44.3847 | 7.7502 | 13.4888 | 54.467 | 62.0347 | -42 | -45.31 | -136.664 | 142.1935 | -136.664 | 142.1935 | 116.37 | 150.3634 | 139.2 | 141.3051 | 139.8 | 142.1066 | -174.4 | -179.0408 | -173.1 | -179.315 | -178.4 | -184.8489 | -177.4 | -184.0162 | 207.1925 | 221.5477
2020-12-06 07:30 | -50 | -54.231 | 0.69965 | 13.4808 | 58.1139 | 66.2787 | -50 | -53.8516 | -139.9357 | 145.9865 | -139.9357 | 145.9865 | 107.3205 | 137.8883 | 139.8 | 141.8451 | 140.1 | 141.9916 | -174.5 | -178.5896 | -175 | -180.8435 | -179.1 | -185.1136 | -178.6 | -184.7829 | 210.6431 | 214.3105
2020-12-06 08:00 | -53 | -56.3028 | -4.9753 | 14.2252 | 58.7426 | 66.8198 | -53 | -56.3028 | -143.1875 | 149.1497 | -143.1875 | 149.1497 | 108.6807 | 139.0534 | 136.5 | 138.8504 | 137.1 | 139.6187 | -170.8 | -175.2183 | -171.6 | -177.7625 | -176.4 | -182.6833 | -176.3 | -182.8495 | 211.6663 | 214.1113
2020-12-06 08:30 | -55 | -58.5235 | -15.8285 | 20.5968 | 58.6188 | 67.1248 | -55 | -58.1893 | -144.9478 | 150.5392 | -144.9478 | 150.5392 | 91.9755 | 122.9464 | 126.6 | 128.7444 | 125.4 | 127.8482 | -158.4 | -162.0711 | -162.8 | -168.2056 | -166.9 | -172.4253 | -166.3 | -172.0993 | 258.4676 | 260.383
2020-12-06 09:00 | -48 | -52 | -8.6556 | 17.7927 | 60.6458 | 69.097 | -48 | -52 | -145.3128 | 150.9131 | -145.3128 | 150.9131 | 88.2358 | 117.8481 | 117.9 | 120.3782 | 119.1 | 121.5537 | -149 | -152.1907 | -149.4 | -154.2312 | -153.3 | -158.2822 | -152.9 | -158.0963 | 239.2779 | 241.4585
2020-12-06 09:30 | -58 | -61.6847 | -9.8569 | 16.8085 | 54.8775 | 63.4405 | -58 | -61.3514 | -128.8904 | 134.6129 | -128.8904 | 134.6129 | 90.3419 | 132.6269 | 120.3 | 122.386 | 121.5 | 123.9062 | -151.1 | -154.1673 | -154.8 | -159.5642 | -158.7 | -163.5176 | -158.2 | -163.2771 | 257.0901 | 265.7119
2020-12-06 10:00 | -56 | -59.808 | -15.9062 | 21.9806 | 61.6438 | 69.571 | -57 | -60.407 | -139.3678 | 145.2644 | -139.3678 | 145.2644 | 81.8364 | 123.5228 | 119.1 | 121.2627 | 119.1 | 121.2627 | -149.9 | -152.7745 | -153.1 | -157.8179 | -157 | -161.8683 | -156.7 | -161.7247 | 256.1568 | 265.0296
2020-12-06 10:30 | -41 | -44.0114 | -13.3697 | 17.5327 | 47.733 | 56.4536 | -41 | -44.3847 | -127.527 | 134.4859 | -127.527 | 134.4859 | 87.2744 | 129.3303 | 119.4 | 121.5574 | 117.3 | 119.6112 | -149.9 | -152.8337 | -155.1 | -159.8069 | -159.1 | -163.9542 | -158.5 | -163.5431 | 248.9604 | 257.223
2020-12-06 11:00 | -33 | -37.1214 | -12.8637 | 16.6677 | 37.0952 | 47.7691 | -33 | -36.6742 | -129.7735 | 135.794 | -129.7735 | 135.794 | 86.1388 | 129.9377 | 117 | 119.3763 | 118.2 | 120.672 | -147.9 | -151.259 | -155.5 | -160.5872 | -159.2 | -164.495 | -159.1 | -164.4994 | 253.4145 | 261.3218
2020-12-06 11:30 | -44 | -47.1699 | -8.802 | 15.0072 | 48.9546 | 57.6212 | -44 | -47.1699 | -142.8736 | 148.9578 | -142.8736 | 148.9578 | 89.7495 | 120.254 | 111.6 | 113.9657 | 110.7 | 112.8455 | -139.1 | -141.8118 | -145.6 | -150.1297 | -149.4 | -154.1077 | -149.3 | -154.1592 | 267.2372 | 268.7565
2020-12-06 12:00 | -44 | -47.5395 | -15.634 | 20.0312 | 48.4077 | 57.7528 | -44 | -47.1699 | -139.8696 | 146.2419 | -139.8696 | 146.2419 | 80.1691 | 114.0133 | 112.2 | 114.3173 | 113.4 | 115.6694 | -142.3 | -145.346 | -143.9 | -148.6306 | -147.1 | -151.9791 | -146.9 | -151.9632 | 237.2418 | 239.3894
2020-12-06 12:30 | -59 | -63.3246 | -23.8995 | 29.0573 | 63.7644 | 72.2287 | -58 | -62.0322 | -151.123 | 156.65 | -151.123 | 156.65 | 83.3633 | 109.3795 | 108.3 | 110.433 | 108 | 110.1981 | -137.5 | -139.7902 | -141.3 | -145.3097 | -144.6 | -148.752 | -144.3 | -148.555 | 276.8335 | 278.2814
2020-12-06 13:00 | -62 | -66.4831 | -30.6411 | 35.4353 | 68.7452 | 77.2559 | -61 | -65.192 | -156.1419 | 161.801 | -156.1419 | 161.801 | 65.8121 | 110.8652 | 106.2 | 108.6199 | 108 | 110.5059 | -135.2 | -137.6773 | -142.1 | -146.3469 | -145.5 | -149.8635 | -145.4 | -149.9113 | 282.7645 | 289.7654
2020-12-06 13:30 | -72 | -75.5844 | -43.6267 | 46.9886 | 73.804 | 81.4002 | -72 | -75.5844 | -158.7855 | 164.4314 | -158.7855 | 164.4314 | 81.4305 | 111.4525 | 108.9 | 111.0215 | 108.9 | 111.0215 | -136.3 | -138.4668 | -139.5 | -143.3732 | -142.6 | -146.6906 | -141.9 | -146.0574 | 283.3947 | 284.821
2020-12-06 14:00 | -59 | -62.9682 | -27.0876 | 31.5224 | 62.6373 | 71.2999 | -59 | -62.9682 | -141.5766 | 147.7019 | -141.5766 | 147.7019 | 67.5738 | 102.1385 | 106.5 | 108.8508 | 107.7 | 109.9642 | -136.6 | -139.2428 | -138.7 | -142.6181 | -142.2 | -146.5885 | -142 | -146.5416 | 254.8231 | 256.976
2020-12-06 14:30 | -70 | -73.6817 | -42.9198 | 46.4366 | 80.5968 | 87.5019 | -69 | -72.4224 | -156.8997 | 163.0295 | -156.8997 | 163.0295 | 77.4397 | 104.7856 | 107.4 | 109.4338 | 106.5 | 108.6684 | -136.5 | -138.5422 | -139.5 | -143.1906 | -143 | -146.8488 | -142.5 | -146.4307 | 273.6908 | 276.3584
2020-12-06 15:00 | -73 | -76.844 | -27.757 | 33.736 | 79.1761 | 86.4619 | -73 | -76.5376 | -166.417 | 172.1052 | -166.417 | 172.1052 | 53.6159 | 94.0241 | 106.8 | 109.4634 | 107.4 | 110.1147 | -135.1 | -138.2407 | -141.2 | -145.8915 | -144.5 | -149.3876 | -143.9 | -148.9355 | 286.4388 | 286.8259
2020-12-06 15:30 | -92 | -96.4624 | -29.3781 | 38.335 | 103.3992 | 108.9247 | -91 | -95.5092 | -197.065 | 202.1044 | -197.065 | 202.1044 | 63.8209 | 96.0792 | 108.3 | 110.7991 | 108.6 | 111.2854 | -135.6 | -138.2619 | -141.8 | -146.0556 | -144.9 | -149.281 | -144.5 | -149.0386 | 296.6363 | 297.1573
2020-12-06 16:00 | -103 | -108.7842 | -61.4681 | 67.5613 | 110.3077 | 117.614 | -102 | -107.8378 | -222.875 | 228.6633 | -222.875 | 228.6633 | 26.9615 | 78.2935 | 107.1 | 109.5 | 106.5 | 108.8508 | -136.7 | -139.058 | -142.6 | -146.5973 | -146.6 | -150.6048 | -146.6 | -150.7901 | 318.3024 | 318.6047
2020-12-06 16:30 | -93 | -98.3514 | -37.8728 | 43.4868 | 91.9155 | 98.678 | -92 | -97.0824 | -205.6541 | 211.1255 | -205.6541 | 211.1255 | 42.7288 | 83.2547 | 105.9 | 108.0208 | 108.9 | 110.9635 | -135.8 | -137.7844 | -140.4 | -144.09 | -143.8 | -147.6053 | -143.7 | -147.5759 | 321.2555 | 321.8726
2020-12-06 17:00 | -94 | -97.8008 | -20.3143 | 32.773 | 98.9046 | 104.9416 | -94 | -97.8008 | -209.2261 | 213.7579 | -209.2261 | 213.7579 | 71.0673 | 103.1559 | 121.8 | 123.5465 | 121.5 | 123.2007 | -153.7 | -156.2656 | -161.2 | -165.4817 | -164.5 | -168.8095 | -164.8 | -169.2374 | 326.3593 | 326.8256
2020-12-06 17:30 | -82 | -86.0233 | -26.467 | 33.1073 | 94.9093 | 100.003 | -81 | -85.0706 | -205.8257 | 209.2282 | -205.8257 | 209.2282 | 77.1186 | 107.6504 | 138 | 139.6341 | 137.4 | 139.1344 | -172 | -175.3672 | -176 | -180.9188 | -180.2 | -185.2826 | -181.9 | -187.3118 | 323.571 | 323.742
2020-12-06 18:00 | -96 | -103.6195 | -24.0204 | 41.8419 | 107.4998 | 115.2137 | -96 | -103.6195 | -226.1745 | 231.9606 | -226.1745 | 231.9606 | 68.1859 | 115.8299 | 142.5 | 145.3301 | 141 | 143.9716 | -178.6 | -184.3542 | -181.1 | -187.638 | -185.1 | -191.7082 | -185 | -191.901 | 289.7834 | 289.7838
2020-12-06 18:30 | -92 | -98.4327 | -15.8443 | 34.672 | 102.5951 | 109.6322 | -90 | -96.566 | -223.5791 | 228.3765 | -223.5791 | 228.3765 | 76.9064 | 120.0317 | 142.5 | 145.3812 | 142.5 | 145.5012 | -176.6 | -182.5432 | -180.4 | -187.1475 | -184.4 | -191.4028 | -184.2 | -191.372 | 297.977 | 297.977
2020-12-06 19:00 | -93 | -100.4639 | -10.6682 | 35.6604 | 102.0928 | 109.8573 | -95 | -101.951 | -222.1223 | 227.7649 | -222.1223 | 227.7649 | 83.1598 | 122.3708 | 143.4 | 146.4433 | 144.3 | 147.5713 | -177.9 | -183.6512 | -182.9 | -189.2869 | -187.1 | -193.7694 | -186.5 | -193.3475 | 314.8843 | 314.8858
2020-12-06 19:30 | -99 | -107.1541 | -18.631 | 43.4725 | 114.0358 | 122.1757 | -100 | -108.0787 | -239.5089 | 245.7272 | -239.5089 | 245.7272 | 79.1147 | 120.7063 | 143.7 | 146.5576 | 143.4 | 146.4433 | -179 | -184.4738 | -183.4 | -189.5625 | -188.1 | -194.6063 | -187.5 | -194.2076 | 312.9475 | 312.9506
2020-12-06 20:00 | -99 | -105.0048 | -13.74 | 38.4036 | 112.6988 | 118.9258 | -99 | -105.0048 | -238.7803 | 243.0015 | -238.7803 | 243.0015 | 78.1672 | 114.2692 | 140.1 | 142.7351 | 139.5 | 142.2041 | -176.8 | -181.8131 | -180.8 | -186.5108 | -184.9 | -190.7308 | -184.7 | -190.76 | 320.2381 | 320.2815
2020-12-06 20:30 | -100 | -106.2826 | -9.4717 | 31.7129 | 107.454 | 112.6674 | -100 | -106.2826 | -228.5816 | 231.8549 | -228.5816 | 231.8549 | 80.9916 | 120.4665 | 139.5 | 141.9761 | 139.8 | 142.3268 | -175.9 | -180.8447 | -178.2 | -184.0664 | -183.1 | -189.0858 | -182.6 | -188.88 | 296.973 | 296.9739
2020-12-06 21:00 | -95 | -100.2447 | -11.2646 | 30.9661 | 106.7082 | 111.8004 | -94 | -99.2975 | -224.8538 | 228.237 | -224.8538 | 228.237 | 90.1343 | 125.2548 | 142.2 | 144.9692 | 140.1 | 142.9099 | -176.7 | -182.1929 | -179.6 | -186.5648 | -183.7 | -190.8365 | -183.7 | -191.1651 | 284.4829 | 284.4852
2020-12-06 21:30 | -81 | -86.7295 | -8.2713 | 28.3331 | 99.2752 | 104.8614 | -81 | -86.3771 | -213.6878 | 217.5853 | -213.6878 | 217.5853 | 93.5618 | 130.3092 | 139.5 | 142.9465 | 136.5 | 140.0203 | -173.8 | -180.0168 | -175.7 | -183.4909 | -179.9 | -187.9451 | -179.3 | -187.6047 | 263.9412 | 263.9629
2020-12-06 22:00 | -91 | -96.4624 | -20.4634 | 36.5401 | 108.5609 | 114.6541 | -91 | -96.4624 | -223.8134 | 228.6148 | -223.8134 | 228.6148 | 76.6673 | 123.1795 | 120.9 | 125.8088 | 121.5 | 126.552 | -151.2 | -157.7829 | -153.5 | -160.8001 | -157.2 | -164.7194 | -156.7 | -164.4533 | 271.9329 | 276.7687
2020-12-06 22:30 | -75 | -80.7775 | 3.4488 | 27.6388 | 82.9743 | 90.8777 | -74 | -79.4796 | -205.0658 | 211.6336 | -205.0658 | 211.6336 | 90.8406 | 129.1347 | 111 | 115.4653 | 111.3 | 116.0042 | -140.4 | -145.9868 | -143.2 | -149.778 | -146.8 | -153.513 | -146.2 | -153.1761 | 284.1302 | 289.6293
2020-12-06 23:00 | -81 | -86.0349 | -10.7876 | 26.7245 | 95.7718 | 101.3863 | -81 | -86.0349 | -211.5087 | 215.5058 | -211.5087 | 215.5058 | 89.6295 | 125.7117 | 112.5 | 116.509 | 113.4 | 117.6937 | -141.2 | -146.198 | -143.6 | -149.588 | -147.3 | -153.5042 | -145.9 | -152.1897 | 268.9065 | 277.6396
2020-12-06 23:30 | -88 | -95.0789 | -5.6328 | 30.4991 | 89.9622 | 98.0195 | -87 | -94.1541 | -211.8105 | 216.5829 | -211.8105 | 216.5829 | 83.9712 | 128.2908 | 113.7 | 116.7247 | 111.9 | 115.182 | -141.9 | -145.9866 | -144.6 | -149.8192 | -148.2 | -153.5817 | -147.5 | -153.0122 | 283.2139 | 299.0599
2020-12-07 | -86 | -92.477 | -7.6417 | 30.6464 | 89.1117 | 97.5152 | -84 | -91 | -203.2737 | 208.7451 | -203.2737 | 208.7451 | 80.7202 | 122.0452 | 113.1 | 116.5626 | 114 | 117.5085 | -144.1 | -148.6508 | -145.2 | -150.7693 | -149.4 | -155.1104 | -148.8 | -154.7504 | 258.0097 | 267.3042
2020-12-07 00:30 | -69 | -75.2396 | -6.995 | 25.6089 | 85.8024 | 93.0207 | -69 | -75.2396 | -191.4363 | 196.3191 | -191.4363 | 196.3191 | 83.3232 | 125.0056 | 112.5 | 116.99 | 112.8 | 117.2785 | -142.5 | -147.8693 | -143.7 | -150.1687 | -147.6 | -154.1623 | -146.9 | -153.6966 | 255.5193 | 263.2142
2020-12-07 01:00 | -76 | -81.7068 | -6.9474 | 24.5952 | 84.1177 | 91.5025 | -76 | -81.7068 | -184.6658 | 190.3987 | -184.6658 | 190.3987 | 78.3825 | 122.0915 | 114.9 | 119.4625 | 114.3 | 118.8034 | -143.4 | -149.34 | -144.2 | -150.9763 | -147.4 | -154.2628 | -147.4 | -154.5607 | 243.1887 | 249.9854
2020-12-07 01:30 | -70 | -75.3923 | -5.8033 | 21.1512 | 82.2684 | 88.6673 | -70 | -75.0267 | -181.0741 | 185.9622 | -181.0741 | 185.9622 | 83.1466 | 127.833 | 114 | 118.6802 | 115.2 | 119.9163 | -143.9 | -149.8202 | -144.1 | -150.7852 | -148.1 | -155.1091 | -147.8 | -154.9422 | 229.6135 | 238.3136
2020-12-07 02:00 | -61 | -65.5515 | 1.6601 | 18.1122 | 74.1811 | 80.7362 | -61 | -65.5515 | -165.2195 | 170.2179 | -165.2195 | 170.2179 | 92.9515 | 134.6085 | 114.6 | 119.0921 | 114.9 | 119.545 | -143.4 | -149.0639 | -144.5 | -151.2559 | -147.9 | -154.8291 | -147.4 | -154.5607 | 232.1142 | 242.0825
2020-12-07 02:30 | -63 | -67.4166 | -0.40426 | 16.0991 | 75.5681 | 81.3133 | -63 | -67.0671 | -166.6048 | 170.9021 | -166.6048 | 170.9021 | 95.6241 | 139.4534 | 114.6 | 120.1214 | 114.9 | 120.4977 | -143.5 | -150.7537 | -144.4 | -152.5516 | -148.1 | -156.4409 | -147.9 | -156.7088 | 223.6581 | 232.957
2020-12-07 03:00 | -56 | -58.5235 | 7.6296 | 13.0462 | 68.049 | 72.4559 | -56 | -58.5235 | -153.4846 | 156.5515 | -153.4846 | 156.5515 | 93.0063 | 131.5844 | 112.5 | 117.6712 | 114.3 | 119.4802 | -142.8 | -149.3663 | -143.3 | -150.8732 | -146.6 | -154.3204 | -146.2 | -154.1294 | 222.8327 | 234.6112
2020-12-07 03:30 | -59 | -60.8769 | 3.9514 | 10.6471 | 72.7029 | 76.2517 | -59 | -60.8769 | -169.2442 | 172.2652 | -169.2442 | 172.2652 | 97.6293 | 133.9099 | 115.2 | 120.2551 | 114.9 | 120.0544 | -144.8 | -151.425 | -145.9 | -153.4685 | -148.6 | -156.2216 | -148.3 | -156.3432 | 226.6643 | 238.2818
2020-12-07 04:00 | -61 | -63.0635 | 8.8821 | 13.7052 | 69.9297 | 73.6318 | -61 | -63.0635 | -157.4539 | 159.9961 | -157.4539 | 159.9961 | 89.4443 | 127.7999 | 114.3 | 119.1363 | 114 | 118.6802 | -143.3 | -149.272 | -144 | -150.9273 | -147.4 | -154.5306 | -147.4 | -154.7727 | 229.4585 | 240.6812
2020-12-07 04:30 | -55 | -56.5155 | 10.6228 | 15.0672 | 73.1004 | 75.9139 | -55 | -56.5155 | -162.8349 | 164.5642 | -162.8349 | 164.5642 | 87.3028 | 128.3697 | 113.4 | 117.2248 | 114 | 118.0354 | -142.6 | -147.7439 | -143.9 | -150.1301 | -147.6 | -154.0685 | -147.5 | -154.1535 | 260.6468 | 283.3086
2020-12-07 05:00 | -60 | -61.8466 | 10.759 | 17.0999 | 75.3565 | 78.4991 | -61 | -62.8172 | -169.1321 | 171.0779 | -169.1321 | 171.0779 | 69.915 | 112.0258 | 113.4 | 118.3587 | 114.6 | 119.4241 | -143.5 | -149.9483 | -144.4 | -151.6107 | -148.2 | -155.6261 | -147.9 | -155.525 | 268.9514 | 273.532
2020-12-07 05:30 | -58 | -59.6657 | 23.2424 | 26.2998 | 71.1281 | 73.37 | -58 | -59.439 | -170.1613 | 171.1502 | -170.1613 | 171.1502 | 74.4439 | 120.2079 | 123.3 | 128.7895 | 125.4 | 130.8014 | -156.2 | -164.2822 | -158.2 | -165.9737 | -162.4 | -170.34 | -162.1 | -170.2058 | 279.1265 | 282.2001
2020-12-07 06:00 | -57 | -57.8705 | 24.6827 | 29.2472 | 72.8899 | 74.7056 | -56 | -57.0701 | -175.7439 | 176.4047 | -175.7439 | 176.4047 | 63.5284 | 104.0694 | 130.8 | 134.7531 | 129.9 | 134.2506 | -163.8 | -170.1365 | -166.9 | -174.0007 | -170.7 | -177.884 | -170.7 | -178.06 | 298.072 | 303.1958
2020-12-07 06:30 | -63 | -64.3273 | 16.3965 | 25.1572 | 81.7452 | 83.5513 | -63 | -64.1327 | -194.3291 | 194.8516 | -194.3291 | 194.8516 | 67.3819 | 89.6281 | 138.3 | 141.4531 | 136.8 | 140.1806 | -174 | -179.7334 | -178.2 | -184.9205 | -182.9 | -189.797 | -182.5 | -189.546 | 319.5818 | 322.8477
2020-12-07 07:00 | -68 | -69.2315 | 6.436 | 19.1245 | 87.5658 | 89.4816 | -69 | -70.0357 | -194.4977 | 195.1273 | -194.4977 | 195.1273 | 70.0926 | 90.8191 | 137.1 | 141.4477 | 135.6 | 140.0692 | -171.1 | -178.4536 | -176.2 | -182.3607 | -180.9 | -187.1855 | -180.8 | -187.2181 | 335.9441 | 338.7827
2020-12-07 07:30 | -83 | -83.9524 | -8.9324 | 25.7207 | 96.6308 | 99.0042 | -83 | -84.9294 | -208.8835 | 209.7663 | -208.8835 | 209.7663 | 53.9482 | 78.98 | 121.5 | 125.9807 | 121.5 | 126.1406 | -151 | -157.1686 | -157.6 | -162.7456 | -162.1 | -167.2785 | -161.7 | -167.0404 | 347.2719 | 349.6182
2020-12-07 08:00 | -87 | -88.459 | -17.0161 | 28.0235 | 99.13 | 101.0102 | -87 | -88.2836 | -209.7735 | 210.4799 | -209.7735 | 210.4799 | 37.933 | 59.7476 | 110.1 | 112.2569 | 111.6 | 113.7866 | -139.3 | -141.8546 | -146.4 | -150.3189 | -150.1 | -154.0813 | -149.9 | -154.0233 | 354.9154 | 356.4711
2020-12-07 08:30 | -94 | -95.901 | -19.7485 | 31.7202 | 110.2399 | 112.1648 | -94 | -95.901 | -222.6918 | 223.4925 | -222.6918 | 223.4925 | 39.7815 | 62.6275 | 110.7 | 113.8044 | 109.5 | 112.43 | -139.8 | -143.2392 | -147.2 | -151.9003 | -150.8 | -155.5631 | -150.8 | -155.6846 | 356.5693 | 357.7218
2020-12-07 09:00 | -97 | -98.656 | -23.7529 | 34.883 | 112.6478 | 114.6092 | -97 | -98.656 | -228.4357 | 229.2081 | -228.4357 | 229.2081 | 43.4992 | 67.5365 | 113.1 | 115.939 | 114.6 | 117.6015 | -144.4 | -148.0122 | -150.2 | -154.8347 | -154.1 | -158.8852 | -154.1 | -159.0571 | 349.0074 | 350.0774
2020-12-07 09:30 | -106 | -108.0602 | -21.6724 | 35.5755 | 115.4459 | 117.5023 | -105 | -107.0794 | -222.8536 | 223.8475 | -222.8536 | 223.8475 | 30.4773 | 59.663 | 111 | 113.3782 | 112.5 | 114.7871 | -140.6 | -143.5798 | -148.7 | -152.8557 | -152.3 | -156.6127 | -152 | -156.4859 | 365.3389 | 366.1564
2020-12-07 10:00 | -102 | -103.9423 | -26.4733 | 36.1677 | 108.0952 | 110.2565 | -102 | -103.9423 | -221.5161 | 222.2774 | -221.5161 | 222.2774 | 34.6209 | 60.2415 | 109.8 | 112.3923 | 110.4 | 113.1076 | -138.9 | -141.7937 | -146.1 | -150.2304 | -150 | -154.2595 | -150.1 | -154.4978 | 353.5819 | 354.6017
2020-12-07 10:30 | -87 | -88.8426 | -16.0459 | 26.3185 | 91.1146 | 93.2288 | -87 | -88.6454 | -189.6137 | 190.1838 | -189.6137 | 190.1838 | 42.1157 | 69.5558 | 114.3 | 117.045 | 114.9 | 117.761 | -142.9 | -146.2238 | -148.1 | -152.5555 | -151.9 | -156.4604 | -151.9 | -156.581 | 344.038 | 344.8723
2020-12-07 11:00 | -77 | -78.0897 | -5.4814 | 21.2255 | 88.0423 | 89.6736 | -77 | -77.9295 | -184.2206 | 184.6325 | -184.2206 | 184.6325 | 38.7325 | 69.2543 | 110.4 | 113.1076 | 108.6 | 111.5536 | -138.1 | -141.5147 | -147.6 | -152.2646 | -151.8 | -156.6062 | -151.4 | -156.3175 | 364.632 | 365.2967
2020-12-07 11:30 | -79 | -80.0625 | -20.2308 | 27.4632 | 91.6634 | 93.2974 | -79 | -79.9062 | -195.5832 | 195.924 | -195.5832 | 195.924 | 56.5815 | 95.153 | 114 | 116.9496 | 114 | 117.0169 | -143.7 | -147.2098 | -150.9 | -155.4897 | -154.6 | -159.2976 | -154.6 | -159.4189 | 333.9125 | 334.2657
2020-12-07 12:00 | -78 | -79.4292 | -15.1911 | 27.4122 | 88.9896 | 91.2556 | -78 | -79.4292 | -178.4762 | 179.2599 | -178.4762 | 179.2599 | 58.1841 | 99.7119 | 123.6 | 126.3257 | 124.2 | 126.9128 | -155.1 | -159.4343 | -161.4 | -166.3794 | -165.5 | -170.6239 | -165.5 | -170.7462 | 341.8732 | 342.1357
2020-12-07 12:30 | -110 | -111.6289 | -14.6578 | 33.5242 | 119.3751 | 121.2216 | -109 | -110.6436 | -220.5368 | 221.4767 | -220.5368 | 221.4767 | 26.4395 | 84.9531 | 111.3 | 114.1172 | 111.6 | 114.0888 | -140.6 | -143.5394 | -148.3 | -151.5465 | -151.6 | -154.9612 | -151.2 | -154.5491 | 361.9829 | 362.0191
2020-12-07 13:00 | -98 | -99.4636 | -23.0823 | 33.4452 | 109.7169 | 111.5087 | -98 | -99.4636 | -210.3903 | 211.0668 | -210.3903 | 211.0668 | 28.0614 | 83.2937 | 111 | 113.7586 | 111.9 | 114.3823 | -139.9 | -143.1648 | -148.4 | -151.96 | -152 | -155.6694 | -151.8 | -155.4741 | 360.34 | 360.4074
2020-12-07 13:30 | -95 | -97.0824 | -20.5961 | 32.5214 | 108.322 | 110.4975 | -94 | -95.901 | -212.2748 | 213.1438 | -212.2748 | 213.1438 | 16.0878 | 84.2379 | 110.1 | 112.9471 | 110.1 | 113.1513 | -137.6 | -141.2268 | -146.6 | -150.2027 | -150.8 | -154.5415 | -150.5 | -154.2707 | 371.2745 | 371.3877
2020-12-07 14:00 | -97 | -98.8433 | -32.0253 | 39.1243 | 107.8552 | 109.8056 | -97 | -98.656 | -207.0454 | 207.8431 | -207.0454 | 207.8431 | 18.8165 | 80.8482 | 110.4 | 113.5126 | 111.6 | 114.5434 | -137.9 | -141.701 | -145.7 | -149.4125 | -149.5 | -153.415 | -149.1 | -153.0169 | 362.0057 | 362.0083
2020-12-07 14:30 | -80 | -81.3941 | 2.9497 | 23.1751 | 89.2799 | 91.5935 | -80 | -81.2158 | -176.5406 | 177.47 | -176.5406 | 177.47 | 20.2958 | 90.2212 | 111 | 113.8914 | 111.6 | 114.6801 | -140 | -143.3911 | -145.4 | -148.9662 | -149.1 | -152.7083 | -148.6 | -152.2854 | 338.6624 | 338.6969
2020-12-07 15:00 | -100 | -102.6109 | -20.8477 | 33.7439 | 110.5552 | 113.1185 | -100 | -102.3914 | -216.1496 | 217.4908 | -216.1496 | 217.4908 | 15.4166 | 83.8819 | 113.7 | 116.9315 | 112.5 | 115.6946 | -141 | -144.9447 | -146.6 | -150.6738 | -149.9 | -154.0233 | -149.5 | -153.6571 | 333.4451 | 333.4452
2020-12-07 15:30 | -84 | -85.3288 | -25.0139 | 30.3471 | 94.2828 | 96.524 | -84 | -85.3288 | -191.8087 | 192.8491 | -191.8087 | 192.8491 | 27.9097 | 90.6084 | 110.4 | 113.3746 | 111.3 | 114.1838 | -138.8 | -142.0683 | -146 | -149.794 | -149.7 | -153.4595 | -149.3 | -153.2568 | 343.0159 | 343.1109
2020-12-07 16:00 | -93 | -94.7259 | -32.8112 | 38.2961 | 105.7722 | 108.059 | -92 | -93.5575 | -216.3116 | 217.4583 | -216.3116 | 217.4583 | 34.74 | 84.7485 | 113.4 | 115.5565 | 112.8 | 115.2629 | -143.4 | -146.2047 | -150 | -153.4382 | -153.6 | -157.1049 | -153.9 | -157.5894 | 376.8997 | 377.0548
2020-12-07 16:30 | -91 | -93.1719 | -12.5323 | 27.5026 | 107.1563 | 109.5869 | -91 | -93.1719 | -222.096 | 223.2471 | -222.096 | 223.2471 | 15.8057 | 69.4742 | 115.5 | 118.2171 | 116.4 | 119.3563 | -146.2 | -149.8781 | -155 | -159.4015 | -158.8 | -163.5448 | -158.5 | -163.1799 | 398.9843 | 399.3028
2020-12-07 17:00 | -89 | -91.2195 | -1.0709 | 19.4159 | 94.4033 | 96.5465 | -90 | -91.9837 | -217.5965 | 218.0769 | -217.5965 | 218.0769 | -12.503 | 93.6799 | 110.4 | 113.3746 | 112.2 | 115.264 | -139 | -142.8405 | -146.7 | -150.8606 | -150.2 | -154.5477 | -150.2 | -154.595 | 366.4273 | 366.4707
2020-12-07 17:30 | -98 | -100.439 | -9.4219 | 27.2133 | 111.7552 | 114.1083 | -99 | -101.415 | -241.8963 | 242.7993 | -241.8963 | 242.7993 | 20.3569 | 84.5118 | 120.9 | 123.1437 | 120.6 | 122.8492 | -153.2 | -156.3647 | -160.5 | -164.2294 | -164.5 | -168.287 | -164.4 | -168.2954 | 392.3421 | 392.6502
2020-12-07 18:00 | -107 | -110.1136 | -17.7229 | 34.5946 | 126.0601 | 128.7057 | -108 | -111.0856 | -262.7371 | 263.9477 | -262.7371 | 263.9477 | 23.7436 | 77.6045 | 119.7 | 121.7412 | 119.4 | 121.4463 | -151 | -153.9318 | -158.8 | -162.3573 | -162.8 | -166.4154 | -162.7 | -166.401 | 409.5296 | 409.6655
2020-12-07 18:30 | -104 | -106.7333 | -12.2066 | 30.8978 | 121.6518 | 124.1003 | -103 | -105.5367 | -255.1936 | 256.2908 | -255.1936 | 256.2908 | 51.9277 | 75.6017 | 135.6 | 137.5535 | 134.7 | 136.7174 | -168.4 | -172.1218 | -176.5 | -182 | -180.6 | -186.219 | -180.6 | -186.4184 | 395.9955 | 397.4992
2020-12-07 19:00 | -90 | -92.1954 | 5.9931 | 26.4641 | 108.8418 | 110.964 | -90 | -92.1954 | -236.4038 | 237.2219 | -236.4038 | 237.2219 | 50.9988 | 80.852 | 135.6 | 137.9769 | 135.9 | 138.3273 | -171.1 | -175.6454 | -178.1 | -184.481 | -182.4 | -188.893 | -181.9 | -188.4363 | 392.5877 | 393.6052
2020-12-07 19:30 | -90 | -91.9837 | 7.4582 | 27.687 | 110.946 | 113.0019 | -91 | -92.9624 | -240.5031 | 241.2651 | -240.5031 | 241.2651 | 50.3825 | 80.3396 | 139.2 | 141.7375 | 138.9 | 141.5574 | -173 | -177.7815 | -179.9 | -186.3676 | -184.4 | -190.999 | -184 | -190.8479 | 388.8658 | 389.7052
2020-12-07 20:00 | -95 | -97.0824 | 9.115 | 30.3011 | 114.1115 | 115.9143 | -94 | -96.1041 | -246.0763 | 246.6338 | -246.0763 | 246.6338 | 50.5296 | 85.2388 | 139.5 | 141.4989 | 139.5 | 141.449 | -174.8 | -178.8828 | -180.8 | -185.9828 | -185.3 | -190.4479 | -185.1 | -190.5388 | 378.7103 | 379.2447
2020-12-07 20:30 | -86 | -88.295 | 14.4787 | 31.8104 | 106.1842 | 108.3451 | -85 | -87.0976 | -230.6209 | 231.4903 | -230.6209 | 231.4903 | 55.7255 | 93.551 | 139.8 | 143.0459 | 139.8 | 142.92 | -175.1 | -180.9655 | -180.1 | -186.1317 | -184.6 | -190.5884 | -184.4 | -190.5701 | 356.3315 | 357.1788
2020-12-07 21:00 | -79 | -81.2527 | 18.8385 | 31.611 | 96.7759 | 99.1577 | -79 | -81.0247 | -212.6589 | 213.6959 | -212.6589 | 213.6959 | 68.1973 | 120.3377 | 140.4 | 143.6323 | 139.8 | 143.1456 | -173.7 | -179.8164 | -178.3 | -184.0884 | -182.5 | -188.2816 | -181.9 | -187.8739 | 339.5856 | 339.9756
2020-12-07 21:30 | -67 | -68.6586 | 22.7556 | 30.9035 | 86.9339 | 89.0696 | -67 | -68.6586 | -202.0123 | 203.0563 | -202.0123 | 203.0563 | 78.5501 | 125.7014 | 140.7 | 143.8005 | 140.7 | 143.7388 | -175.3 | -181.0086 | -178.6 | -184.7829 | -183.1 | -189.2923 | -182.8 | -189.1759 | 313.3895 | 313.8636
2020-12-07 22:00 | -61 | -62.8172 | 27.5348 | 33.3148 | 78.3246 | 80.6935 | -61 | -62.5859 | -183.7508 | 185.0558 | -183.7508 | 185.0558 | 90.6817 | 131.5499 | 141.3 | 144.2654 | 141.3 | 144.3262 | -175.9 | -181.6644 | -177.9 | -184.158 | -182.3 | -188.6928 | -182.1 | -188.7341 | 281.7903 | 283.4204
2020-12-07 22:30 | -45 | -45.5412 | 38.0734 | 39.3885 | 62.8704 | 64.2934 | -46 | -46.5296 | -163.8209 | 164.213 | -163.8209 | 164.213 | 111.3013 | 144.8099 | 141.9 | 144.5592 | 141.9 | 144.5022 | -176.3 | -181.4919 | -177.8 | -183.6041 | -182 | -187.896 | -181.5 | -187.638 | 284.8478 | 287.7785
2020-12-07 23:00 | -46 | -47.0744 | 33.842 | 35.9371 | 65.74 | 67.6529 | -46 | -46.8722 | -168.5198 | 169.1429 | -168.5198 | 169.1429 | 110.5397 | 153.2701 | 140.7 | 144.0531 | 140.4 | 143.7601 | -175.9 | -182.279 | -176.7 | -183.5836 | -181 | -187.9937 | -180.1 | -187.3186 | 265.0713 | 275.4316
2020-12-07 23:30 | -27 | -27.2947 | 56.4029 | 56.573 | 42.3921 | 43.6006 | -28 | -28.1603 | -144.3009 | 144.341 | -144.3009 | 144.341 | 112.9388 | 154.8732 | 140.4 | 143.2634 | 140.1 | 143.0903 | -176.8 | -182.5859 | -178.6 | -185.0419 | -182.9 | -189.5061 | -182.5 | -189.3581 | 285.3102 | 295.5527
2020-12-08 | -17 | -17.1172 | 58.7361 | 58.7367 | 34.9254 | 36.1564 | -18 | -18.0278 | -129.6459 | 129.7632 | -129.6459 | 129.7632 | 110.3181 | 153.4485 | 140.7 | 143.8005 | 141.3 | 144.5754 | -176.9 | -183.0886 | -177.9 | -184.6314 | -182.3 | -189.1921 | -181.7 | -188.8873 | 260.7347 | 275.8814
2020-12-08 00:30 | -21 | -21.0238 | 57.406 | 57.4088 | 31.9274 | 33.7644 | -21 | -21 | -120.9608 | 121.4187 | -120.9608 | 121.4187 | 119.2267 | 156.4772 | 140.7 | 143.4395 | 141.9 | 144.7931 | -177.6 | -183.2863 | -178.3 | -184.5896 | -182.7 | -189.1309 | -182.1 | -188.8225 | 258.1006 | 271.5531
2020-12-08 01:00 | -19 | -19 | 56.3787 | 56.3981 | 30.2787 | 31.8514 | -19 | -19 | -113.6225 | 114.053 | -113.6225 | 114.053 | 125.733 | 153.8295 | 141.6 | 144.4397 | 141 | 143.7338 | -176.9 | -182.3625 | -177.6 | -183.6882 | -182.2 | -188.4677 | -181.5 | -187.972 | 258.9192 | 264.1821
2020-12-08 01:30 | -14 | -14 | 57.5358 | 57.592 | 27.7959 | 29.2701 | -14 | -14 | -106.8818 | 107.2081 | -106.8818 | 107.2081 | 121.2683 | 156.7812 | 141.3 | 143.9703 | 142.2 | 144.8537 | -178.1 | -183.3591 | -178 | -183.8478 | -182.4 | -188.4583 | -182 | -188.2744 | 232.1067 | 252.6133
2020-12-08 02:00 | -18 | -18.0278 | 50.8393 | 50.8731 | 34.1296 | 35.6362 | -18 | -18.0278 | -112.6415 | 113.1658 | -112.6415 | 113.1658 | 122.9974 | 150.553 | 141.6 | 144.3225 | 142.2 | 145.0279 | -177.2 | -182.557 | -177.3 | -183.0985 | -181.2 | -187.2565 | -180.6 | -186.8186 | 221.808 | 230.9534
2020-12-08 02:30 | -19 | -19.0263 | 50.3641 | 50.4304 | 34.4342 | 35.6984 | -19 | -19.0263 | -112.3394 | 112.7882 | -112.3394 | 112.7882 | 128.8086 | 154.2711 | 141.9 | 144.5022 | 141.9 | 144.675 | -177.7 | -183.1145 | -176.8 | -182.8382 | -181.1 | -187.2511 | -180.8 | -187.2181 | 218.8156 | 229.2972
2020-12-08 03:00 | -25 | -25.1794 | 43.5206 | 43.5209 | 41.363 | 42.9482 | -25 | -25.0799 | -120.9823 | 121.7143 | -120.9823 | 121.7143 | 124.5199 | 150.7631 | 142.5 | 145.2056 | 143.4 | 145.9755 | -178.6 | -184.0603 | -177.3 | -183.393 | -182 | -188.1217 | -181.4 | -187.5978 | 213.2665 | 223.1294
2020-12-08 03:30 | -29 | -29.2746 | 44.3446 | 44.3653 | 42.8738 | 44.2456 | -28 | -28.1603 | -121.3883 | 121.9306 | -121.3883 | 121.9306 | 127.2684 | 152.0658 | 142.5 | 145.0353 | 142.8 | 145.3861 | -178 | -183.288 | -177.2 | -182.9982 | -181.5 | -187.3868 | -181.2 | -187.3224 | 214.7353 | 224.9877
2020-12-08 04:00 | -19 | -19 | 52.097 | 52.2467 | 35.2867 | 35.9962 | -18 | -18.0278 | -116.9633 | 117.0845 | -116.9633 | 117.0845 | 121.8644 | 157.0068 | 142.8 | 145.2198 | 141.9 | 144.4459 | -177.3 | -182.5822 | -176.8 | -182.661 | -180.9 | -186.8808 | -180.8 | -187.0632 | 227.3741 | 247.4741
2020-12-08 04:30 | -8 | -8.544 | 65.304 | 65.3691 | 25.069 | 26.0397 | -9 | -9.4868 | -105.7151 | 105.838 | -105.7151 | 105.838 | 125.9676 | 159.8304 | 141 | 143.6186 | 140.7 | 143.211 | -176.7 | -181.7392 | -177.4 | -182.9449 | -181.2 | -186.9223 | -180.9 | -186.7559 | 262.2436 | 280.9468
2020-12-08 05:00 | -9 | -9.0554 | 66.8677 | 66.9094 | 28.6048 | 28.977 | -9 | -9.0554 | -109.1412 | 109.1491 | -109.1412 | 109.1491 | 111.0426 | 141.7315 | 142.5 | 145.5012 | 142.2 | 145.2074 | -177.2 | -183.1237 | -177.9 | -183.7259 | -182.3 | -188.1894 | -181.9 | -188.0249 | 277.2571 | 282.3006
2020-12-08 05:30 | -20 | -20.025 | 61.4249 | 61.4281 | 37.835 | 38.1212 | -20 | -20.025 | -129.8197 | 129.8346 | -129.8197 | 129.8346 | 99.8701 | 127.4405 | 142.5 | 145.5012 | 142.2 | 145.2074 | -178.1 | -183.9915 | -181.2 | -187.4498 | -185.5 | -191.8626 | -185.3 | -191.8235 | 300.7368 | 305.0541
2020-12-08 06:00 | -22 | -22 | 62.6689 | 62.9867 | 40.489 | 40.9199 | -22 | -22 | -139.2552 | 139.2724 | -139.2552 | 139.2724 | 71.1389 | 103.1495 | 141.9 | 145.619 | 141.3 | 144.9671 | -177.2 | -184.1735 | -180.9 | -188.6453 | -185.4 | -193.2726 | -185.1 | -193.127 | 320.3892 | 322.2705
2020-12-08 06:30 | 0 | 0 | 77.2846 | 77.5102 | 22.0024 | 22.9074 | 0 | 0 | -130.5322 | 130.5868 | -130.5322 | 130.5868 | 38.8396 | 69.1937 | 139.8 | 142.858 | 140.7 | 143.7388 | -174.2 | -179.8934 | -180.5 | -187.2174 | -184.9 | -191.7251 | -184.7 | -191.5154 | 334.1969 | 337.4393
2020-12-08 07:00 | -9 | -10.8167 | 66.9629 | 69.0434 | 35.1351 | 37.2451 | -10 | -11.6619 | -145.5407 | 145.7406 | -145.5407 | 145.7406 | 34.5823 | 66.2526 | 140.7 | 143.1003 | 140.4 | 142.9726 | -175.2 | -179.9334 | -181.6 | -187.4837 | -186 | -191.8463 | -186.1 | -192.0663 | 351.0974 | 353.6397
2020-12-08 07:30 | -27 | -27.8927 | 54.5055 | 57.6659 | 46.9671 | 48.674 | -27 | -28.1603 | -154.3047 | 154.4943 | -154.3047 | 154.4943 | 37.8145 | 70.2451 | 140.7 | 143.3815 | 140.1 | 142.7351 | -175.4 | -180.4991 | -182.5 | -188.6307 | -187.1 | -193.41 | -186.8 | -193.1452 | 359.2772 | 360.3969
2020-12-08 08:00 | -34 | -35.7351 | 41.4066 | 46.383 | 51.1007 | 53.7879 | -34 | -35.7351 | -153.3184 | 153.8968 | -153.3184 | 153.8968 | 14.1075 | 60.5573 | 139.8 | 142.6755 | 140.1 | 143.0295 | -175.1 | -180.7877 | -180.8 | -187.401 | -185.1 | -191.7603 | -185.3 | -192.2337 | 330.7142 | 331.1108
2020-12-08 08:30 | -39 | -39.4588 | 30.0536 | 32.5035 | 55.6869 | 56.745 | -38 | -38.3275 | -165.2577 | 165.3474 | -165.2577 | 165.3474 | 24.1932 | 70.4258 | 140.4 | 142.6436 | 141 | 143.2873 | -175.5 | -179.9785 | -182 | -186.8737 | -186.3 | -191.2431 | -186.2 | -191.2137 | 353.4707 | 353.634
2020-12-08 09:00 | -27 | -27.2947 | 31.0015 | 32.2259 | 39.2539 | 40.8585 | -27 | -27.2947 | -126.5824 | 126.6517 | -126.5824 | 126.6517 | 35.8353 | 77.3438 | 141.3 | 143.8005 | 140.7 | 143.2672 | -175.7 | -180.6968 | -180.8 | -186.1481 | -185.3 | -190.8045 | -185.1 | -190.7061 | 330.7404 | 331.1627
2020-12-08 09:30 | -17 | -17.0294 | 47.2355 | 47.7529 | 32.3187 | 33.3886 | -17 | -17.0294 | -121.6012 | 121.6074 | -121.6012 | 121.6074 | 50.5857 | 83.6696 | 140.4 | 142.7351 | 142.2 | 144.5754 | -175.2 | -179.6417 | -179.3 | -184.5723 | -184 | -189.211 | -183.9 | -189.227 | 320.3021 | 321.0578
2020-12-08 10:00 | -20 | -20 | 47.9253 | 48.263 | 35.3784 | 35.6996 | -20 | -20 | -118.8756 | 118.9673 | -118.8756 | 118.9673 | 50.3958 | 86.4713 | 139.8 | 142.0531 | 140.7 | 143.1003 | -174.9 | -179.2391 | -181.5 | -186.64 | -186.1 | -191.4633 | -185.9 | -191.2689 | 331.7293 | 332.3292
2020-12-08 10:30 | -28 | -28 | 45.6502 | 46.1835 | 45.61 | 45.7807 | -28 | -28.0179 | -140.5161 | 140.6897 | -140.5161 | 140.6897 | 46.9294 | 84.4761 | 139.8 | 142.1066 | 139.8 | 142.1066 | -175.4 | -179.8683 | -183.7 | -188.7059 | -188.4 | -193.7229 | -188.2 | -193.5051 | 345.5182 | 346.0245
2020-12-08 11:00 | -38 | -38 | 22.8278 | 23.9408 | 52.2205 | 52.745 | -37 | -37 | -147.4951 | 147.6633 | -147.4951 | 147.6633 | 60.2345 | 88.8431 | 139.8 | 142.0002 | 139.5 | 141.7048 | -174.2 | -178.5123 | -180.5 | -185.7382 | -184.9 | -190.1795 | -184.8 | -190.295 | 339.7378 | 340.5452
2020-12-08 11:30 | -43 | -43.0465 | 41.0844 | 42.8794 | 59.6525 | 59.9833 | -44 | -44.0114 | -152.9898 | 153.0852 | -152.9898 | 153.0852 | 94.759 | 117.1253 | 137.1 | 139.6757 | 136.2 | 138.735 | -170.3 | -174.9574 | -176.8 | -182.3387 | -181.6 | -187.3109 | -181.5 | -187.4117 | 324.2651 | 325.4294
2020-12-08 12:00 | -45 | -45.0444 | 24.5878 | 26.2853 | 59.1681 | 59.5952 | -45 | -45.0444 | -157.1598 | 157.2759 | -157.1598 | 157.2759 | 85.23 | 110.2699 | 137.7 | 140.2079 | 137.4 | 139.9702 | -170.9 | -175.5644 | -179.4 | -184.8121 | -183.9 | -189.4933 | -183.7 | -189.4449 | 345.8651 | 346.6609
2020-12-08 12:30 | -50 | -50.01 | 23.0116 | 24.8099 | 66.3039 | 66.651 | -51 | -51.0098 | -163.5321 | 163.6468 | -163.5321 | 163.6468 | 71.6164 | 101.1199 | 138.6 | 141.2054 | 138 | 140.6165 | -172.8 | -177.4827 | -181.4 | -186.995 | -186.3 | -192.0883 | -185.8 | -191.6279 | 356.3276 | 356.9025
2020-12-08 13:00 | -50 | -50.04 | 29.747 | 31.3196 | 64.2573 | 64.5075 | -50 | -50.01 | -164.0522 | 164.2225 | -164.0522 | 164.2225 | 61.3506 | 110.4753 | 139.5 | 142.0889 | 139.2 | 141.7944 | -173.8 | -178.5247 | -181.2 | -186.5367 | -185.6 | -190.9304 | -185.5 | -190.9987 | 340.2765 | 340.3868
2020-12-08 13:30 | -42 | -42 | 32.181 | 32.4322 | 56.3093 | 56.4292 | -43 | -43 | -152.9681 | 153.4037 | -152.9681 | 153.4037 | 87.3041 | 124.2032 | 139.2 | 141.5164 | 138.9 | 141.1674 | -173.7 | -178.0463 | -180.3 | -185.4499 | -184.4 | -189.6 | -184.5 | -189.8849 | 336.7206 | 336.9903
2020-12-08 14:00 | -56 | -56.0089 | 18.8267 | 20.0122 | 63.667 | 64.0521 | -56 | -56.0089 | -162.5116 | 162.6708 | -162.5116 | 162.6708 | 69.7885 | 112.142 | 139.5 | 141.7048 | 138.6 | 140.9263 | -173.2 | -177.4928 | -181.6 | -186.6167 | -186.4 | -191.615 | -186.1 | -191.4164 | 341.3054 | 341.4752
2020-12-08 14:30 | -53 | -53.0377 | 33.5438 | 35.211 | 59.9554 | 60.4328 | -52 | -52.0096 | -149.3165 | 149.37 | -149.3165 | 149.37 | 68.7128 | 112.336 | 139.8 | 142.0531 | 139.2 | 141.5708 | -173.8 | -178.1712 | -180.7 | -185.9562 | -184.9 | -190.2 | -184.8 | -190.3189 | 346.2042 | 346.4767
2020-12-08 15:00 | -54 | -54.0093 | 22.7793 | 23.362 | 67.8027 | 68.0521 | -54 | -54 | -168.3351 | 168.4352 | -168.3351 | 168.4352 | 72.2489 | 112.3788 | 138.9 | 141.0096 | 138.6 | 140.7141 | -173.3 | -177.5468 | -180.4 | -185.4539 | -184.9 | -190.1143 | -185 | -190.3236 | 361.2346 | 361.5494
2020-12-08 15:30 | -64 | -64.0078 | 17.91 | 20.1437 | 80.3485 | 80.5903 | -63 | -63.0079 | -183.4451 | 183.5527 | -183.4451 | 183.5527 | 54.473 | 105.1505 | 138.3 | 140.9109 | 138.9 | 141.5574 | -172 | -176.7783 | -179.6 | -185.3463 | -184.1 | -189.9298 | -183.8 | -189.6893 | 366.418 | 366.5504
2020-12-08 16:00 | -65 | -65.0308 | 14.2432 | 15.9241 | 78.4989 | 78.7511 | -65 | -65.0308 | -192.7238 | 192.8919 | -192.7238 | 192.8919 | 63.138 | 107.3442 | 140.1 | 142.6215 | 139.8 | 142.3834 | -173.5 | -178.371 | -180.4 | -185.9521 | -185 | -190.6573 | -184.8 | -190.6339 | 358.1738 | 358.3608
2020-12-08 16:30 | -54 | -54 | 30.3753 | 30.6498 | 69.3248 | 69.393 | -54 | -54 | -185.9212 | 186.2062 | -185.9212 | 186.2062 | 77.2812 | 113.7289 | 138.3 | 140.367 | 138.9 | 140.9074 | -173.6 | -177.562 | -182.7 | -187.4807 | -187 | -191.9702 | -187 | -192.1067 | 389.4872 | 390.0388
2020-12-08 17:00 | -50 | -50 | 37.8135 | 38.1605 | 69.5289 | 69.6024 | -49 | -49 | -180.9038 | 181.2499 | -180.9038 | 181.2499 | 45.6128 | 98.5392 | 138.3 | 140.2656 | 138.6 | 140.6312 | -173.4 | -177.3875 | -181.8 | -186.7472 | -185.5 | -190.4186 | -186.4 | -191.615 | 388.7002 | 389.0738
2020-12-08 17:30 | -39 | -39 | 56.9722 | 57.3051 | 51.8563 | 52.1005 | -39 | -39.0128 | -153.7789 | 153.9904 | -153.7789 | 153.9904 | 41.4968 | 101.6997 | 138.6 | 140.7141 | 139.5 | 141.6524 | -174 | -178.1439 | -181.4 | -186.6836 | -186.1 | -191.4633 | -185.8 | -191.2901 | 373.7569 | 374.0521
2020-12-08 18:00 | -31 | -31.1448 | 64.4295 | 64.4388 | 45.2261 | 45.407 | -31 | -31.1448 | -148.982 | 149.4888 | -148.982 | 149.4888 | 48.9398 | 100.7504 | 139.5 | 141.351 | 139.2 | 141.1037 | -174.1 | -178.1277 | -181.4 | -186.8024 | -186.1 | -191.6291 | -186 | -191.773 | 369.8801 | 370.6954
2020-12-08 18:30 | -16 | -16.7631 | 76.2728 | 76.2748 | 37.926 | 38.8212 | -15 | -15.8114 | -141.7075 | 142.552 | -141.7075 | 142.552 | 50.092 | 103.3108 | 139.5 | 141.7048 | 138.6 | 140.8723 | -174.7 | -179.0659 | -181.7 | -187.4324 | -186.1 | -191.8954 | -186 | -192.0937 | 362.5772 | 363.2319
2020-12-08 19:00 | -10 | -12.8062 | 89.3696 | 89.3796 | 28.4146 | 30.5583 | -10 | -12.8062 | -133.2912 | 134.4733 | -133.2912 | 134.4733 | 55.0265 | 111.7654 | 140.1 | 142.1408 | 139.5 | 141.6006 | -175.1 | -179.3041 | -181 | -185.9685 | -185.6 | -190.6524 | -185.2 | -190.4014 | 361.4477 | 361.6877
2020-12-08 19:30 | -7 | -9.8995 | 91.0075 | 91.0122 | 28.3822 | 30.4188 | -6 | -9.2195 | -126.9697 | 128.4235 | -126.9697 | 128.4235 | 60.1483 | 115.3787 | 140.4 | 142.4874 | 139.5 | 141.6006 | -174.4 | -178.6639 | -181 | -186.0145 | -185.5 | -190.5415 | -185.1 | -190.374 | 360.3081 | 360.5745
2020-12-08 20:00 | 0 | 8 | 93.6017 | 93.6097 | 29.4167 | 32.235 | -4 | -9.8489 | -129.5724 | 131.4123 | -129.5724 | 131.4123 | 61.2036 | 114.4978 | 138.9 | 140.9074 | 139.5 | 141.6524 | -175.3 | -179.521 | -180.1 | -184.7747 | -185.4 | -190.2088 | -184.7 | -189.6394 | 352.4646 | 352.7442
2020-12-08 20:30 | 0 | 9 | 97.5015 | 97.5139 | 21.4441 | 24.4251 | 0 | 9 | -116.9742 | 118.3051 | -116.9742 | 118.3051 | 70.2242 | 123.8613 | 140.4 | 142.3863 | 141 | 143.1817 | -176.5 | -180.8007 | -181 | -186.0608 | -185.5 | -190.6469 | -184.3 | -189.5494 | 350.0838 | 350.4242
2020-12-08 21:00 | 1 | 7.0711 | 92.0441 | 92.0677 | 23.1518 | 25.3802 | 1 | 7.0711 | -116.2894 | 117.1838 | -116.2894 | 117.1838 | 82.4373 | 131.3804 | 140.7 | 143.1553 | 140.7 | 143.3815 | -176.4 | -181.2618 | -180.8 | -186.2437 | -185.1 | -190.6821 | -184.8 | -190.5361 | 335.5286 | 335.9944
2020-12-08 21:30 | 1 | 9 | 93.0012 | 93.1133 | 18.1478 | 21.8645 | 0 | 9.4868 | -103.8671 | 105.0011 | -103.8671 | 105.0011 | 99.0993 | 137.2462 | 141.6 | 143.8778 | 141.6 | 143.9312 | -175.9 | -180.5472 | -180.9 | -186.4614 | -184.4 | -189.9785 | -183.3 | -188.9595 | 324.1976 | 325.3102
2020-12-08 22:00 | 6 | 10 | 92.9245 | 93.0581 | 13.8727 | 17.4723 | 6 | 10 | -85.6927 | 86.813 | -85.6927 | 86.813 | 117.0997 | 151.2188 | 142.5 | 145.0915 | 142.8 | 145.3861 | -177.3 | -182.4634 | -180.8 | -186.7589 | -185.2 | -191.2442 | -184.8 | -191.0583 | 311.5151 | 312.9437
2020-12-08 22:30 | 6 | 10 | 90.1916 | 90.3953 | 13.4545 | 16.9235 | 5 | 9.434 | -96.7979 | 97.7472 | -96.7979 | 97.7472 | 137.5569 | 166.4308 | 142.2 | 144.7969 | 142.5 | 145.2056 | -177.8 | -182.8555 | -180.7 | -186.5373 | -185.1 | -191.0727 | -184.7 | -190.9109 | 306.7685 | 308.6963
2020-12-08 23:00 | 18 | 19.3132 | 103.3649 | 103.6058 | -4.3958 | 9.9454 | 18 | 19.3132 | -75.3593 | 76.2035 | -75.3593 | 76.2035 | 136.6697 | 168.1693 | 142.2 | 145.0871 | 142.8 | 145.7349 | -177.8 | -183.5295 | -179.7 | -186.0002 | -184.2 | -190.458 | -183.7 | -190.383 | 286.761 | 288.8933
2020-12-08 23:30 | 24 | 25.2982 | 104.627 | 104.7134 | -7.3991 | 9.5903 | 25 | 26.2488 | -81.2796 | 81.5792 | -81.2796 | 81.5792 | 119.1378 | 150.6285 | 143.7 | 146.2702 | 144.3 | 146.8043 | -178.2 | -183.7208 | -179.2 | -185.4292 | -183.6 | -189.8724 | -183.2 | -189.6915 | 277.7408 | 279.813
2020-12-09 | 26 | 26.9258 | 104.0438 | 104.502 | -9.0053 | 13.4822 | 27 | 27.8927 | -72.2538 | 73.1811 | -72.2538 | 73.1811 | 122.932 | 155.1639 | 142.5 | 145.2635 | 142.5 | 145.4409 | -179 | -184.6923 | -180.1 | -186.3353 | -184.2 | -190.5803 | -183.8 | -190.4533 | 266.9515 | 269.6843
2020-12-09 00:30 | 29 | 29.8329 | 102.7871 | 103.2814 | -12.969 | 15.2885 | 28 | 28.8617 | -57.6764 | 58.0846 | -57.6764 | 58.0846 | 126.6634 | 158.0469 | 142.8 | 145.9172 | 143.1 | 146.3351 | -178.3 | -184.3651 | -178.4 | -184.9014 | -182.7 | -189.3049 | -182.3 | -189.2572 | 254.3795 | 257.401
2020-12-09 01:00 | 21 | 22.1359 | 91.9242 | 92.6991 | -4.7903 | 10.3018 | 20 | 21.1896 | -62.4308 | 62.9198 | -62.4308 | 62.9198 | 135.48 | 163.9342 | 144.6 | 147.1545 | 144 | 146.6211 | -179.7 | -185.1039 | -179.9 | -186.0602 | -184.1 | -190.2798 | -183.5 | -190.0072 | 252.4602 | 258.1277
2020-12-09 01:30 | 23 | 24.3516 | 91.605 | 92.3725 | -7.024 | 11.3531 | 22 | 23.4094 | -63.1873 | 63.6289 | -63.1873 | 63.6289 | 137.7241 | 165.2629 | 144.9 | 148.413 | 144 | 147.6 | -179.7 | -186.661 | -178.9 | -186.332 | -183.4 | -190.9602 | -182.8 | -190.7128 | 235.713 | 241.9983
2020-12-09 02:00 | 22 | 23.4094 | 89.9838 | 90.7245 | -5.868 | 9.7388 | 22 | 23.0868 | -59.6508 | 59.8463 | -59.6508 | 59.8463 | 140.5679 | 166.4796 | 143.1 | 146.2108 | 144 | 147.0309 | -179.3 | -185.6656 | -178.8 | -185.9039 | -183.8 | -191.0688 | -182.6 | -190.192 | 225.5078 | 234.8991
2020-12-09 02:30 | 24 | 24.7386 | 86.7216 | 87.5713 | -2.5484 | 8.5063 | 22 | 22.8035 | -61.1141 | 61.3671 | -61.1141 | 61.3671 | 141.4346 | 172.8705 | 143.4 | 146.7549 | 143.1 | 146.5908 | -179.9 | -186.6389 | -179.1 | -186.4405 | -183.3 | -190.7808 | -182.9 | -190.7617 | 216.3315 | 240.2904
2020-12-09 03:00 | 13 | 14.7648 | 87.1472 | 87.8731 | -2.9756 | 7.8551 | 13 | 14.7648 | -59.8979 | 60.0485 | -59.8979 | 60.0485 | 141.2559 | 167.0221 | 144.3 | 147.5713 | 144.9 | 148.0958 | -179.8 | -186.3048 | -178.3 | -185.4371 | -182.5 | -189.7776 | -182 | -189.6441 | 219.8513 | 229.5859
2020-12-09 03:30 | 11 | 12.53 | 80.8171 | 81.5902 | 4.335 | 8.9005 | 12 | 13.4164 | -67.1876 | 67.4517 | -67.1876 | 67.4517 | 143.3237 | 175.5996 | 144.3 | 147.8273 | 143.4 | 147.0147 | -179.4 | -186.5631 | -178.9 | -186.6426 | -183.3 | -191.0887 | -182.8 | -191.0395 | 226.4052 | 245.6771
2020-12-09 04:00 | 15 | 16.5529 | 85.3077 | 86.3749 | 2.1974 | 11.4266 | 13 | 14.7648 | -68.3865 | 69.1475 | -68.3865 | 69.1475 | 144.7075 | 173.1393 | 142.8 | 146.2979 | 143.7 | 147.3073 | -179.5 | -186.1471 | -178 | -185.412 | -182.2 | -189.5853 | -181.9 | -189.5636 | 244.1504 | 265.4305
2020-12-09 04:30 | 20 | 20.6155 | 93.5409 | 93.851 | -3.096 | 7.5865 | 20 | 20.6155 | -61.7208 | 61.8199 | -61.7208 | 61.8199 | 136.6232 | 161.8704 | 144 | 147.0309 | 144.3 | 147.3855 | -178.7 | -185.1646 | -178.7 | -186.0841 | -182.9 | -190.4643 | -182.4 | -190.2255 | 267.9218 | 274.6778
2020-12-09 05:00 | 14 | 14.5602 | 90.0221 | 90.1779 | 2.5093 | 6.1577 | 15 | 15.5242 | -75.0478 | 75.144 | -75.0478 | 75.144 | 126.5853 | 151.9733 | 143.4 | 147.0811 | 143.4 | 147.2001 | -179 | -186.206 | -179.9 | -187.1539 | -183.9 | -191.3021 | -183.5 | -191.168 | 280.264 | 283.2477
2020-12-09 05:30 | 19 | 19.4165 | 94.4839 | 94.6025 | 5.5728 | 9.1662 | 19 | 19.4165 | -84.1738 | 84.5196 | -84.1738 | 84.5196 | 103.5128 | 121.3683 | 143.4 | 146.9489 | 143.4 | 147.0811 | -178.1 | -185.962 | -179.1 | -186.4683 | -183.5 | -191.1245 | -183.3 | -191.117 | 292.9484 | 297.6967
2020-12-09 06:00 | 5 | 6.4031 | 88.0853 | 88.0893 | 12.5343 | 14.4009 | 5 | 5.831 | -97.4937 | 97.8691 | -97.4937 | 97.8691 | 84.0172 | 96.2767 | 142.2 | 144.6849 | 142.5 | 145.0915 | -176.5 | -181.3591 | -178.8 | -183.9919 | -183.5 | -188.7482 | -183.2 | -188.622 | 306.3979 | 313.7671
2020-12-09 06:30 | 22 | 22 | 102.3323 | 102.5496 | -1.7837 | 6.289 | 21 | 21 | -78.5772 | 78.6377 | -78.5772 | 78.6377 | 60.8798 | 80.0623 | 142.5 | 144.9798 | 141.9 | 144.6168 | -177.2 | -182.4634 | -180.2 | -185.5416 | -184.5 | -189.9323 | -184.2 | -189.7604 | 322.7797 | 325.3648
2020-12-09 07:00 | 4 | 5.6569 | 78.0116 | 78.709 | 16.5276 | 18.9412 | 4 | 5 | -99.9636 | 99.9674 | -99.9636 | 99.9674 | 52.6908 | 79.505 | 141.9 | 144.7337 | 142.5 | 145.2635 | -176.6 | -182.1448 | -180.3 | -186.0755 | -184.3 | -190.1971 | -184.3 | -190.2978 | 332.9845 | 334.7512
2020-12-09 07:30 | -12 | -13 | 66.0831 | 67.3657 | 22.3035 | 25.8024 | -12 | -13 | -108.2245 | 108.3058 | -108.2245 | 108.3058 | 62.9413 | 86.7865 | 141.9 | 144.5592 | 142.2 | 144.9692 | -177 | -182.2193 | -180.1 | -185.7341 | -184.9 | -190.6574 | -184.7 | -190.6109 | 333.3269 | 335.0258
2020-12-09 08:00 | -10 | -10.7703 | 58.1457 | 58.9779 | 25.5942 | 27.3126 | -11 | -11.7047 | -114.0137 | 114.0179 | -114.0137 | 114.0179 | 61.0709 | 83.3258 | 143.4 | 146.1465 | 142.8 | 145.5 | -178.8 | -184.3514 | -179.5 | -185.1279 | -183.4 | -189.1052 | -184.2 | -190.1761 | 315.9742 | 317.7895
2020-12-09 08:30 | 0 | 0 | 62.011 | 62.0143 | 10.7003 | 11.5121 | 0 | 0 | -88.7913 | 88.9657 | -88.7913 | 88.9657 | 79.2079 | 97.1194 | 142.2 | 144.4683 | 142.2 | 144.5216 | -177.3 | -182.2067 | -179.4 | -184.885 | -183.9 | -189.4692 | -183.7 | -189.4449 | 321.7382 | 323.7015
2020-12-09 09:00 | -5 | -5.099 | 50.1751 | 50.2358 | 15.4683 | 16.3794 | -6 | -6.0828 | -86.8963 | 87.0207 | -86.8963 | 87.0207 | 95.0185 | 110.3088 | 143.1 | 145.6249 | 143.4 | 145.9197 | -178.8 | -183.8048 | -180.7 | -186.3644 | -184.9 | -190.6574 | -184.7 | -190.6109 | 306.6975 | 308.6568
2020-12-09 09:30 | -15 | -15.1327 | 37.0806 | 37.0859 | 24.6577 | 25.018 | -14 | -14.1421 | -93.4328 | 93.7494 | -93.4328 | 93.7494 | 106.5741 | 123.6413 | 141.3 | 143.2738 | 141.6 | 143.8249 | -178.6 | -183.0464 | -180 | -184.522 | -184.1 | -188.5885 | -184.9 | -189.6992 | 297.8199 | 298.6425
2020-12-09 10:00 | -13 | -13.0384 | 34.2847 | 34.4721 | 24.8438 | 25.2526 | -13 | -13.0384 | -89.4075 | 89.749 | -89.4075 | 89.749 | 105.0331 | 128.544 | 141 | 143.5057 | 141.3 | 144.0953 | -175.5 | -180.4557 | -179.3 | -184.1763 | -183.5 | -188.4937 | -183.2 | -188.2936 | 272.8107 | 273.4254
2020-12-09 10:30 | -24 | -24.0208 | 25.7251 | 25.8382 | 33.1655 | 33.3698 | -24 | -24.0832 | -99.1901 | 99.6426 | -99.1901 | 99.6426 | 109.0243 | 134.8881 | 142.5 | 144.5571 | 142.2 | 144.3122 | -177.8 | -182.0485 | -181.2 | -186.0718 | -185.5 | -190.4346 | -185.7 | -190.8415 | 267.6473 | 274.3107
2020-12-09 11:00 | -25 | -25.02 | 22.1109 | 22.3957 | 35.7954 | 36.0565 | -25 | -25.0799 | -102.8499 | 103.3745 | -102.8499 | 103.3745 | 111.3337 | 136.1298 | 140.4 | 142.5388 | 141.3 | 143.3237 | -174.3 | -178.4369 | -179.1 | -183.7107 | -182.7 | -187.3985 | -182.2 | -187.0458 | 266.0354 | 272.9224
2020-12-09 11:30 | -24 | -24.0208 | 24.0105 | 24.4471 | 34.7611 | 35.0766 | -25 | -25.02 | -101.4287 | 101.8737 | -101.4287 | 101.8737 | 109.035 | 117.5078 | 132.9 | 134.9443 | 133.2 | 135.2398 | -167.2 | -170.7223 | -172 | -176.455 | -176.4 | -180.9226 | -175.9 | -180.5698 | 289.0266 | 291.0555
2020-12-09 12:00 | -32 | -32.0156 | 18.4786 | 19.1736 | 40.7863 | 40.9959 | -31 | -31 | -106.2051 | 106.6754 | -106.2051 | 106.6754 | 112.2158 | 124.472 | 133.2 | 135.3449 | 132.3 | 134.6228 | -165.5 | -168.9765 | -170.8 | -175.1295 | -174.9 | -179.3713 | -174.8 | -179.3183 | 283.4458 | 292.3456
2020-12-09 12:30 | -27 | -27 | 17.5932 | 18.6852 | 40.3345 | 40.6585 | -26 | -26 | -106.2016 | 106.5242 | -106.2016 | 106.5242 | 107.4305 | 122.5832 | 134.4 | 136.5791 | 134.7 | 136.9821 | -168.9 | -172.659 | -173.3 | -177.8115 | -177.7 | -182.3237 | -177.6 | -182.407 | 274.0793 | 281.1188
2020-12-09 13:00 | -32 | -32.1403 | 18.515 | 21.4779 | 40.6917 | 41.7457 | -31 | -31.0644 | -105.9635 | 106.0166 | -105.9635 | 106.0166 | 113.5945 | 129.6174 | 137.7 | 140.0412 | 137.7 | 140.2079 | -173 | -177.4744 | -177.6 | -182.2711 | -182 | -186.851 | -181.1 | -186.0201 | 274.0787 | 281.8552
2020-12-09 13:30 | -27 | -27.074 | 25.0826 | 27.5346 | 36.3592 | 37.488 | -31 | -31.0644 | -100.2254 | 100.2386 | -100.2254 | 100.2386 | 108.3589 | 126.0248 | 138.9 | 141.2213 | 138.3 | 140.8538 | -172.7 | -177.2268 | -176.8 | -181.5597 | -181.2 | -186.1174 | -181.2 | -186.2322 | 272.4753 | 279.8272
2020-12-09 14:00 | -27 | -27.074 | 21.4069 | 23.583 | 39.4809 | 40.4323 | -26 | -26.0768 | -101.461 | 101.4967 | -101.461 | 101.4967 | 108.6139 | 120.5775 | 138.3 | 140.6859 | 138 | 140.4465 | -173.5 | -178.1415 | -178.7 | -183.5237 | -182.4 | -187.2632 | -182.8 | -187.8583 | 284.5965 | 285.3044
2020-12-09 14:30 | -29 | -29.1548 | 27.7636 | 29.5451 | 35.0537 | 36.2968 | -30 | -30.0666 | -97.923 | 97.9237 | -97.923 | 97.9237 | 103.2667 | 116.3052 | 137.7 | 140.0412 | 137.7 | 140.0961 | -172 | -176.4997 | -177.9 | -182.5859 | -182.2 | -186.9557 | -182.3 | -187.3027 | 286.1224 | 287.7367
2020-12-09 15:00 | -34 | -34.2345 | 23.973 | 25.598 | 44.3664 | 45.1969 | -34 | -34.1321 | -114.9649 | 114.9841 | -114.9649 | 114.9841 | 104.8156 | 118.8845 | 139.2 | 141.6813 | 139.5 | 142.0889 | -173.3 | -177.7668 | -179 | -183.7252 | -183.3 | -188.2533 | -182.9 | -187.9096 | 292.6758 | 294.0513
2020-12-09 15:30 | -41 | -41.4367 | 18.8235 | 22.6207 | 54.0758 | 55.3601 | -41 | -41.4367 | -131.4561 | 131.4763 | -131.4561 | 131.4763 | 95.4656 | 110.3944 | 137.1 | 139.91 | 137.1 | 140.0309 | -172 | -176.9357 | -177.5 | -182.6578 | -181.7 | -186.9987 | -181.9 | -187.3118 | 313.7982 | 315.0206
2020-12-09 16:00 | -47 | -47.5184 | 17.1268 | 22.428 | 61.4295 | 62.748 | -48 | -48.5077 | -149.4098 | 149.4659 | -149.4098 | 149.4659 | 86.2523 | 102.9271 | 140.1 | 142.7351 | 140.4 | 143.0871 | -174.5 | -179.2748 | -179.9 | -184.852 | -184 | -189.0262 | -184.2 | -189.285 | 318.8431 | 320.3548
2020-12-09 16:30 | -50 | -50.2494 | 32.6539 | 34.8514 | 56.4845 | 57.366 | -50 | -50.4876 | -144.9296 | 144.9308 | -144.9296 | 144.9308 | 81.223 | 97.2722 | 139.5 | 142.2626 | 138.9 | 141.5574 | -174.2 | -179.1216 | -180 | -185.1114 | -184.6 | -189.8411 | -184 | -189.4228 | 365.8674 | 366.8295
2020-12-09 17:00 | -30 | -30.2655 | 46.2058 | 47.6682 | 43.1793 | 44.5103 | -29 | -29.2746 | -148.8056 | 148.9833 | -148.8056 | 148.9833 | 72.3854 | 92.9759 | 138.9 | 141.3866 | 138.9 | 141.3866 | -173.6 | -178.0963 | -180.2 | -185.121 | -184.9 | -189.8278 | -184.6 | -189.7482 | 362.4951 | 364.1957
2020-12-09 17:30 | -43 | -43.566 | 47.0521 | 50.024 | 61.0886 | 61.9711 | -44 | -44.5533 | -160.5765 | 160.5825 | -160.5765 | 160.5825 | 77.9165 | 95.7024 | 140.4 | 142.8054 | 140.4 | 142.8605 | -175.4 | -179.9254 | -182.9 | -187.6604 | -187.4 | -192.3148 | -187.5 | -192.5707 | 373.7274 | 375.7492
2020-12-09 18:00 | -30 | -30.2655 | 63.9973 | 65.318 | 45.6244 | 46.4088 | -29 | -29.1548 | -144.3911 | 144.3963 | -144.3911 | 144.3963 | 75.0034 | 94.7328 | 141.6 | 143.9312 | 141.3 | 143.6903 | -175.7 | -180.7436 | -181.7 | -187.0937 | -185.8 | -191.3139 | -185.9 | -191.5548 | 366.7835 | 368.1603
2020-12-09 18:30 | -19 | -19.4165 | 69.5676 | 70.7386 | 42.8849 | 43.8474 | -19 | -19.4165 | -136.2444 | 136.2451 | -136.2444 | 136.2451 | 74.2723 | 95.2072 | 139.2 | 142.1481 | 139.2 | 142.2709 | -174.4 | -179.7674 | -181.5 | -187.2877 | -185.9 | -191.7985 | -185.9 | -191.9221 | 353.1568 | 356.0359
2020-12-09 19:00 | -16 | -16.4924 | 75.9866 | 77.1219 | 41.5966 | 42.5171 | -16 | -16.4924 | -141.3936 | 141.4006 | -141.3936 | 141.4006 | 81.0497 | 99.6208 | 140.7 | 143.7388 | 140.7 | 143.7388 | -175.5 | -180.9316 | -182.1 | -187.8692 | -186.5 | -192.4046 | -186.3 | -192.4561 | 361.249 | 364.4947
2020-12-09 19:30 | -24 | -24.7386 | 73.085 | 74.4897 | 46.3349 | 47.4317 | -24 | -24.7386 | -150.4119 | 150.4449 | -150.4119 | 150.4449 | 80.5081 | 100.4022 | 139.2 | 142.3332 | 139.8 | 143.0459 | -175.6 | -181.5251 | -182.1 | -188.4223 | -186.3 | -192.7127 | -186.2 | -192.7705 | 353.4309 | 356.9011
2020-12-09 20:00 | -29 | -29.4279 | 71.9799 | 73.6934 | 49.4517 | 50.3242 | -29 | -29.2746 | -158.3395 | 158.3519 | -158.3395 | 158.3519 | 75.5786 | 97.3811 | 140.1 | 143.0903 | 140.1 | 143.2135 | -173.8 | -179.2586 | -180.3 | -186.0262 | -184.8 | -190.6339 | -185 | -191.0007 | 366.1163 | 369.1021
2020-12-09 20:30 | -30 | -31.3209 | 63.4456 | 66.0297 | 54.3494 | 56.0257 | -30 | -31.3209 | -165.7678 | 166.1078 | -165.7678 | 166.1078 | 87.4021 | 106.2842 | 140.4 | 143.384 | 140.7 | 143.8005 | -175.9 | -181.4908 | -181.4 | -187.3148 | -186.1 | -192.1187 | -185.8 | -192.0305 | 357.912 | 361.4552
2020-12-09 21:00 | -35 | -35.6931 | 58.1712 | 60.2019 | 55.5956 | 56.8863 | -34 | -34.9285 | -163.2547 | 163.5801 | -163.2547 | 163.5801 | 105.2225 | 130.0105 | 141.6 | 144.3876 | 141.6 | 144.4991 | -177 | -182.3148 | -182 | -187.6256 | -186 | -191.6278 | -186.1 | -191.9923 | 351.1991 | 353.7694
2020-12-09 21:30 | -26 | -26.0768 | 61.7537 | 62.1935 | 45.8637 | 46.5667 | -27 | -27.0185 | -149.0605 | 149.1039 | -149.0605 | 149.1039 | 103.5743 | 126.5008 | 142.5 | 144.9249 | 142.8 | 145.3861 | -176.8 | -181.7666 | -180.4 | -185.8795 | -184.7 | -190.4148 | -185 | -190.8523 | 318.7152 | 321.7374
2020-12-09 22:00 | -40 | -40.05 | 52.1349 | 52.74 | 53.4749 | 54.1777 | -38 | -38.0526 | -158.3965 | 158.5038 | -158.3965 | 158.5038 | 104.1447 | 133.3814 | 141.9 | 145.2074 | 142.2 | 145.5826 | -177.5 | -183.7199 | -179.9 | -185.9382 | -184.3 | -190.423 | -183.4 | -189.7045 | 280.8405 | 282.1355
2020-12-09 22:30 | -42 | -42 | 46.0201 | 46.0458 | 54.5454 | 54.8196 | -42 | -42 | -154.1436 | 154.1497 | -154.1436 | 154.1497 | 114.5071 | 139.3349 | 141.9 | 145.5519 | 142.2 | 145.7781 | -176.6 | -183.4873 | -177.2 | -183.8234 | -181.5 | -188.2877 | -181.2 | -188.1863 | 266.9436 | 268.9898
2020-12-09 23:00 | -41 | -41 | 40.5058 | 40.5125 | 58.2349 | 58.3747 | -41 | -41.0122 | -167.6813 | 167.7054 | -167.6813 | 167.7054 | 119.3966 | 144.5803 | 143.4 | 147.2838 | 142.8 | 146.6313 | -178.8 | -186.1523 | -178.7 | -185.6985 | -183.1 | -190.2048 | -182.7 | -190.0935 | 264.5799 | 266.5375
2020-12-09 23:30 | -35 | -35 | 46.4892 | 46.4924 | 51.1745 | 51.4292 | -35 | -35 | -161.0446 | 161.099 | -161.0446 | 161.099 | 107.094 | 135.2825 | 143.1 | 146.8836 | 142.8 | 146.5634 | -178.3 | -185.5332 | -178 | -184.9977 | -182.3 | -189.4348 | -182 | -189.3379 | 261.7906 | 264.1197
2020-12-10 | -30 | -30.1496 | 46.8784 | 47.2248 | 46.0316 | 46.1489 | -30 | -30.1496 | -152.2306 | 152.3452 | -152.2306 | 152.3452 | 114.524 | 141.442 | 143.7 | 147.5759 | 143.7 | 147.6445 | -178.6 | -186.1564 | -178.3 | -185.4505 | -182.3 | -189.5439 | -181.8 | -189.3121 | 248.4325 | 250.9009
2020-12-10 00:30 | -27 | -27.1662 | 47.0072 | 47.4404 | 42.4694 | 42.5773 | -26 | -26.3059 | -139.7776 | 139.8245 | -139.7776 | 139.8245 | 111.6325 | 142.2886 | 143.1 | 147.5588 | 142.8 | 147.1949 | -178.1 | -186.1937 | -177.2 | -184.7853 | -181.4 | -189.0966 | -180.6 | -188.6441 | 230.6843 | 232.9904
2020-12-10 01:00 | -28 | -28.1603 | 44.1426 | 44.6525 | 43.7501 | 43.8354 | -27 | -27.1662 | -137.3845 | 137.4004 | -137.3845 | 137.4004 | 116.8682 | 140.9986 | 143.4 | 147.0147 | 143.4 | 147.0811 | -178.5 | -185.5061 | -177.8 | -184.5887 | -182.1 | -188.9193 | -181.6 | -188.6796 | 226.5123 | 232.8357
2020-12-10 01:30 | -31 | -31.4006 | 41.3154 | 42.241 | 44.9437 | 45.226 | -30 | -30.4138 | -136.8078 | 136.8459 | -136.8078 | 136.8459 | 124.8009 | 148.6655 | 142.8 | 147.1949 | 142.8 | 147.3416 | -178 | -186.6012 | -177.2 | -185.7237 | -181.2 | -189.5384 | -180.7 | -189.5478 | 221.2136 | 227.728
2020-12-10 02:00 | -35 | -35.0571 | 41.5146 | 41.5281 | 43.6783 | 44.9258 | -33 | -33.1361 | -136.5347 | 137.1729 | -136.5347 | 137.1729 | 122.5521 | 151.4653 | 136.5 | 142.1775 | 138.6 | 143.351 | -171.9 | -180.4086 | -171.3 | -179.6098 | -174.2 | -182.5862 | -174.1 | -182.7019 | 220.8743 | 230.7255
2020-12-10 02:30 | -37 | -37 | 32.2927 | 32.6738 | 52.3217 | 52.6463 | -37 | -37 | -146.6328 | 146.7118 | -146.6328 | 146.7118 | 109.6312 | 145.5094 | 127.2 | 132.0341 | 126.9 | 131.7451 | -158 | -165.4601 | -158 | -165.4534 | -161.7 | -169.2176 | -161.3 | -169.1706 | 230.2924 | 253.9463
2020-12-10 03:00 | -40 | -40.0125 | 29.0815 | 29.5631 | 55.4271 | 55.684 | -41 | -41.0122 | -151.9439 | 151.9999 | -151.9439 | 151.9999 | 109.7873 | 140.5001 | 124.8 | 129.7236 | 125.7 | 130.8365 | -157.8 | -165.3219 | -157.7 | -165.2265 | -161.6 | -169.3367 | -160.3 | -168.3086 | 236.828 | 246.8683
2020-12-10 03:30 | -51 | -51 | 20.7143 | 20.9717 | 64.5407 | 64.844 | -50 | -50 | -164.3664 | 164.6238 | -164.3664 | 164.6238 | 105.2026 | 134.6077 | 126.3 | 131.413 | 125.7 | 130.7535 | -157.3 | -165.177 | -156.8 | -164.5486 | -160.6 | -168.6388 | -160.3 | -168.5296 | 229.7826 | 240.5974
2020-12-10 04:00 | -36 | -36.1248 | 34.9128 | 35.5874 | 51.6396 | 51.7498 | -36 | -36.1248 | -145.508 | 145.5159 | -145.508 | 145.5159 | 101.1772 | 140.4149 | 125.7 | 130.4283 | 126 | 130.7976 | -156.1 | -163.4906 | -156.2 | -163.4382 | -159.8 | -167.291 | -159.4 | -167.148 | 235.5625 | 258.3512
2020-12-10 04:30 | -41 | -41.1947 | 32.4129 | 33.105 | 58.1921 | 58.2178 | -40 | -40.3113 | -156.5825 | 156.5873 | -156.5825 | 156.5873 | 102.2816 | 140.4788 | 136.5 | 140.9406 | 136.8 | 141.2312 | -170.6 | -178.2038 | -170.1 | -177.8124 | -173.9 | -181.7099 | -173.5 | -181.6499 | 225.0429 | 250.3834
2020-12-10 05:00 | -48 | -48 | 33.9791 | 34.0249 | 61.174 | 61.2517 | -48 | -48.0104 | -163.8842 | 163.8904 | -163.8842 | 163.8904 | 101.457 | 151.8498 | 141 | 145.5232 | 141.6 | 146.1046 | -176.1 | -184.3111 | -175.8 | -184.1496 | -179.5 | -187.7372 | -179.7 | -188.3729 | 254.5424 | 274.1395
2020-12-10 05:30 | -43 | -43.0116 | 44.919 | 45.0173 | 54.7134 | 54.8237 | -42 | -42.0119 | -157.9938 | 157.9999 | -157.9938 | 157.9999 | 109.8616 | 143.2466 | 142.8 | 146.8383 | 143.4 | 147.4218 | -179.3 | -186.9692 | -180.8 | -187.8826 | -185.6 | -192.9096 | -185.1 | -192.6083 | 283.255 | 290.8379
2020-12-10 06:00 | -60 | -61 | 28.3527 | 34.7645 | 78.3001 | 79.8226 | -58 | -59.0339 | -191.3181 | 192.1837 | -191.3181 | 192.1837 | 92.3084 | 123.9516 | 141.9 | 145.2895 | 141.9 | 145.5519 | -178 | -184.2805 | -181.4 | -188.4871 | -186.2 | -193.4869 | -185.5 | -192.978 | 319.6369 | 331.3568
2020-12-10 06:30 | -68 | -68.593 | 23.2002 | 31.1734 | 88.2911 | 89.3558 | -67 | -67.4759 | -216.1678 | 216.4961 | -216.1678 | 216.4961 | 66.3354 | 109.3167 | 141 | 145.9789 | 141 | 146.1354 | -176.1 | -184.9113 | -181.4 | -188.0418 | -185.4 | -192.1987 | -185 | -192.0077 | 343.4117 | 350.1739
2020-12-10 07:00 | -89 | -89.8053 | -2.1945 | 24.5073 | 111.8646 | 112.7147 | -88 | -88.8144 | -244.1006 | 244.3821 | -244.1006 | 244.3821 | 47.4304 | 110.4425 | 140.4 | 145.716 | 140.1 | 145.5891 | -175.8 | -184.6868 | -179.8 | -185.9888 | -184.4 | -190.5449 | -184.5 | -190.7936 | 332.0741 | 335.0042
2020-12-10 07:30 | -101 | -101.8332 | -17.9578 | 29.1237 | 119.6979 | 120.522 | -101 | -101.7104 | -242.3035 | 242.4377 | -242.3035 | 242.4377 | 33.0697 | 92.6498 | 129 | 132.0464 | 127.8 | 132.0464 | -160.6 | -165.244 | -165.6 | -170.4596 | -169.4 | -174.1508 | -169.1 | -173.929 | 327.7051 | 330.5357
2020-12-10 08:00 | -107 | -107.7868 | -26.0551 | 34.9946 | 119.3394 | 120.3125 | -107 | -107.7868 | -238.6598 | 238.8503 | -238.6598 | 238.8503 | 13.8108 | 88.0151 | 124.2 | 127.7877 | 124.2 | 127.7017 | -156.4 | -161.36 | -159.8 | -164.7302 | -163.7 | -168.805 | -163.6 | -168.708 | 285.8325 | 288.6951
2020-12-10 08:30 | -117 | -118.3765 | -35.726 | 44.1284 | 125.9806 | 127.3027 | -117 | -118.3765 | -245.3404 | 245.6849 | -245.3404 | 245.6849 | 21.1995 | 87.5422 | 123.6 | 126.911 | 123.9 | 127.2032 | -156.3 | -161.0922 | -160.4 | -165.0968 | -164.2 | -169.0493 | -163.9 | -168.7579 | 294.1709 | 296.8361
2020-12-10 09:00 | -110 | -111.018 | -40.0491 | 45.4114 | 118.619 | 119.7341 | -109 | -110.0273 | -235.2257 | 235.4338 | -235.2257 | 235.4338 | 37.6666 | 89.9503 | 126.9 | 129.617 | 126.3 | 129.0296 | -158.7 | -162.7763 | -165.1 | -169.2831 | -169.4 | -173.809 | -169.4 | -173.8539 | 301.4925 | 304.8159
2020-12-10 09:30 | -108 | -109.4897 | -40.1928 | 47.3538 | 118.6066 | 120.1417 | -108 | -109.3298 | -229.494 | 229.9777 | -229.494 | 229.9777 | 36.3634 | 89.6008 | 132.6 | 135.5034 | 132 | 134.9787 | -165.6 | -170.4568 | -170.2 | -175.0219 | -174.1 | -179.0476 | -174 | -178.9972 | 259.1014 | 262.978
2020-12-10 10:00 | -111 | -112.45 | -42.4543 | 48.6946 | 118.5842 | 120.152 | -109 | -110.4762 | -222.7529 | 223.241 | -222.7529 | 223.241 | 48.8344 | 93.9927 | 131.7 | 134.7484 | 132.6 | 135.5034 | -165.9 | -170.8912 | -168.6 | -173.6085 | -172.5 | -177.5394 | -172.5 | -177.5869 | 235.4249 | 239.6712
2020-12-10 10:30 | -112 | -113.6002 | -50.6729 | 55.5872 | 119.6523 | 121.2401 | -112 | -113.6002 | -227.7838 | 228.4059 | -227.7838 | 228.4059 | 55.3253 | 107.0643 | 131.4 | 134.4552 | 130.5 | 133.5758 | -164.3 | -169.4601 | -166.8 | -171.67 | -170.9 | -175.9614 | -171 | -176.1302 | 220.6054 | 234.9442
2020-12-10 11:00 | -109 | -110.4762 | -50.7581 | 55.2243 | 117.6014 | 119.2395 | -110 | -111.3059 | -221.3629 | 221.9401 | -221.3629 | 221.9401 | 63.2503 | 100.9346 | 133.2 | 135.8497 | 132 | 134.6733 | -165.6 | -170.1075 | -168 | -172.5127 | -172.2 | -176.8012 | -172 | -176.8012 | 223.0572 | 229.1881
2020-12-10 11:30 | -113 | -114.9348 | -58.5055 | 63.0733 | 121.5692 | 123.423 | -112 | -113.7717 | -231.9673 | 232.7067 | -231.9673 | 232.7067 | 62.5455 | 102.1169 | 126.6 | 129.2022 | 126.9 | 129.5562 | -159.6 | -163.9922 | -162 | -166.512 | -165.9 | -170.5607 | -165.8 | -170.5607 | 228.59 | 235.6761
2020-12-10 12:00 | -116 | -117.7115 | -53.6089 | 58.504 | 121.0277 | 122.737 | -115 | -116.559 | -229.894 | 230.5307 | -229.894 | 230.5307 | 64.4575 | 108.5754 | 128.7 | 131.2605 | 128.7 | 131.2019 | -160.9 | -165.2122 | -163.5 | -167.8127 | -167.5 | -171.9351 | -167.2 | -171.711 | 228.5804 | 242.5625
2020-12-10 12:30 | -110 | -113.4372 | -61.2857 | 64.7102 | 115.1971 | 116.9603 | -109 | -113.4372 | -221.4581 | 222.1035 | -221.4581 | 222.1035 | 70.4495 | 105.4709 | 127.8 | 130.0897 | 127.8 | 130.2608 | -160.5 | -164.4562 | -163.5 | -167.5902 | -167.4 | -171.7032 | -167 | -171.3356 | 231.1392 | 237.4207
2020-12-10 13:00 | -106 | -107.5174 | -57.4602 | 61.2665 | 113.8012 | 115.5235 | -106 | -107.3546 | -211.2692 | 211.747 | -211.2692 | 211.747 | 66.652 | 113.5814 | 128.7 | 131.1439 | 128.4 | 130.9076 | -160.9 | -164.9349 | -163.2 | -167.5204 | -167 | -171.3804 | -167.1 | -171.5455 | 218.8079 | 238.3753
2020-12-10 13:30 | -110 | -114.1271 | -64.8073 | 67.5205 | 116.3606 | 117.8032 | -112 | -113 | -211.8844 | 212.2562 | -211.8844 | 212.2562 | 72.1353 | 119.3914 | 128.1 | 130.5552 | 128.4 | 130.8495 | -159.4 | -163.4058 | -161.6 | -165.9849 | -165.8 | -170.3251 | -165.7 | -170.3198 | 219.6783 | 242.9188
2020-12-10 14:00 | -99 | -100.2846 | -58.8019 | 61.5845 | 110.8562 | 112.0712 | -99 | -100.1299 | -202.7998 | 203.0029 | -202.7998 | 203.0029 | 64.3894 | 117.5325 | 129 | 131.6139 | 128.4 | 131.2081 | -160.7 | -165.1779 | -162.9 | -167.457 | -166.6 | -171.358 | -166.3 | -171.0664 | 214.2802 | 235.7953
2020-12-10 14:30 | -119 | -121.0165 | -63.6756 | 67.409 | 115.7382 | 117.6121 | -118 | -120.0333 | -211.2907 | 212.0369 | -211.2907 | 212.0369 | 68.2307 | 121.1801 | 127.8 | 130.6833 | 127.5 | 130.39 | -161.9 | -166.3226 | -163.6 | -168.2075 | -167.3 | -172.0854 | -166.9 | -171.6497 | 208.7519 | 231.3978
2020-12-10 15:00 | -77 | -75.5381 | -29.0728 | 31.7122 | 85.9738 | 87.2359 | -75 | -75.4255 | -185.4618 | 185.8737 | -185.4618 | 185.8737 | 30.8788 | 102.5265 | 126 | 129.6625 | 126.6 | 130.3292 | -156.4 | -161.8123 | -157.6 | -162.8458 | -161.4 | -166.8764 | -161.2 | -166.6575 | 176.5942 | 186.5319
2020-12-10 15:30 | -103 | -102.8251 | -51.9571 | 53.9643 | 114.4588 | 115.3955 | -104 | -103.5857 | -220.099 | 220.278 | -220.099 | 220.278 | 14.4984 | 96.3953 | 111.3 | 115.2722 | 111.9 | 115.9297 | -139.2 | -143.9312 | -141.9 | -146.8227 | -145.4 | -150.5396 | -145.6 | -150.8107 | 229.5424 | 238.69
2020-12-10 16:00 | -104 | -104.5801 | -37.1227 | 38.5418 | 102.9334 | 103.6945 | -103 | -103.5857 | -202.6048 | 202.6751 | -202.6048 | 202.6751 | 2.8256 | 106.079 | 110.4 | 115.8455 | 109.2 | 114.5203 | -135.7 | -142.4712 | -139.2 | -145.9283 | -142.4 | -149.311 | -142.3 | -149.2156 | 224.9685 | 243.7136
2020-12-10 16:30 | -97 | -97.1288 | -23.9264 | 24.9623 | 99.411 | 99.8147 | -97 | -97.1288 | -204.3209 | 204.3261 | -204.3209 | 204.3261 | -14.3315 | 93.6564 | 109.5 | 115.1727 | 109.2 | 114.981 | -136.7 | -143.3636 | -140.1 | -146.6387 | -143 | -149.7937 | -142.8 | -149.5433 | 240.4099 | 247.7214
2020-12-10 17:00 | -109 | -109.6586 | -44.2354 | 46.5431 | 125.6721 | 126.4048 | -109 | -109.6586 | -248.6407 | 248.7954 | -248.6407 | 248.7954 | -9.8173 | 91.1793 | 109.2 | 114.2523 | 109.8 | 115.2738 | -136.3 | -142.3908 | -141.4 | -147.5915 | -144.6 | -151.0014 | -144.6 | -151.0014 | 287.468 | 294.1654
2020-12-10 17:30 | -114 | -114.3547 | -36.6423 | 38.5464 | 128.5018 | 128.7899 | -113 | -113.3578 | -258.4957 | 258.5068 | -258.4957 | 258.5068 | 14.0254 | 90.9141 | 114.3 | 118.5611 | 114.9 | 119.3808 | -143.2 | -148.9538 | -149.2 | -155.4244 | -152.5 | -158.7762 | -152.6 | -158.956 | 332.3556 | 338.2863
2020-12-10 18:00 | -110 | -110.2905 | -27.0494 | 29.9238 | 126.4257 | 126.7155 | -110 | -110.2905 | -257.7237 | 257.7241 | -257.7237 | 257.7241 | 19.6226 | 94.904 | 114 | 118.1924 | 113.7 | 118.1444 | -144.7 | -149.6574 | -150.4 | -156.1274 | -154.2 | -160.1371 | -154 | -159.9715 | 359.1412 | 367.0157
2020-12-10 18:30 | -99 | -99.1816 | -9.7837 | 15.4048 | 116.5845 | 116.8548 | -99 | -99.1816 | -244.1401 | 244.1401 | -244.1401 | 244.1401 | 46.4561 | 107.2432 | 131.4 | 134.3293 | 132.3 | 135.3984 | -165.6 | -170.552 | -171.5 | -177.1292 | -175.9 | -181.6644 | -175.5 | -181.3273 | 350.4982 | 359.6826
2020-12-10 19:00 | -108 | -108.462 | -12.4901 | 24.1519 | 125.7187 | 126.5595 | -108 | -108.3744 | -257.607 | 257.7754 | -257.607 | 257.7754 | 60.1725 | 111.7716 | 139.8 | 143.1098 | 139.8 | 143.1742 | -175.1 | -181.6036 | -180.3 | -187.5109 | -184.6 | -191.9751 | -184.5 | -191.9616 | 353.5971 | 362.6153
2020-12-10 19:30 | -103 | -103.9471 | -6.4972 | 21.9611 | 122.2194 | 122.9983 | -102 | -102.8251 | -260.5975 | 260.7985 | -260.5975 | 260.7985 | 52.4148 | 113.9397 | 139.8 | 143.9225 | 140.1 | 144.2139 | -175 | -182.28 | -179.9 | -187.6866 | -184.7 | -192.6581 | -184.5 | -192.5234 | 336.64 | 345.7778
2020-12-10 20:00 | -91 | -91.5478 | 9.3838 | 22.0148 | 112.4147 | 112.8921 | -91 | -91.5478 | -249.3316 | 249.409 | -249.3316 | 249.409 | 50.157 | 112.2267 | 140.1 | 143.8656 | 140.4 | 144.295 | -175.8 | -182.5011 | -180.9 | -188.3921 | -185.6 | -193.2961 | -185.6 | -193.4645 | 346.5617 | 354.6443
2020-12-10 20:30 | -95 | -95.4254 | 4.6827 | 19.0926 | 114.229 | 114.6375 | -94 | -94.4299 | -248.966 | 249.0097 | -248.966 | 249.0097 | 59.4569 | 123.6147 | 139.8 | 143.1098 | 140.4 | 143.7601 | -175.6 | -181.6781 | -180 | -186.524 | -185.1 | -191.9444 | -184.9 | -191.7515 | 336.9246 | 343.1492
2020-12-10 21:00 | -91 | -92.228 | 5.4671 | 23.5682 | 108.7582 | 110.0018 | -91 | -92.228 | -236.6485 | 237.2364 | -236.6485 | 237.2364 | 70.2567 | 128.5714 | 141.6 | 144.9323 | 142.2 | 145.6471 | -176.3 | -182.6389 | -180.2 | -186.8751 | -184.5 | -191.419 | -184 | -191.151 | 324.6945 | 332.3409
2020-12-10 21:30 | -87 | -87.9659 | 4.0374 | 20.3011 | 106.9924 | 108.0688 | -87 | -87.9659 | -237.5871 | 238.1117 | -237.5871 | 238.1117 | 80.2113 | 130.5638 | 141 | 144.7421 | 141 | 145.018 | -177.7 | -185.0401 | -180.1 | -187.7083 | -184.3 | -192.0201 | -184.2 | -192.2073 | 300.6488 | 309.8985
2020-12-10 22:00 | -93 | -94.0479 | -4.2119 | 19.8358 | 110.4581 | 111.6533 | -92 | -93.0591 | -235.8121 | 236.5995 | -235.8121 | 236.5995 | 88.5745 | 138.0959 | 140.1 | 144.0031 | 141 | 144.9481 | -175.9 | -183.3122 | -178.3 | -185.9536 | -182.2 | -189.9771 | -181.8 | -189.7263 | 274.4238 | 281.2002
2020-12-10 22:30 | -87 | -87.9659 | -2.5004 | 17.6378 | 105.2908 | 106.5545 | -86 | -86.977 | -228.4923 | 229.1472 | -228.4923 | 229.1472 | 100.5527 | 147.3472 | 143.4 | 147.4218 | 143.4 | 147.3525 | -178.9 | -186.5289 | -178.8 | -186.1523 | -182.3 | -189.8202 | -181.8 | -189.5086 | 265.6424 | 272.4044
2020-12-10 23:00 | -82 | -83.1865 | 2.0659 | 17.993 | 99.0668 | 100.7523 | -82 | -83.1865 | -220.5329 | 221.3963 | -220.5329 | 221.3963 | 99.3326 | 142.3745 | 143.1 | 146.8557 | 143.4 | 147.3525 | -178.6 | -185.794 | -177.5 | -184.7241 | -181.5 | -188.9683 | -181.4 | -189.008 | 238.9895 | 246.2905
2020-12-10 23:30 | -77 | -79.9062 | 4.6369 | 15.4027 | 94.1723 | 95.5633 | -77 | -77.9295 | -223.7865 | 224.2864 | -223.7865 | 224.2864 | 98.9886 | 142.2956 | 144.3 | 147.6344 | 144.3 | 147.6344 | -178.6 | -185.0944 | -178.2 | -184.8672 | -182.6 | -189.5079 | -182.1 | -189.1609 | 265.0421 | 272.5642
2020-12-11 | -69 | -70.0357 | 8.7834 | 15.7665 | 86.1787 | 87.8721 | -69 | -70.0357 | -205.3953 | 206.2593 | -205.3953 | 206.2593 | 100.9303 | 145.516 | 143.1 | 146.9235 | 143.1 | 147.1301 | -178.8 | -186.0414 | -178.4 | -185.7125 | -182.6 | -190.0528 | -182.1 | -189.7964 | 250.778 | 259.1329
2020-12-11 00:30 | -78 | -79.4292 | -2.0776 | 11.8412 | 92.3512 | 93.9227 | -77 | -78.2624 | -204.7892 | 205.6996 | -204.7892 | 205.6996 | 104.4103 | 147.265 | 141.6 | 145.6014 | 140.4 | 144.4346 | -175.2 | -182.754 | -173.6 | -181.0211 | -178.3 | -186.039 | -177.4 | -185.2917 | 241.5153 | 250.6306
2020-12-11 01:00 | -79 | -80.0625 | 0.29804 | 11.5736 | 87.8795 | 89.7116 | -79 | -80.0625 | -192.6086 | 193.7349 | -192.6086 | 193.7349 | 89.6958 | 136.59 | 134.7 | 138.7551 | 134.7 | 138.7551 | -167.9 | -174.7501 | -167.3 | -174.244 | -171.3 | -178.42 | -170.6 | -177.85 | 226.8072 | 236.9941
2020-12-11 01:30 | -72 | -72.8354 | 1.2102 | 8.8312 | 84.989 | 86.5145 | -71 | -72.8354 | -190.2167 | 191.0643 | -190.2167 | 191.0643 | 96.4224 | 149.7722 | 141.6 | 146.6362 | 141.9 | 147.1618 | -174.9 | -184.4559 | -172.3 | -181.515 | -176.4 | -185.8788 | -176.7 | -186.3874 | 198.3574 | 207.4474
2020-12-11 02:00 | -65 | -65.6201 | 5.8322 | 9.339 | 79.7542 | 81.213 | -66 | -66.6108 | -182.2797 | 183.2631 | -182.2797 | 183.2631 | 98.104 | 151.0273 | 140.1 | 146.3465 | 141.3 | 147.8443 | -175.9 | -187.4563 | -173.6 | -184.8492 | -177.7 | -189.1719 | -177.1 | -188.7897 | 187.9589 | 198.0576
2020-12-11 02:30 | -63 | -63.1269 | 7.0045 | 7.3739 | 77.4848 | 78.2413 | -63 | -62.1289 | -183.0025 | 183.5047 | -183.0025 | 183.5047 | 95.7679 | 153.6636 | 128.7 | 136.7411 | 128.7 | 136.8428 | -160.7 | -172.8278 | -159.9 | -170.7513 | -163.7 | -174.6611 | -163 | -174.2977 | 211.5265 | 236.4976
2020-12-11 03:00 | -54 | -54.1479 | 11.2464 | 11.3429 | 72.2991 | 73.1799 | -54 | -54.1479 | -176.6901 | 177.26 | -176.6901 | 177.26 | 87.2957 | 148.3764 | 123.9 | 132.2333 | 124.5 | 133.1115 | -156 | -168.5421 | -154.9 | -165.7915 | -158.1 | -169.2447 | -157.5 | -168.9363 | 212.6209 | 232.5879
2020-12-11 03:30 | -56 | -56.1427 | 10.6461 | 10.9361 | 74.7058 | 75.477 | -55 | -55.1453 | -180.0219 | 180.5333 | -180.0219 | 180.5333 | 87.6228 | 146.285 | 124.8 | 132.2629 | 125.4 | 133.2297 | -155.4 | -166.7253 | -154.2 | -164.0197 | -158.1 | -168.1293 | -157.4 | -167.6771 | 215.6223 | 236.5898
2020-12-11 04:00 | -69 | -69.2604 | 2.6722 | 4.6854 | 82.4861 | 83.3824 | -68 | -68.1836 | -192.6808 | 193.391 | -192.6808 | 193.391 | 80.5556 | 139.852 | 123.6 | 130.541 | 123.3 | 130.8485 | -154.9 | -165.7559 | -153.9 | -163.2984 | -157.8 | -167.4755 | -156.9 | -166.7629 | 221.8681 | 242.7553
2020-12-11 04:30 | -78 | -78.4092 | -1.3402 | 8.1221 | 90.7992 | 91.8973 | -77 | -77.4145 | -205.3106 | 206.1888 | -205.3106 | 206.1888 | 78.3783 | 134.0973 | 124.8 | 130.2263 | 125.1 | 130.7732 | -155.2 | -163.6163 | -155.7 | -162.99 | -159.1 | -166.5041 | -158.1 | -165.7578 | 239.1386 | 258.4215
2020-12-11 05:00 | -68 | -68.3593 | 5.0881 | 7.913 | 87.6806 | 88.3983 | -68 | -68.3593 | -204.8875 | 205.2957 | -204.8875 | 205.2957 | 84.6514 | 146.7765 | 137.1 | 142.0572 | 137.1 | 142.3762 | -171.4 | -180.5663 | -170.9 | -178.8192 | -175 | -183.1573 | -174.5 | -182.783 | 248.7762 | 279.2094
2020-12-11 05:30 | -73 | -73.437 | 8.8863 | 13.8139 | 88.2905 | 89.136 | -73 | -73.3348 | -211.0168 | 211.4687 | -211.0168 | 211.4687 | 88.729 | 137.8852 | 143.1 | 146.3351 | 142.2 | 145.7781 | -178.5 | -185.3167 | -179.3 | -185.0819 | -183.7 | -189.5925 | -183.5 | -189.5732 | 284.5046 | 303.7056
2020-12-11 06:00 | -76 | -76.7919 | 7.6009 | 17.4772 | 93.4863 | 94.4955 | -76 | -76.7919 | -224.9807 | 225.4313 | -224.9807 | 225.4313 | 6.2178 | 102.3038 | 130.8 | 135.0467 | 129.6 | 134.1134 | -161.2 | -167.9681 | -161.7 | -166.9436 | -165.3 | -170.7011 | -165.3 | -170.755 | 232.3561 | 249.7159
2020-12-11 06:30 | -69 | -69.5845 | 13.2239 | 20.0964 | 86.8729 | 87.8906 | -69 | -69.5845 | -219.1323 | 219.442 | -219.1323 | 219.442 | 10.7695 | 74.59 | 124.8 | 128.2854 | 124.8 | 128.08 | -155.3 | -160.4904 | -158.3 | -162.9382 | -162.4 | -167.1347 | -162.1 | -166.8432 | 287.5716 | 305.7433
2020-12-11 07:00 | -85 | -84.8528 | 4.7618 | 14.4253 | 91.0165 | 91.7183 | -85 | -85.7088 | -215.2843 | 215.3992 | -215.2843 | 215.3992 | 2.7365 | 74.8609 | 119.1 | 122.393 | 120 | 123.1331 | -151.3 | -155.7347 | -155.4 | -159.1513 | -159.9 | -163.9024 | -159.2 | -163.1357 | 298.8283 | 314.2975
2020-12-11 07:30 | -83 | -83.4865 | -9.4367 | 15.9703 | 95.8659 | 96.5749 | -81 | -81.4985 | -220.4608 | 220.5525 | -220.4608 | 220.5525 | 8.6793 | 71.0985 | 120.3 | 123.561 | 120.9 | 124.2829 | -150.6 | -155.0786 | -155.6 | -159.5539 | -159.4 | -163.3171 | -159.3 | -163.3392 | 279.1212 | 296.2812
2020-12-11 08:00 | -42 | -42 | 24.1846 | 24.3672 | 55.4578 | 55.7449 | -42 | -42 | -161.7419 | 161.7554 | -161.7419 | 161.7554 | -1.7892 | 67.5214 | 121.8 | 125.3688 | 121.5 | 124.7978 | -151.6 | -156.4617 | -153.9 | -158.0317 | -157.9 | -162.1771 | -157.8 | -162.0797 | 225.3719 | 243.4341
2020-12-11 08:30 | -71 | -71.2531 | -16.2725 | 19.1258 | 87.5841 | 88.3601 | -71 | -71.1758 | -202.0644 | 202.1538 | -202.0644 | 202.1538 | 23.7829 | 74.264 | 123.6 | 126.911 | 122.4 | 125.8814 | -154.4 | -159.8282 | -157.5 | -162.3533 | -161.4 | -166.4281 | -161.1 | -166.1372 | 245.987 | 264.2208
2020-12-11 09:00 | -57 | -57.1402 | -3.0261 | 7.3328 | 67.8037 | 68.3185 | -57 | -57.1402 | -168.4501 | 168.4502 | -168.4501 | 168.4502 | 27.5697 | 81.5768 | 124.5 | 128.2773 | 123.6 | 127.404 | -155.5 | -160.8143 | -157.6 | -162.3059 | -161.5 | -166.308 | -161.2 | -166.0406 | 216.9115 | 238.136
2020-12-11 09:30 | -76 | -76.6551 | -23.8421 | 27.144 | 82.8945 | 84.0571 | -75 | -75.5381 | -185.7483 | 186.0522 | -185.7483 | 186.0522 | 47.5159 | 98.8947 | 123 | 126.3954 | 124.2 | 127.2951 | -154.7 | -159.6862 | -158.3 | -162.8204 | -162.4 | -167.0875 | -162 | -166.7461 | 241.5856 | 277.0599
2020-12-11 10:00 | -78 | -78.6384 | -33.0389 | 35.7965 | 88.566 | 89.7593 | -77 | -77.6466 | -191.2212 | 191.5359 | -191.2212 | 191.5359 | 57.5264 | 94.0541 | 123.3 | 126.5509 | 122.7 | 126.0346 | -155.2 | -159.856 | -158.4 | -162.6867 | -162.3 | -166.6664 | -162.2 | -166.6376 | 239.5204 | 259.4437
2020-12-11 10:30 | -77 | -77.4145 | -30.1217 | 31.4522 | 82.0677 | 82.8392 | -77 | -77.4145 | -176.7971 | 176.8813 | -176.7971 | 176.8813 | 56.3893 | 101.0772 | 123.6 | 126.7098 | 123.9 | 126.872 | -154.4 | -159.0399 | -158 | -162.1561 | -161.6 | -166.039 | -162 | -166.4889 | 220.166 | 258.5644
2020-12-11 11:00 | -54 | -54.0833 | -9.6924 | 11.6378 | 61.1617 | 61.9055 | -54 | -54.0833 | -145.1538 | 145.159 | -145.1538 | 145.159 | 35.0872 | 85.7509 | 124.2 | 127.7017 | 124.2 | 127.8556 | -156.3 | -161.8187 | -156.9 | -161.9185 | -161.3 | -166.4292 | -160.5 | -165.7036 | 182.2578 | 204.696
2020-12-11 11:30 | -61 | -56.0803 | -15.7817 | 17.5391 | 64.5268 | 65.1109 | -61 | -55.0818 | -152.3674 | 152.3723 | -152.3674 | 152.3723 | 46.829 | 91.4313 | 123.6 | 127.1182 | 124.2 | 127.6323 | -155.7 | -161.0844 | -157.2 | -162.0401 | -161.1 | -166.0686 | -161 | -166.0892 | 184.6335 | 207.1654
2020-12-11 12:00 | -52 | -52.0384 | -11.1082 | 12.9097 | 58.4079 | 59.0683 | -51 | -51.0392 | -142.577 | 142.5786 | -142.577 | 142.5786 | 40.9461 | 89.4179 | 124.2 | 128.0589 | 124.2 | 127.9861 | -154.6 | -160.3618 | -155.1 | -160.1948 | -159 | -164.2209 | -158.7 | -164.1125 | 185.3809 | 207.0485
2020-12-11 12:30 | -68 | -70.1783 | -28.7415 | 29.7838 | 76.0578 | 76.5928 | -69 | -69.1809 | -160.6452 | 160.6454 | -160.6452 | 160.6454 | 59.1819 | 105.2702 | 123 | 126.4649 | 123.6 | 126.7762 | -154.2 | -159.1293 | -156.4 | -160.9031 | -160.6 | -165.244 | -160.1 | -164.7817 | 203.5727 | 244.8471
2020-12-11 13:00 | -74 | -74.0068 | -33.3916 | 34.0064 | 83.9453 | 84.239 | -74 | -74 | -166.5048 | 166.5654 | -166.5048 | 166.5654 | 88.3216 | 117.2913 | 127.8 | 131.0712 | 129 | 132.1758 | -159 | -164.1762 | -161.3 | -166.0423 | -164.9 | -169.8484 | -165.3 | -170.4299 | 230.5842 | 249.6915
2020-12-11 13:30 | -71 | -71.0634 | -30.3308 | 31.1584 | 78.6377 | 79.1301 | -70 | -70.0643 | -160.3257 | 160.3735 | -160.3257 | 160.3735 | 84.6397 | 127.6147 | 134.4 | 137.9064 | 135.9 | 139.3024 | -169.9 | -175.9129 | -172 | -177.4155 | -176.3 | -181.9772 | -175.8 | -181.6429 | 213.4953 | 248.9448
2020-12-11 14:00 | -79 | -74.0608 | -37.386 | 38.8144 | 86.6709 | 87.39 | -78 | -74.0608 | -169.5524 | 169.5525 | -169.5524 | 169.5525 | 95.6692 | 126.9356 | 139.8 | 143.3711 | 139.8 | 143.3711 | -175.2 | -181.4466 | -177.9 | -183.7509 | -182.1 | -188.1177 | -182 | -188.1724 | 216.8452 | 235.6346
2020-12-11 14:30 | -79 | -79.1012 | -35.9108 | 36.1985 | 87.0018 | 87.199 | -79 | -79.1012 | -169.8536 | 170.1174 | -169.8536 | 170.1174 | 102.9014 | 138.6617 | 140.4 | 143.507 | 139.8 | 142.9827 | -175.7 | -181.8519 | -177.6 | -183.2863 | -182.3 | -188.2363 | -181.9 | -187.9744 | 233.9055 | 267.9396
2020-12-11 15:00 | -93 | -93.086 | -43.1403 | 43.7783 | 97.7682 | 98.1028 | -92 | -92.0869 | -188.0484 | 188.1292 | -188.0484 | 188.1292 | 79.9666 | 119.6559 | 131.4 | 135.0533 | 131.4 | 134.9843 | -164.2 | -169.89 | -167.3 | -172.5892 | -171.7 | -177.1492 | -171.2 | -176.7389 | 252.9852 | 270.0468
2020-12-11 15:30 | -85 | -85.2115 | -38.1123 | 39.315 | 99.0162 | 99.5225 | -84 | -84.1487 | -193.1341 | 193.1402 | -193.1341 | 193.1402 | 59.2511 | 110.1921 | 126 | 130.2498 | 126.3 | 130.6161 | -158.3 | -164.7924 | -162.3 | -168.1324 | -166.3 | -172.3332 | -165.8 | -171.8771 | 277.0482 | 290.3088
2020-12-11 16:00 | -79 | -79.0253 | -33.1881 | 33.2976 | 100.987 | 101.0317 | -80 | -80.025 | -200.9529 | 201.2123 | -200.9529 | 201.2123 | 72.4114 | 128.5925 | 131.4 | 135.6279 | 131.7 | 135.8447 | -164.5 | -171.2206 | -168.2 | -173.8093 | -172.4 | -178.029 | -172.2 | -178.0588 | 291.774 | 301.588
2020-12-11 16:30 | -89 | -90.0056 | -29.7453 | 29.7507 | 103.8289 | 103.8302 | -89 | -90.0056 | -208.3823 | 208.822 | -208.3823 | 208.822 | 77.2298 | 129.1795 | 135.3 | 138.7836 | 135.9 | 139.2368 | -169.2 | -175.185 | -174.5 | -179.6246 | -178.6 | -183.7714 | -178.7 | -183.8686 | 314.998 | 323.1715
2020-12-11 17:00 | -91 | -91 | -21.931 | 22.3353 | 104.187 | 104.2334 | -90 | -90 | -213.6034 | 213.822 | -213.6034 | 213.822 | 62.0528 | 132.4786 | 141 | 144.8102 | 140.7 | 144.7263 | -174.7 | -181.992 | -179.9 | -186.0142 | -184.1 | -190.3305 | -183.7 | -189.9691 | 319.0641 | 326.216
2020-12-11 17:30 | -91 | -91.022 | -13.63 | 15.6256 | 105.9752 | 106.0643 | -90 | -90.0222 | -221.9869 | 222.1375 | -221.9869 | 222.1375 | 60.1906 | 113.4246 | 141.3 | 145.1709 | 141.9 | 145.8932 | -176.5 | -184.0857 | -182.1 | -189.0531 | -186.5 | -193.6675 | -186.3 | -193.5832 | 325.9501 | 334.9577
2020-12-11 18:00 | -94 | -94.0053 | -11.1564 | 13.905 | 111.5033 | 111.5678 | -94 | -94.0053 | -233.2998 | 233.4579 | -233.2998 | 233.4579 | 58.8956 | 114.0144 | 141 | 145.018 | 141.6 | 145.6716 | -175.5 | -182.6212 | -180.8 | -187.5331 | -185.5 | -192.4096 | -184.6 | -191.5688 | 333.2392 | 344.1174
2020-12-11 18:30 | -88 | -88.278 | 0.22639 | 14.9016 | 104.6351 | 105.1567 | -87 | -87.2812 | -225.6698 | 225.6774 | -225.6698 | 225.6774 | 54.5247 | 112.8314 | 139.2 | 143.4841 | 139.2 | 143.6308 | -173.7 | -181.1738 | -179.6 | -186.5377 | -184.1 | -191.2216 | -184 | -191.2885 | 322.6712 | 334.0392
2020-12-11 19:00 | -78 | -78.4092 | 15.6327 | 21.8573 | 95.0926 | 95.7355 | -78 | -78.4092 | -212.6651 | 212.6888 | -212.6651 | 212.6888 | 44.6517 | 130.9011 | 140.7 | 145.3824 | 140.4 | 144.9419 | -175.7 | -184.1372 | -179.3 | -186.4944 | -183.9 | -191.2197 | -184 | -191.5643 | 306.4463 | 316.2651
2020-12-11 19:30 | -72 | -72.1734 | 18.8018 | 22.1176 | 93.2057 | 93.569 | -72 | -72.111 | -210.3666 | 210.3688 | -210.3666 | 210.3688 | 60.6666 | 127.7754 | 141.6 | 145.8136 | 141.6 | 145.8855 | -176.5 | -184.21 | -180.6 | -187.3669 | -185.5 | -192.3302 | -184.9 | -191.8312 | 309.6906 | 318.6708
2020-12-11 20:00 | -75 | -75.1665 | 21.6901 | 25.1213 | 93.4437 | 93.8165 | -74 | -74.108 | -211.6289 | 211.632 | -211.6289 | 211.632 | 46.3907 | 122.9352 | 141 | 145.018 | 141.3 | 145.4508 | -176.1 | -183.5605 | -179.5 | -185.9368 | -183.8 | -190.3489 | -183.5 | -190.1114 | 296.5697 | 305.6673
2020-12-11 20:30 | -69 | -69.1158 | 24.9484 | 28.0396 | 89.4366 | 89.8122 | -70 | -70.1142 | -204.4981 | 204.5042 | -204.4981 | 204.5042 | 51.6111 | 126.5694 | 141.6 | 145.8136 | 142.8 | 147.1224 | -176.8 | -184.6884 | -179.5 | -186.3337 | -183.9 | -190.8141 | -182.7 | -189.7116 | 288.674 | 298.5056
2020-12-11 21:00 | -62 | -62.0322 | 29.7552 | 31.243 | 80.9472 | 81.2886 | -62 | -62.0725 | -189.3736 | 189.3781 | -189.3736 | 189.3781 | 62.8834 | 135.0725 | 143.4 | 147.1301 | 142.5 | 146.2711 | -177.1 | -184.3248 | -179.6 | -185.6733 | -183.8 | -190.0611 | -183.5 | -189.8268 | 285.0861 | 292.4849
2020-12-11 21:30 | -61 | -61.0737 | 27.0312 | 27.9517 | 79.819 | 80.2193 | -61 | -61.0737 | -189.1637 | 189.1637 | -189.1637 | 189.1637 | 68.9099 | 138.8917 | 142.2 | 145.9114 | 142.8 | 146.7687 | -177.2 | -184.5321 | -178.5 | -184.7635 | -182.9 | -189.2726 | -182.2 | -188.7782 | 264.4103 | 273.3344
2020-12-11 22:00 | -58 | -58.0086 | 22.8946 | 23.3707 | 79.4378 | 79.7131 | -58 | -58.0345 | -185.5592 | 185.5598 | -185.5592 | 185.5598 | 90.1574 | 145.956 | 143.4 | 147.0147 | 143.1 | 146.7221 | -177.7 | -184.5733 | -178.4 | -184.2851 | -182.9 | -188.9172 | -182.6 | -188.7781 | 256.975 | 270.679
2020-12-11 22:30 | -57 | -57.0088 | 24.4229 | 24.6624 | 74.4863 | 74.8169 | -57 | -57.0351 | -181.2412 | 181.2422 | -181.2412 | 181.2422 | 95.086 | 161.6737 | 142.8 | 146.6313 | 143.4 | 147.0811 | -179.8 | -187.1407 | -178.3 | -184.7706 | -182.3 | -188.7187 | -182 | -188.664 | 235.732 | 265.3995
2020-12-11 23:00 | -53 | -56.0089 | 23.5345 | 23.5684 | 71.7829 | 72.1488 | -55 | -55.0091 | -178.984 | 178.9842 | -178.984 | 178.9842 | 105.6322 | 165.9491 | 144.3 | 148.0925 | 144.3 | 148.2285 | -178.6 | -186.0138 | -177.6 | -184.0245 | -182.7 | -189.3131 | -181.9 | -188.7265 | 232.6641 | 263.2138
2020-12-11 23:30 | -41 | -47.0106 | 36.7175 | 36.7313 | 57.556 | 58.1367 | -41 | -41 | -165.3148 | 165.3152 | -165.3148 | 165.3152 | 85.3501 | 147.9509 | 143.4 | 146.9489 | 144.3 | 147.8273 | -178.9 | -185.9872 | -177.1 | -183.7804 | -181.5 | -188.3678 | -180.9 | -187.8704 | 234.413 | 247.6193
2020-12-12 | -43 | -43 | 36.5601 | 36.6941 | 53.1585 | 53.704 | -42 | -42 | -148.8207 | 148.8213 | -148.8207 | 148.8213 | 93.145 | 162.8967 | 144.6 | 148.2513 | 143.1 | 146.8557 | -179.2 | -186.3434 | -177.7 | -184.4387 | -182.2 | -189.0957 | -182.4 | -189.6401 | 218.7174 | 248.7931
2020-12-12 00:30 | -35 | -35 | 34.1162 | 34.7075 | 50.2482 | 50.7806 | -35 | -35 | -138.2342 | 138.2435 | -138.2342 | 138.2435 | 99.4438 | 156.2512 | 143.1 | 146.526 | 143.1 | 146.8557 | -177.2 | -183.8767 | -176.4 | -182.814 | -180.7 | -187.252 | -180.2 | -186.9547 | 212.5071 | 233.6761
2020-12-12 01:00 | -36 | -36 | 29.8436 | 30.8441 | 51.2242 | 51.6654 | -36 | -36 | -135.2289 | 135.2334 | -135.2289 | 135.2334 | 108.7295 | 160.9096 | 144 | 147.3412 | 144.6 | 147.9913 | -179.7 | -186.2608 | -178 | -184.3064 | -182.6 | -189.1121 | -182 | -188.6376 | 214.3658 | 236.2417
2020-12-12 01:30 | -36 | -36 | 28.8822 | 29.6079 | 50.0862 | 50.8915 | -36 | -36 | -133.275 | 133.4026 | -133.275 | 133.4026 | 111.3863 | 164.2747 | 142.5 | 146.2038 | 143.1 | 146.7886 | -179.5 | -186.6045 | -177.2 | -184.0649 | -181.5 | -188.4482 | -180.9 | -188.0879 | 196.1586 | 220.2321
2020-12-12 02:00 | -38 | -38 | 25.5535 | 26.5284 | 52.6129 | 53.3161 | -38 | -38 | -134.9003 | 134.9647 | -134.9003 | 134.9647 | 105.2275 | 163.3453 | 138.3 | 143.9406 | 137.4 | 143.16 | -171 | -180.8596 | -169.2 | -178.7338 | -173.2 | -182.8768 | -172.7 | -182.5353 | 193.1983 | 213.96
2020-12-12 02:30 | -39 | -39 | 22.6151 | 24.1672 | 54.4608 | 54.9275 | -39 | -39 | -136.3248 | 136.344 | -136.3248 | 136.344 | 113.5717 | 167.1316 | 143.1 | 148.0852 | 142.8 | 147.9511 | -176.7 | -186.2592 | -173.5 | -182.7171 | -177.8 | -187.2079 | -177.2 | -186.9227 | 178.9761 | 205.4453
2020-12-12 03:00 | -51 | -50 | 13.6572 | 15.0338 | 63.4928 | 64.2842 | -51 | -50 | -147.2854 | 147.4772 | -147.2854 | 147.4772 | 114.7074 | 168.4988 | 144 | 148.8027 | 144.9 | 149.9019 | -179.2 | -188.8513 | -175.8 | -185.1834 | -179.3 | -188.789 | -178.7 | -188.5038 | 177.3525 | 204.5021
2020-12-12 03:30 | -57 | -57.0789 | 5.5758 | 6.4325 | 73.2563 | 74.1913 | -59 | -59.0762 | -160.989 | 161.2962 | -160.989 | 161.2962 | 106.2949 | 159.177 | 134.4 | 139.696 | 134.7 | 140.0666 | -168.1 | -176.9615 | -165.4 | -173.899 | -168.8 | -177.4108 | -168.6 | -177.4375 | 189.2099 | 216.1846
2020-12-12 04:00 | -69 | -69.1809 | -3.1609 | 3.9948 | 80.09 | 81.2525 | -69 | -69.1809 | -170.6564 | 171.1451 | -170.6564 | 171.1451 | 90.7975 | 147.2691 | 126 | 130.9599 | 125.4 | 130.3009 | -155.5 | -163.5565 | -153.3 | -161.0936 | -157 | -165.0449 | -156.4 | -164.5984 | 200.1031 | 227.5341
2020-12-12 04:30 | -65 | -65.0077 | 3.0405 | 5.7103 | 74.9326 | 75.7683 | -63 | -63.0317 | -164.6446 | 164.8801 | -164.6446 | 164.8801 | 95.9198 | 151.4586 | 127.8 | 132.4533 | 126.9 | 131.9898 | -158.7 | -166.5108 | -157.8 | -165.6229 | -162.5 | -170.5261 | -160.9 | -169.2485 | 210.3534 | 237.8491
2020-12-12 05:00 | -75 | -75.5381 | -10.1466 | 11.2224 | 89.8372 | 91.5179 | -75 | -75.5381 | -186.6497 | 187.6612 | -186.6497 | 187.6612 | 82.9682 | 139.8147 | 125.7 | 130.7535 | 125.1 | 130.1768 | -156.8 | -164.5486 | -154.9 | -162.6169 | -158.6 | -166.5066 | -158.3 | -166.4049 | 210.3997 | 236.8667
2020-12-12 05:30 | -82 | -81.7435 | -14.4016 | 17.6244 | 97.0745 | 99.1757 | -82 | -82.6075 | -201.7018 | 203.0626 | -201.7018 | 203.0626 | 84.9575 | 141.6578 | 125.4 | 131.1477 | 126 | 131.7215 | -157.6 | -166.337 | -156.8 | -164.4881 | -160.1 | -167.936 | -160.3 | -168.4309 | 231.919 | 250.6268
2020-12-12 06:00 | -93 | -94.541 | -24.3002 | 28.6841 | 106.4008 | 108.9021 | -94 | -94.541 | -215.7144 | 217.5601 | -215.7144 | 217.5601 | 76.3563 | 133.8566 | 125.7 | 131.3472 | 126 | 131.6344 | -156.8 | -165.1661 | -156.4 | -163.6883 | -160.3 | -167.7687 | -159.9 | -167.565 | 223.3711 | 241.6326
2020-12-12 06:30 | -89 | -90.4268 | -16.4858 | 22.1148 | 97.9906 | 100.5232 | -89 | -90.4268 | -203.9854 | 205.5018 | -203.9854 | 205.5018 | 69.5611 | 114.9163 | 126.3 | 130.693 | 126 | 130.7976 | -157.2 | -163.8202 | -157.5 | -163.8025 | -161.3 | -167.8272 | -161 | -167.6084 | 237.1658 | 256.8114
2020-12-12 07:00 | -85 | -85.4751 | -5.5215 | 6.084 | 80.7785 | 81.6577 | -83 | -83.3847 | -180.8187 | 181.1055 | -180.8187 | 181.1055 | 74.8019 | 122.7494 | 123.9 | 126.3185 | 124.5 | 127.0846 | -155.5 | -159.3246 | -156 | -159.7694 | -159.9 | -163.6006 | -159.3 | -163.2951 | 244.7415 | 259.6829
2020-12-12 07:30 | -76 | -76.531 | -5.1063 | 5.6657 | 76.0817 | 76.9597 | -76 | -76.531 | -172.2467 | 172.4606 | -172.2467 | 172.4606 | 80.8765 | 132.0014 | 130.2 | 132.7316 | 129.3 | 131.9079 | -161.9 | -166.1188 | -163.1 | -167.1125 | -166.8 | -170.9197 | -166.5 | -170.8544 | 233.8654 | 247.2104
2020-12-12 08:00 | -79 | -79.1581 | -24.792 | 24.9756 | 89.1844 | 89.9867 | -79 | -79.1012 | -191.0383 | 191.2663 | -191.0383 | 191.2663 | 91.497 | 130.8163 | 131.1 | 133.6146 | 130.5 | 133.2034 | -163.5 | -168.0639 | -165 | -169.2968 | -169.2 | -173.6815 | -168.5 | -173.0679 | 239.5499 | 252.2846
2020-12-12 08:30 | -72 | -72.2496 | -20.393 | 20.6843 | 78.8664 | 79.9844 | -71 | -71.2531 | -172.9737 | 173.2752 | -172.9737 | 173.2752 | 74.6092 | 136.5822 | 129 | 132.4424 | 129.3 | 133.011 | -161.2 | -167.0708 | -162.7 | -167.9093 | -166.6 | -171.9108 | -166.2 | -171.5698 | 217.7175 | 231.5995
2020-12-12 09:00 | -68 | -68.1175 | -28.9601 | 29.2824 | 79.4596 | 80.6134 | -68 | -68.1836 | -173.9317 | 174.2969 | -173.9317 | 174.2969 | 82.6183 | 142.841 | 131.1 | 134.3561 | 131.1 | 134.2908 | -164.3 | -169.6828 | -165.4 | -170.028 | -169.5 | -174.2481 | -169.1 | -173.9995 | 212.5033 | 226.0243
2020-12-12 09:30 | -71 | -71.2531 | -30.9209 | 31.1989 | 77.0343 | 78.2418 | -70 | -70.1783 | -167.8098 | 168.1962 | -167.8098 | 168.1962 | 91.1171 | 146.25 | 131.4 | 134.9843 | 130.5 | 134.5345 | -163.8 | -170.0288 | -165.4 | -170.8229 | -170 | -175.7278 | -169.2 | -174.9032 | 206.7454 | 218.4014
2020-12-12 10:00 | -70 | -70.1783 | -33.4915 | 33.8355 | 76.7531 | 77.7119 | -69 | -69.1158 | -162.5243 | 162.809 | -162.5243 | 162.809 | 96.2547 | 143.5856 | 130.5 | 133.9039 | 130.2 | 133.6115 | -162.4 | -167.7682 | -164.4 | -169.3151 | -169.6 | -174.6991 | -168.9 | -174.0196 | 212.5559 | 224.4521
2020-12-12 10:30 | -72 | -72.2496 | -36.7526 | 37.1143 | 78.266 | 79.298 | -72 | -72.111 | -163.1505 | 163.4412 | -163.1505 | 163.4412 | 84.5338 | 138.5569 | 124.5 | 127.9242 | 124.2 | 127.7017 | -155.8 | -160.828 | -157.6 | -162.0931 | -161.6 | -166.1927 | -161.3 | -166.1128 | 206.2967 | 218.4286
2020-12-12 11:00 | -64 | -64.0312 | -30.5072 | 30.5821 | 68.3161 | 69.0997 | -64 | -64.0312 | -145.3585 | 145.4801 | -145.3585 | 145.4801 | 85.389 | 136.5981 | 125.4 | 128.3372 | 125.4 | 128.6647 | -155.9 | -160.6075 | -157.6 | -161.8394 | -161.5 | -165.8647 | -160.7 | -165.2805 | 209.9596 | 220.5204
2020-12-12 11:30 | -64 | -64.0312 | -30.7507 | 30.8863 | 69.0561 | 69.8681 | -64 | -64.0312 | -149.3841 | 149.4773 | -149.3841 | 149.4773 | 81.1757 | 140.397 | 124.2 | 127.5635 | 123.6 | 126.9794 | -155.2 | -160.2968 | -156.4 | -161.1892 | -160.2 | -165.1912 | -159.7 | -164.6339 | 195.6547 | 205.6454
2020-12-12 12:00 | -63 | -63.0079 | -25.2843 | 25.4304 | 64.1587 | 64.5319 | -60 | -63 | -140.8739 | 140.8745 | -140.8739 | 140.8745 | 95.9623 | 145.5432 | 124.8 | 127.9464 | 125.7 | 129.0244 | -157 | -161.8927 | -159.5 | -164.1751 | -163 | -167.7413 | -163 | -167.908 | 214.7245 | 222.8297
2020-12-12 12:30 | -58 | -58 | -20.9112 | 21.0101 | 60.0384 | 60.5158 | -58 | -58 | -135.4882 | 135.4882 | -135.4882 | 135.4882 | 82.0474 | 139.8176 | 124.2 | 127.6323 | 123.6 | 126.911 | -154.6 | -159.7662 | -156.8 | -161.8692 | -160.4 | -165.7494 | -160.3 | -165.6603 | 210.5252 | 217.527
2020-12-12 13:00 | -59 | -59 | -18.2619 | 18.6848 | 58.6109 | 58.8436 | -58 | -58 | -134.3687 | 134.446 | -134.3687 | 134.446 | 80.8284 | 140.6639 | 124.8 | 128.2162 | 124.5 | 127.7877 | -154.7 | -159.569 | -157.6 | -162.499 | -161.9 | -167.0108 | -160.9 | -166.0169 | 219.316 | 227.9248
2020-12-12 13:30 | -60 | -60.0333 | -21.5877 | 21.6224 | 65.1277 | 65.547 | -60 | -60.0083 | -142.346 | 142.3696 | -142.346 | 142.3696 | 73.2808 | 135.0345 | 123 | 126.9695 | 123 | 126.9695 | -154.9 | -160.493 | -156.8 | -162.1479 | -160.5 | -166.1087 | -160.2 | -165.8447 | 220.3371 | 226.9254
2020-12-12 14:00 | -72 | -72.0278 | -20.498 | 20.5308 | 68.7009 | 69.0085 | -71 | -71.007 | -148.1887 | 148.2935 | -148.1887 | 148.2935 | 67.9499 | 135.9042 | 124.2 | 127.428 | 123.3 | 126.8972 | -154.5 | -159.4942 | -158.4 | -163.3725 | -161.9 | -167.0108 | -161.2 | -166.4065 | 213.5767 | 221.0846
2020-12-12 14:30 | -71 | -71.0634 | -18.1877 | 18.2807 | 72.4499 | 72.7274 | -71 | -71.1126 | -150.6473 | 150.8191 | -150.6473 | 150.8191 | 44.052 | 124.6059 | 124.5 | 128.2053 | 122.7 | 126.6046 | -154.2 | -159.9496 | -157.1 | -162.5145 | -160.9 | -166.4952 | -160.5 | -166.1345 | 221.0122 | 227.2938
2020-12-12 15:00 | -56 | -56.0357 | -10.4463 | 10.5497 | 65.8746 | 66.0849 | -56 | -56.0357 | -142.5619 | 142.7763 | -142.5619 | 142.7763 | 53.5248 | 123.5996 | 122.1 | 124.9852 | 123.3 | 126.2861 | -153.4 | -157.7991 | -160.2 | -164.6221 | -164.2 | -168.768 | -163.6 | -168.138 | 267.336 | 273.4229
2020-12-12 15:30 | -59 | -59.0085 | 1.2999 | 1.5839 | 64.4434 | 64.5679 | -60 | -60.0083 | -146.8503 | 147.1406 | -146.8503 | 147.1406 | 40.5618 | 120.4162 | 121.8 | 124.822 | 121.5 | 124.7297 | -153.1 | -157.5782 | -158 | -162.2063 | -162.8 | -167.1988 | -162.4 | -166.8552 | 281.2057 | 285.2287
2020-12-12 16:00 | -55 | -55.0091 | 7.2168 | 7.7374 | 63.4668 | 63.6821 | -56 | -56.0089 | -149.4604 | 149.6785 | -149.4604 | 149.6785 | 37.9267 | 125.514 | 135.3 | 138.6513 | 135.9 | 139.1719 | -169.7 | -175.6939 | -174.1 | -179.4764 | -178.6 | -184.1331 | -178 | -183.6246 | 266.3894 | 269.908
2020-12-12 16:30 | -48 | -48.0937 | 16.3045 | 16.3713 | 61.2737 | 61.3419 | -49 | -49.0918 | -149.7191 | 150.1319 | -149.7191 | 150.1319 | 29.0016 | 126.3382 | 143.1 | 146.7886 | 143.1 | 146.9084 | -176.6 | -183.984 | -181.1 | -186.9745 | -186 | -191.9694 | -185.6 | -191.6315 | 262.0543 | 265.1079
2020-12-12 17:00 | -49 | -49.163 | 22.3535 | 22.5651 | 64.6253 | 64.6791 | -48 | -48.1664 | -162.6407 | 163.1015 | -162.6407 | 163.1015 | 25.7349 | 104.2473 | 140.1 | 143.4028 | 139.8 | 143.1742 | -173.6 | -179.6424 | -179.8 | -184.9873 | -184.8 | -190.2474 | -184 | -189.3991 | 290.9937 | 294.411
2020-12-12 17:30 | -42 | -42.2966 | 33.2486 | 33.3225 | 63.0316 | 63.0377 | -42 | -42.2966 | -165.8317 | 166.6392 | -165.8317 | 166.6392 | 22.8574 | 105.0212 | 140.1 | 143.4671 | 140.4 | 143.8249 | -175.6 | -181.7811 | -182.2 | -187.5319 | -186.7 | -192.1171 | -186.2 | -191.8472 | 309.3112 | 312.1658
2020-12-12 18:00 | -45 | -43.4166 | 42.998 | 43.0155 | 60.8228 | 60.9495 | -44 | -44.5533 | -166.1566 | 167.1387 | -166.1566 | 167.1387 | 41.2037 | 109.3871 | 140.7 | 143.3815 | 140.4 | 143.2634 | -175.2 | -180.6163 | -182.5 | -187.2481 | -187 | -191.7909 | -186.6 | -191.4679 | 341.1033 | 344.6996
2020-12-12 18:30 | -38 | -38.4708 | 46.3454 | 46.363 | 57.4269 | 57.6708 | -38 | -38.6394 | -161.6434 | 162.7351 | -161.6434 | 162.7351 | 44.9325 | 110.4736 | 139.5 | 142.3218 | 140.4 | 143.2634 | -175.5 | -180.7627 | -182.1 | -187.3441 | -187.3 | -192.4676 | -186.8 | -192.1673 | 352.6819 | 356.1128
2020-12-12 19:00 | -36 | -37.108 | 49.7096 | 49.8638 | 55.0697 | 55.6367 | -36 | -37.108 | -156.6741 | 157.974 | -156.6741 | 157.974 | 58.4752 | 112.4718 | 140.4 | 143.1453 | 140.1 | 142.9694 | -176.3 | -181.6113 | -182.2 | -187.4376 | -187.1 | -192.4355 | -186.5 | -192.0175 | 347.7609 | 351.891
2020-12-12 19:30 | -41 | -41.5933 | 51.31 | 51.3899 | 53.8526 | 54.1167 | -40 | -40.6079 | -154.2796 | 155.2279 | -154.2796 | 155.2279 | 68.2632 | 120.6936 | 139.2 | 142.3961 | 139.8 | 142.92 | -174.4 | -179.9878 | -181 | -186.1538 | -186.1 | -191.3931 | -185.1 | -190.4679 | 342.8516 | 346.5875
2020-12-12 20:00 | -39 | -39.4588 | 49.4672 | 49.4773 | 58.4084 | 58.5138 | -39 | -39.4588 | -161.4847 | 162.3937 | -161.4847 | 162.3937 | 72.5386 | 122.7495 | 140.1 | 142.7928 | 139.5 | 142.3815 | -175.4 | -180.5464 | -181.5 | -186.3936 | -186.1 | -191.0032 | -185.5 | -190.4577 | 345.724 | 349.1498
2020-12-12 20:30 | -38 | -38.3275 | 44.6426 | 44.7227 | 59.9939 | 60.0728 | -38 | -38.4708 | -160.8536 | 161.5872 | -160.8536 | 161.5872 | 76.311 | 124.2812 | 139.8 | 142.5568 | 139.2 | 142.0277 | -174.3 | -179.5249 | -179.4 | -184.3194 | -184 | -189.0033 | -183.6 | -188.7987 | 338.2165 | 343.3806
2020-12-12 21:00 | -43 | -43.1045 | 44.3327 | 44.3426 | 57.3916 | 57.5087 | -44 | -43.1045 | -154.4155 | 154.6643 | -154.4155 | 154.6643 | 85.6987 | 128.8378 | 140.1 | 142.9099 | 140.1 | 142.9827 | -174.4 | -179.816 | -179.3 | -184.3841 | -183.9 | -189.0209 | -183.4 | -188.7688 | 317.2944 | 324.6505
2020-12-12 21:30 | -38 | -38.1182 | 51.693 | 51.6978 | 47.1794 | 47.5089 | -39 | -39.1152 | -139.1456 | 139.2196 | -139.1456 | 139.2196 | 88.2571 | 131.276 | 141 | 143.5057 | 141 | 143.6759 | -175.8 | -180.868 | -179.8 | -185.0108 | -184.3 | -189.7405 | -183.8 | -189.4211 | 285.5489 | 296.4505
2020-12-12 22:00 | -37 | -37.054 | 44.3203 | 44.4157 | 50.9677 | 51.2341 | -34 | -34.0588 | -139.1746 | 139.2279 | -139.1746 | 139.2279 | 88.2037 | 129.5645 | 141.6 | 144.5592 | 142.2 | 145.147 | -177.3 | -183.1701 | -179.8 | -185.5169 | -184.3 | -190.1492 | -183.2 | -189.2829 | 254.6101 | 266.3362
2020-12-12 22:30 | -29 | -29.0172 | 51.2043 | 51.2736 | 38.7599 | 39.7838 | -29 | -29.0689 | -125.9591 | 125.9643 | -125.9591 | 125.9643 | 95.227 | 148.7605 | 141.3 | 144.3262 | 141.6 | 144.6812 | -176.2 | -182.0803 | -176.8 | -182.0967 | -181.1 | -186.535 | -181.5 | -187.1406 | 231.9331 | 244.2175
2020-12-12 23:00 | -30 | -30.0167 | 41.7232 | 42.0618 | 44.8652 | 45.4729 | -29 | -29.0172 | -135.8983 | 135.9031 | -135.8983 | 135.9031 | 107.9479 | 154.5232 | 141.9 | 144.675 | 142.5 | 145.2635 | -178.5 | -183.9391 | -177.9 | -182.9995 | -182.4 | -187.7025 | -181.5 | -186.8044 | 234.0463 | 249.3639
2020-12-12 23:30 | -27 | -27.0185 | 48.6883 | 48.9945 | 37.309 | 38.1477 | -28 | -28.0179 | -132.8087 | 132.8183 | -132.8087 | 132.8183 | 90.4175 | 141.2252 | 142.8 | 145.3301 | 142.5 | 145.1482 | -177.8 | -182.9965 | -176.8 | -181.5768 | -181.2 | -186.1632 | -180.6 | -185.9064 | 228.1784 | 244.8454
2020-12-13 | -32 | -32.0156 | 34.6499 | 34.8239 | 47.8851 | 49.0602 | -33 | -32.0156 | -139.5121 | 139.6218 | -139.5121 | 139.6218 | 101.1205 | 147.0923 | 143.1 | 145.6808 | 142.5 | 145.1482 | -177.2 | -182.6052 | -176.7 | -181.7392 | -180.8 | -185.8894 | -180.7 | -186.051 | 224.9253 | 243.1811
2020-12-13 00:30 | -40 | -40.1123 | 23.8315 | 23.9592 | 54.3191 | 55.9478 | -38 | -38.1182 | -141.5726 | 142.0026 | -141.5726 | 142.0026 | 97.4736 | 145.6925 | 140.7 | 143.5574 | 141.9 | 144.6168 | -175.6 | -181.2232 | -173.9 | -179.0656 | -178.1 | -183.3117 | -178.1 | -183.6971 | 208.5883 | 229.1911
2020-12-13 01:00 | -42 | -42.2966 | 22.7827 | 22.8843 | 53.7687 | 55.5751 | -41 | -41.3038 | -137.448 | 137.9576 | -137.448 | 137.9576 | 106.832 | 152.6148 | 141.9 | 144.8531 | 141.6 | 144.6199 | -178.1 | -183.9947 | -176.5 | -181.9745 | -180.6 | -186.1461 | -180.1 | -185.9065 | 209.0175 | 228.5221
2020-12-13 01:30 | -49 | -49.366 | 13.2682 | 13.3262 | 61.9544 | 63.7799 | -49 | -47.1699 | -149.5438 | 150.1695 | -149.5438 | 150.1695 | 117.4979 | 158.7844 | 141.6 | 144.6812 | 142.5 | 145.5621 | -178.2 | -183.9915 | -175.9 | -181.3439 | -180.5 | -186.0977 | -179.8 | -185.6159 | 200.805 | 222.3795
2020-12-13 02:00 | -56 | -56.4358 | 4.8604 | 4.9888 | 69.4322 | 71.2321 | -56 | -56.4358 | -157.3854 | 158.0913 | -157.3854 | 158.0913 | 115.7265 | 156.9212 | 139.5 | 142.6266 | 138.3 | 141.5164 | -173.2 | -178.9756 | -171.6 | -176.857 | -176 | -181.4653 | -174.6 | -180.1569 | 200.5542 | 221.3823
2020-12-13 02:30 | -65 | -66.2873 | -3.6194 | 8.4497 | 77.3458 | 80.389 | -65 | -66.2873 | -166.9485 | 168.7212 | -166.9485 | 168.7212 | 93.2232 | 138.3065 | 125.1 | 128.4399 | 125.7 | 129.0924 | -155.7 | -160.8059 | -154.2 | -158.9579 | -158 | -162.9113 | -157.8 | -162.9144 | 200.6724 | 221.9608
2020-12-13 03:00 | -63 | -67.3573 | 8.0163 | 12.3911 | 64.0062 | 68.8045 | -64 | -67.3573 | -144.397 | 147.5445 | -144.397 | 147.5445 | 89.0402 | 138.1401 | 124.2 | 129.229 | 125.1 | 130.2601 | -154.1 | -162.1949 | -152.3 | -159.836 | -156.2 | -163.9466 | -155.5 | -163.5256 | 180.9978 | 205.1787
2020-12-13 03:30 | -62 | -64.846 | 9.283 | 12.1028 | 62.6506 | 66.8713 | -62 | -64.846 | -144.1055 | 146.7458 | -144.1055 | 146.7458 | 93.1178 | 141.0053 | 123.9 | 128.7758 | 124.2 | 129.229 | -155.4 | -163.2457 | -153.2 | -160.6938 | -156.9 | -164.5834 | -156.9 | -164.7656 | 183.4729 | 207.5464
2020-12-13 04:00 | -68 | -73.3757 | -8.9787 | 17.8487 | 80.8053 | 86.1885 | -69 | -72.1249 | -171.8076 | 176.2133 | -171.8076 | 176.2133 | 97.708 | 129.6146 | 123.9 | 129.7142 | 123.6 | 129.4277 | -153.9 | -162.9226 | -152.2 | -161.1969 | -156.3 | -165.6614 | -154.7 | -164.3543 | 192.8041 | 197.126
2020-12-13 04:30 | -66 | -69.8928 | -10.1206 | 19.0231 | 81.9924 | 87.6754 | -66 | -69.8928 | -174.8853 | 179.958 | -174.8853 | 179.958 | 96.254 | 128.5944 | 124.2 | 130.0897 | 123.6 | 129.8806 | -154.5 | -163.1784 | -152.8 | -161.7679 | -156.5 | -165.8501 | -156 | -165.5785 | 192.7468 | 196.7194
2020-12-13 05:00 | -81 | -85.3815 | -11.0637 | 18.538 | 83.1832 | 88.2751 | -81 | -85.3815 | -181.5024 | 186.0424 | -181.5024 | 186.0424 | 89.6177 | 129.6781 | 125.1 | 131.218 | 123.9 | 130.0745 | -157 | -166.1249 | -154.6 | -163.9583 | -158.2 | -167.6198 | -157.6 | -167.2938 | 172.3947 | 175.9009
2020-12-13 05:30 | -81 | -85.703 | -20.8293 | 29.1068 | 91.2617 | 97.874 | -80 | -84.7585 | -195.602 | 202.4021 | -195.602 | 202.4021 | 89.3871 | 119.4429 | 125.1 | 130.9492 | 124.5 | 130.2874 | -155.7 | -164.4397 | -153.5 | -162.6759 | -157.1 | -166.4085 | -156.7 | -166.3881 | 182.2256 | 186.3489
2020-12-13 06:00 | -86 | -90.4434 | -17.9344 | 23.1849 | 85.891 | 91.0393 | -87 | -89.493 | -192.6213 | 197.5545 | -192.6213 | 197.5545 | 89.4199 | 124.3294 | 123.9 | 129.9835 | 124.8 | 130.6627 | -155.5 | -164.2518 | -153.2 | -161.9784 | -156.7 | -165.7434 | -156.2 | -165.5339 | 177.4707 | 180.7661
2020-12-13 06:30 | -83 | -85.703 | -20.7279 | 25.4398 | 86.0649 | 91.2317 | -85 | -85.703 | -194.0683 | 198.817 | -194.0683 | 198.817 | 77.6747 | 120.0662 | 122.7 | 128.8401 | 123.3 | 129.4117 | -154.5 | -163.8307 | -152.6 | -162.0738 | -155.9 | -165.5852 | -155.9 | -165.8565 | 173.8692 | 176.5467
2020-12-13 07:00 | -90 | -94.255 | -28.4795 | 32.3554 | 90.956 | 95.8294 | -90 | -94.5569 | -198.024 | 202.5018 | -198.024 | 202.5018 | 78.1938 | 117.0152 | 123.6 | 129.339 | 123.6 | 129.2509 | -154.8 | -163.1104 | -153.3 | -161.6557 | -156.8 | -165.3874 | -156.5 | -165.3274 | 179.9261 | 182.1189
2020-12-13 07:30 | -82 | -85.7263 | -40.1118 | 43.2855 | 95.5471 | 100.3466 | -81 | -84.4808 | -203.4925 | 207.8619 | -203.4925 | 207.8619 | 72.2357 | 105.2752 | 117.9 | 123.3617 | 117.3 | 122.7884 | -147.3 | -155.2678 | -147.1 | -155.2372 | -150.8 | -159.1266 | -149.9 | -158.5 | 219.0183 | 221.0374
2020-12-13 08:00 | -85 | -87.8009 | -38.3242 | 40.7704 | 86.8716 | 91.4988 | -86 | -88.7694 | -187.3717 | 191.1222 | -187.3717 | 191.1222 | 72.2512 | 105.6918 | 109.8 | 115.0925 | 109.8 | 115.3655 | -137 | -143.8618 | -139.3 | -146.3574 | -142.5 | -149.7714 | -142.5 | -149.9571 | 236.908 | 238.5148
2020-12-13 08:30 | -77 | -82 | -37.8273 | 39.4447 | 80.783 | 84.9344 | -78 | -79.8311 | -172.5104 | 175.2366 | -172.5104 | 175.2366 | 74.7114 | 111.8909 | 109.2 | 114.7024 | 108.9 | 114.6024 | -136.6 | -143.6966 | -139.4 | -146.825 | -142.7 | -150.3664 | -142.2 | -150.0189 | 242.8436 | 243.9823
2020-12-13 09:00 | -65 | -66.7083 | -30.7576 | 32.0482 | 70.1076 | 74.1186 | -65 | -66.7083 | -166.2688 | 168.8759 | -166.2688 | 168.8759 | 70.0751 | 120.9428 | 108.9 | 114.2342 | 108 | 113.5606 | -136.1 | -142.686 | -139.1 | -146.0447 | -142.2 | -149.3325 | -141.9 | -149.0746 | 226.5436 | 229.1237
2020-12-13 09:30 | -81 | -82.7647 | -44.9276 | 46.3728 | 82.9078 | 86.2374 | -80 | -81.7863 | -168.5208 | 170.2301 | -168.5208 | 170.2301 | 72.8225 | 119.404 | 106.2 | 111.1203 | 108.6 | 113.5907 | -135.9 | -142.1832 | -139 | -145.7133 | -142.2 | -149.0957 | -142 | -149.1727 | 238.7972 | 240.9676
2020-12-13 10:00 | -69 | -70.6116 | -42.9747 | 44.5683 | 76.8864 | 80.2971 | -70 | -71.3863 | -157.284 | 158.7265 | -157.284 | 158.7265 | 58.5951 | 113.1552 | 108.9 | 114.3252 | 108.3 | 113.8459 | -134.5 | -141.0249 | -137.9 | -144.8492 | -141.1 | -148.1935 | -140.6 | -147.7789 | 226.8054 | 228.3559
2020-12-13 10:30 | -74 | -77.7946 | -40.1152 | 45.1855 | 80.0516 | 85.9345 | -73 | -76.844 | -163.4132 | 166.0204 | -163.4132 | 166.0204 | 53.6402 | 118.2002 | 107.7 | 114.1408 | 107.1 | 113.8776 | -135.1 | -142.9437 | -138.1 | -146.3198 | -141.1 | -149.7305 | -141.6 | -150.4367 | 234.5355 | 237.3035
2020-12-13 11:00 | -66 | -68.6804 | -32.4389 | 37.1927 | 68.6211 | 73.5158 | -66 | -68.6804 | -165.9947 | 167.9658 | -165.9947 | 167.9658 | 59.1396 | 125.0564 | 108.3 | 114.6086 | 108.3 | 115.0069 | -136.2 | -143.9514 | -140.7 | -148.9882 | -144.2 | -152.754 | -143.9 | -152.5371 | 239.0767 | 241.4006
2020-12-13 11:30 | -79 | -85.6154 | -42.7089 | 47.3186 | 81.3254 | 85.7868 | -79 | -85.6154 | -174.5451 | 176.5846 | -174.5451 | 176.5846 | 52.6393 | 111.8596 | 106.2 | 111.9446 | 106.8 | 112.514 | -133.7 | -140.4753 | -139 | -146.54 | -142.3 | -150.0819 | -142.7 | -150.8759 | 257.2513 | 259.8547
2020-12-13 12:00 | -83 | -85.8662 | -47.3831 | 52.3792 | 89.1429 | 93.3071 | -81 | -85.8662 | -188.6028 | 190.1323 | -188.6028 | 190.1323 | 53.5039 | 111.5477 | 107.7 | 113.3686 | 106.2 | 112.3299 | -134.1 | -141.3855 | -140.9 | -148.9486 | -144 | -152.2378 | -143.6 | -152.0887 | 271.1639 | 272.8266
2020-12-13 12:30 | -80 | -84.6463 | -25.9165 | 33.6974 | 79.7156 | 83.5507 | -81 | -83.4326 | -191.5962 | 192.7136 | -191.5962 | 192.7136 | 44.1115 | 109.976 | 106.8 | 113.0932 | 106.2 | 112.0399 | -135.8 | -142.843 | -142.1 | -149.988 | -145.5 | -153.7542 | -145.4 | -153.7243 | 275.3101 | 277.032
2020-12-13 13:00 | -87 | -89.4986 | -34.0729 | 41.2478 | 91.9961 | 95.3419 | -86 | -90.2441 | -202.9995 | 204.2816 | -202.9995 | 204.2816 | 41.1348 | 100.053 | 107.1 | 112.0511 | 106.5 | 111.5847 | -132.8 | -138.8092 | -139.6 | -146.8589 | -143.1 | -150.5585 | -142.5 | -150.0195 | 294.8791 | 296.5941
2020-12-13 13:30 | -72 | -74.2159 | -32.0333 | 37.5399 | 78.7674 | 82.1358 | -72 | -73.9797 | -185.0288 | 186.0307 | -185.0288 | 186.0307 | 46.0866 | 108.6885 | 118.8 | 123.5421 | 119.7 | 124.656 | -149.4 | -156.2919 | -157 | -164.922 | -160.8 | -168.9682 | -160.6 | -168.8704 | 313.7207 | 314.3305
2020-12-13 14:00 | -66 | -67.4685 | -16.6004 | 24.3992 | 74.799 | 77.4396 | -66 | -67.4685 | -182.7881 | 183.2981 | -182.7881 | 183.2981 | 18.5336 | 107.5314 | 120.3 | 125.316 | 118.8 | 124.0481 | -148.2 | -155.6261 | -156 | -164.2184 | -159.8 | -168.2344 | -159.8 | -168.4549 | 322.0695 | 322.3319
2020-12-13 14:30 | -60 | -61 | -1.1134 | 17.6586 | 70.0767 | 72.2465 | -60 | -61 | -182.7852 | 183.0859 | -182.7852 | 183.0859 | 42.6748 | 110.9863 | 118.8 | 123.8768 | 118.5 | 123.5042 | -149.1 | -155.9465 | -153.4 | -161.1921 | -156.8 | -164.8238 | -156.8 | -165.0116 | 318.5388 | 318.9748
2020-12-13 15:00 | -60 | -60.531 | 11.7801 | 21.0748 | 74.72 | 75.8311 | -60 | -60.531 | -193.4512 | 193.4809 | -193.4512 | 193.4809 | 45.1985 | 115.0802 | 131.1 | 135.5635 | 132 | 136.2836 | -164.1 | -171.3168 | -170.7 | -178.6071 | -174.8 | -182.9805 | -174.7 | -183.0037 | 323.7836 | 323.8823
2020-12-13 15:30 | -48 | -48.1664 | 27.2796 | 30.1974 | 61.3663 | 62.0933 | -47 | -48.1664 | -177.0829 | 177.1087 | -177.0829 | 177.1087 | 37.4491 | 120.6611 | 135.9 | 140.6645 | 135 | 139.8734 | -169.6 | -177.9892 | -177.3 | -185.8734 | -181.3 | -190.0792 | -180.9 | -189.7278 | 343.7451 | 343.7955
2020-12-13 16:00 | -38 | -38.0132 | 39.427 | 41.4961 | 62.9018 | 63.2612 | -38 | -38.0132 | -177.4064 | 177.5793 | -177.4064 | 177.5793 | 19.2467 | 95.1577 | 137.4 | 141.5924 | 136.5 | 140.7924 | -170.6 | -178.2908 | -179.8 | -188.1877 | -184.6 | -193.1998 | -184.4 | -193.2166 | 384.7497 | 384.7752
2020-12-13 16:30 | -38 | -38 | 58.7021 | 60.106 | 52.1044 | 52.3522 | -38 | -38 | -175.167 | 175.5387 | -175.167 | 175.5387 | 13.246 | 97.8729 | 134.7 | 139.1981 | 135.3 | 140.0849 | -168.3 | -176.5788 | -178.5 | -187.0483 | -183.1 | -191.7968 | -182.7 | -191.5948 | 404.918 | 405.0585
2020-12-13 17:00 | -34 | -34 | 56.9253 | 58.1141 | 52.751 | 53.0432 | -33 | -33 | -177.423 | 177.7974 | -177.423 | 177.7974 | 1.0182 | 77.1134 | 135.9 | 140.8205 | 136.2 | 140.801 | -169.7 | -177.5103 | -181.3 | -189.1141 | -185.9 | -193.8371 | -185.3 | -193.3186 | 414.282 | 415.3349
2020-12-13 17:30 | -32 | -32.0624 | 55.6535 | 57.3467 | 51.3843 | 52.0951 | -32 | -32.0624 | -172.5573 | 172.9962 | -172.5573 | 172.9962 | -15.3885 | 78.75 | 136.8 | 141.4576 | 137.1 | 141.8242 | -170.7 | -178.8576 | -182.5 | -190.6076 | -187.1 | -195.3966 | -187.3 | -195.5116 | 421.7113 | 422.8529
2020-12-13 18:00 | -30 | -30.0167 | 62.2136 | 63.8135 | 49.4201 | 49.9034 | -29 | -29.0172 | -165.7805 | 166.3728 | -165.7805 | 166.3728 | -15.1938 | 79.5607 | 136.8 | 141.7477 | 137.4 | 142.4254 | -169.7 | -178.1757 | -181.8 | -190.2 | -186 | -194.5966 | -186.3 | -194.9716 | 411.9009 | 412.9495
2020-12-13 18:30 | -35 | -35.0143 | 64.6434 | 66.5903 | 56.7782 | 57.1529 | -36 | -36.0139 | -174.4945 | 174.9918 | -174.4945 | 174.9918 | 3.8015 | 75.6252 | 136.5 | 141.7566 | 137.1 | 142.3762 | -170 | -178.5836 | -181.1 | -189.7387 | -185.9 | -194.6783 | -186 | -195.0428 | 408.251 | 408.9466
2020-12-13 19:00 | -33 | -33 | 68.4073 | 69.9993 | 54.1697 | 54.5398 | -32 | -32 | -167.6418 | 168.0953 | -167.6418 | 168.0953 | 9.9978 | 76.7315 | 136.5 | 142.0448 | 137.1 | 142.7045 | -170.3 | -179.6177 | -180.7 | -189.9952 | -185.3 | -194.8027 | -185.3 | -194.9576 | 402.1035 | 402.7736
2020-12-13 19:30 | -33 | -33.0606 | 70.7665 | 72.2777 | 49.2475 | 49.9613 | -33 | -33.0606 | -157.4582 | 157.5977 | -157.4582 | 157.5977 | 18.1994 | 82.422 | 135.3 | 141.1458 | 135.9 | 141.8924 | -169.7 | -179.2733 | -180.8 | -190.8771 | -185.5 | -195.746 | -185.3 | -195.846 | 400.3167 | 400.6957
2020-12-13 20:00 | -38 | -33 | 65.8212 | 67.1991 | 55.0057 | 55.3585 | -37 | -37 | -163.5931 | 163.8101 | -163.5931 | 163.8101 | 26.1407 | 89.601 | 137.4 | 141.7385 | 136.2 | 140.5755 | -171.4 | -178.7697 | -181.2 | -189.6857 | -186 | -194.6555 | -186.1 | -194.9585 | 402.4385 | 403.4062
2020-12-13 20:30 | -53 | -52 | 45.7272 | 47.2222 | 73.5602 | 73.7856 | -53 | -53 | -188.0335 | 188.2396 | -188.0335 | 188.2396 | 48.9163 | 96.9658 | 137.4 | 141.5924 | 137.4 | 141.8124 | -171.1 | -178.5677 | -181.1 | -189.5901 | -185.7 | -194.4576 | -185.7 | -194.6965 | 408.4951 | 409.3629
2020-12-13 21:00 | -53 | -53.0848 | 38.7533 | 41.112 | 75.5876 | 76.2188 | -53 | -53.0848 | -184.5394 | 184.5396 | -184.5394 | 184.5396 | 60.5404 | 111.1784 | 138 | 142.5429 | 137.4 | 141.887 | -171.8 | -179.6427 | -180.4 | -188.1659 | -184.8 | -192.7255 | -184.6 | -192.6577 | 395.1487 | 396.5384
2020-12-13 21:30 | -58 | -60.2993 | 31.9916 | 34.6106 | 75.9066 | 76.8294 | -59 | -59.3043 | -184.0038 | 184.0653 | -184.0038 | 184.0653 | 72.5098 | 116.4112 | 138.3 | 142.2525 | 138.6 | 142.9021 | -172.9 | -180.3215 | -179.1 | -187.2086 | -182.9 | -190.9618 | -183.4 | -191.9057 | 353.3842 | 354.3351
2020-12-13 22:00 | -65 | -65.9242 | 32.556 | 37.2517 | 69.0893 | 71.8133 | -66 | -65.7647 | -169.1992 | 170.0985 | -169.1992 | 170.0985 | 85.8456 | 125.3054 | 138.9 | 143.34 | 139.5 | 143.9956 | -173.3 | -181.3407 | -178.1 | -186.6367 | -182.4 | -191.0988 | -182.1 | -191.1136 | 321.5537 | 322.1236
2020-12-13 22:30 | -56 | -55.7315 | 26.9835 | 29.7069 | 71.7337 | 73.4294 | -54 | -54.7449 | -176.1497 | 176.4861 | -176.1497 | 176.4861 | 94.8503 | 137.0103 | 140.1 | 144.5032 | 141.3 | 145.8882 | -175 | -183.0538 | -178.8 | -187.3645 | -183.1 | -191.8864 | -182 | -190.9497 | 292.6469 | 294.2384
2020-12-13 23:00 | -44 | -44.911 | 33.5419 | 35.6382 | 60.5113 | 62.7933 | -44 | -44.7214 | -159.9643 | 160.423 | -159.9643 | 160.423 | 104.0081 | 142.3978 | 141.9 | 146.1767 | 141.3 | 145.8139 | -175.2 | -183.4514 | -177 | -185.7079 | -181.3 | -190.2906 | -180.9 | -190.1546 | 279.0168 | 279.9792
2020-12-13 23:30 | -51 | -52.1728 | 30.015 | 32.4726 | 63.0219 | 65.3925 | -49 | -50.01 | -173.2824 | 173.6421 | -173.2824 | 173.6421 | 96.5158 | 137.8265 | 142.5 | 146.8312 | 142.2 | 146.5401 | -177.5 | -185.5907 | -178 | -186.7567 | -182.1 | -191.1136 | -181.5 | -190.7255 | 283.5872 | 284.3757
2020-12-14 | -51 | -47.2969 | 22.2965 | 25.3558 | 66.1668 | 68.7984 | -50 | -47.2969 | -169.5264 | 170.2153 | -169.5264 | 170.2153 | 106.8502 | 144.7942 | 141.9 | 146.4694 | 142.5 | 147.1252 | -176.7 | -185.1157 | -177.5 | -186.4888 | -181.6 | -190.7287 | -181.5 | -190.939 | 272.045 | 272.6881
2020-12-14 00:30 | -54 | -56.0446 | 16.4483 | 21.2892 | 68.8574 | 72.3542 | -52 | -53.8516 | -165.8478 | 167.3009 | -165.8478 | 167.3009 | 101.8564 | 140.7428 | 137.4 | 142.4254 | 138 | 143.0833 | -171.9 | -180.3932 | -172.9 | -181.9908 | -176.9 | -185.9772 | -176.4 | -185.9103 | 261.1298 | 261.6667
2020-12-14 01:00 | -63 | -65.521 | 12.6554 | 19.9154 | 70.6116 | 74.7083 | -63 | -65.2533 | -164.1933 | 166.4042 | -164.1933 | 166.4042 | 92.443 | 131.4944 | 132.6 | 137.9651 | 132.9 | 138.42 | -165.6 | -174.7484 | -165.3 | -175.0441 | -169.5 | -179.3765 | -169.3 | -179.5842 | 249.3692 | 249.4984
2020-12-14 01:30 | -60 | -61.6117 | 6.3235 | 15.4143 | 74.1808 | 77.8921 | -59 | -61.131 | -172.0658 | 174.1987 | -172.0658 | 174.1987 | 98.5368 | 134.816 | 131.1 | 137.1249 | 131.1 | 137.0373 | -163.9 | -173.3 | -163.3 | -173.4622 | -167 | -177.0493 | -166 | -176.3413 | 235.5796 | 235.5807
2020-12-14 02:00 | -65 | -67.4463 | 4.4429 | 15.0551 | 75.3081 | 79.1227 | -66 | -68.1542 | -170.4046 | 172.8249 | -170.4046 | 172.8249 | 98.1097 | 134.0561 | 131.4 | 137.4998 | 132 | 138.0733 | -163.2 | -173.2335 | -162.7 | -173.5148 | -166.6 | -177.6236 | -165.7 | -177.06 | 222.9455 | 223.0619
2020-12-14 02:30 | -60 | -62.6418 | 6.5096 | 17.2936 | 72.9348 | 77.4407 | -60 | -62.6418 | -166.6502 | 169.7504 | -166.6502 | 169.7504 | 94.2831 | 129.0098 | 123.6 | 129.6975 | 124.8 | 130.9321 | -155.1 | -164.4298 | -154.7 | -164.6604 | -158.1 | -168.3 | -157.4 | -167.8501 | 230.2427 | 230.5008
2020-12-14 03:00 | -67 | -69.3758 | -1.4086 | 16.1179 | 80.9279 | 84.8944 | -67 | -70.342 | -174.0537 | 176.8061 | -174.0537 | 176.8061 | 100.0279 | 132.595 | 124.2 | 130.3603 | 125.4 | 131.414 | -155.5 | -164.5112 | -154.7 | -164.592 | -158.5 | -168.6075 | -157.6 | -168.0377 | 233.6436 | 233.9107
2020-12-14 03:30 | -73 | -75.6902 | -5.5877 | 19.8204 | 86.9037 | 91.1061 | -72 | -74.7262 | -188.1928 | 191.5117 | -188.1928 | 191.5117 | 91.1698 | 126.5595 | 124.5 | 130.8292 | 124.2 | 130.5438 | -154.8 | -164.2135 | -154.1 | -164.4781 | -157.2 | -167.7671 | -157 | -167.7552 | 223.9026 | 223.9472
2020-12-14 04:00 | -76 | -78.5875 | -7.8792 | 20.186 | 90.7474 | 94.4453 | -77 | -79.555 | -195.8827 | 198.8576 | -195.8827 | 198.8576 | 89.4813 | 125.1774 | 124.8 | 131.1148 | 125.4 | 131.686 | -157.1 | -166.5488 | -155.5 | -166.0346 | -158.8 | -169.5109 | -158.5 | -169.3704 | 227.9579 | 227.981
2020-12-14 04:30 | -72 | -74.4648 | -2.3948 | 18.623 | 89.0642 | 92.2835 | -72 | -74.2159 | -195.0514 | 197.5012 | -195.0514 | 197.5012 | 86.3744 | 119.2044 | 124.5 | 129.2781 | 123.3 | 128.5324 | -154.4 | -162.2633 | -154.7 | -163.4623 | -157.6 | -166.5622 | -157.5 | -166.565 | 253.1287 | 253.1664
2020-12-14 05:00 | -80 | -82 | -4.6726 | 21.3211 | 95.43 | 98.329 | -77 | -79.0759 | -212.6298 | 214.9978 | -212.6298 | 214.9978 | 77.1148 | 114.6932 | 123.6 | 129.3122 | 124.2 | 129.9125 | -156.1 | -164.0654 | -156 | -164.8865 | -159.5 | -168.4896 | -159.6 | -168.9418 | 265.3879 | 265.6161
2020-12-14 05:30 | -83 | -85.6154 | -1.738 | 25.8994 | 98.396 | 101.2259 | -82 | -84.4038 | -220.8997 | 223.0979 | -220.8997 | 223.0979 | 71.6094 | 109.8797 | 122.7 | 127.788 | 124.2 | 129.1464 | -155 | -162.9882 | -156.2 | -164.8187 | -159.4 | -168.2016 | -159.7 | -168.8041 | 291.2555 | 291.871
2020-12-14 06:00 | -84 | -85.703 | -20.7277 | 37.5242 | 122.6137 | 125.1825 | -83 | -84.7231 | -258.3383 | 260.2334 | -258.3383 | 260.2334 | 79.1563 | 109.1124 | 137.7 | 142.1775 | 137.7 | 142.1031 | -172 | -179.834 | -173.2 | -182.1826 | -177.3 | -186.5811 | -177.2 | -186.6382 | 312.3872 | 313.1238
2020-12-14 06:30 | -107 | -113.031 | -18.2609 | 40.1757 | 122.127 | 125.141 | -109 | -111.8302 | -263.4767 | 265.321 | -263.4767 | 265.321 | 57.4267 | 78.5877 | 140.7 | 143.8627 | 141.3 | 144.5754 | -175.8 | -181.8714 | -178.4 | -185.4644 | -183.4 | -190.6983 | -182.4 | -189.8052 | 318.2027 | 319.4097
2020-12-14 07:00 | -115 | -117.2775 | -32.1796 | 47.3025 | 133.6691 | 135.7469 | -115 | -117.2775 | -276.8179 | 278.0043 | -276.8179 | 278.0043 | 52.3977 | 72.0868 | 142.5 | 144.9249 | 141.6 | 144.2648 | -176 | -181.296 | -180.1 | -186.2331 | -184.4 | -190.7224 | -184 | -190.387 | 338.1728 | 339.9501
2020-12-14 07:30 | -123 | -123.7942 | -42.6734 | 49.6563 | 140.5914 | 141.222 | -124 | -124.6796 | -284.1509 | 284.1699 | -284.1509 | 284.1699 | 41.0757 | 73.9191 | 142.5 | 144.9249 | 140.7 | 143.211 | -175.1 | -179.9969 | -180.1 | -185.9313 | -184.4 | -190.5197 | -184.1 | -190.1791 | 350.2539 | 352.8306
2020-12-14 08:00 | -126 | -126.8897 | -44.1139 | 51.5298 | 138.0782 | 138.7573 | -126 | -126.8897 | -275.6803 | 275.6809 | -275.6803 | 275.6809 | 44.0702 | 78.3726 | 141.3 | 143.7451 | 140.7 | 143.2672 | -175.6 | -180.5529 | -180.2 | -185.9786 | -185 | -191.0007 | -184.7 | -190.76 | 342.5172 | 345.0843
2020-12-14 08:30 | -130 | -130 | -50.0926 | 51.5559 | 139.6965 | 139.7039 | -130 | -131 | -280.7074 | 281.6859 | -280.7074 | 281.6859 | 30.8447 | 80.9258 | 141.3 | 143.8005 | 139.2 | 141.9098 | -173.6 | -178.4915 | -179.7 | -185.4694 | -184.1 | -190.0048 | -184.2 | -190.1041 | 351.8773 | 355.6726
2020-12-14 09:00 | -140 | -138.0036 | -66.099 | 67.7419 | 152.5286 | 152.5319 | -139 | -137 | -297.304 | 298.2198 | -297.304 | 298.2198 | 39.8637 | 82.9831 | 140.4 | 142.8605 | 139.8 | 142.3834 | -174.1 | -178.8397 | -180.7 | -186.3887 | -184.9 | -190.6818 | -184.9 | -190.7063 | 362.6381 | 367.9878
2020-12-14 09:30 | -110 | -110 | -32.8838 | 34.9743 | 117.2991 | 117.3128 | -109 | -109 | -245.1777 | 246.0675 | -245.1777 | 246.0675 | 43.805 | 87.4656 | 137.7 | 139.9332 | 138.3 | 140.4186 | -172.8 | -176.9075 | -180.2 | -185.2362 | -184.7 | -190.032 | -184.6 | -190.0294 | 383.9309 | 387.9993
2020-12-14 10:00 | -106 | -106.2309 | -34.5899 | 39.3043 | 115.9811 | 116.1667 | -105 | -105.2331 | -242.0068 | 242.5242 | -242.0068 | 242.5242 | 7.212 | 71.2932 | 139.5 | 141.9206 | 140.4 | 142.7508 | -175.1 | -179.6778 | -180.6 | -185.9539 | -184.5 | -189.9554 | -184.6 | -190.1487 | 315.9861 | 324.3795
2020-12-14 10:30 | -110 | -111.3059 | -36.064 | 46.9946 | 122.4576 | 123.7358 | -109 | -111.3059 | -252.1064 | 252.1124 | -252.1064 | 252.1124 | 5.1099 | 81.2102 | 139.5 | 142.2041 | 138.9 | 141.7337 | -172.8 | -178.0456 | -179.3 | -185.1565 | -183.6 | -189.7203 | -183.5 | -189.6488 | 344.934 | 352.467
2020-12-14 11:00 | -106 | -106.9205 | -32.3258 | 43.7622 | 120.1839 | 121.2407 | -106 | -106.9205 | -250.5034 | 250.5642 | -250.5034 | 250.5642 | 0.27011 | 79.0426 | 138.9 | 141.2758 | 139.2 | 141.6813 | -173 | -177.6546 | -180.6 | -186.0496 | -185.1 | -190.9247 | -184.3 | -189.8815 | 351.5959 | 359.4418
2020-12-14 11:30 | -104 | -104.8093 | -27.9525 | 40.0662 | 117.6759 | 118.5449 | -104 | -104.8093 | -250.3987 | 250.6489 | -250.3987 | 250.6489 | -3.2188 | 76.806 | 136.5 | 138.5422 | 137.4 | 139.5848 | -170.7 | -174.6851 | -180.3 | -185.19 | -184.8 | -189.9428 | -184.8 | -189.9428 | 381.698 | 388.2789
2020-12-14 12:00 | -110 | -112 | -26.057 | 31.7596 | 125.0958 | 125.1046 | -109 | -112 | -264.517 | 267.1312 | -264.517 | 267.1312 | -15.9193 | 79.349 | 137.4 | 139.5848 | 137.7 | 139.7758 | -171.6 | -175.7571 | -180.8 | -185.8199 | -185.2 | -190.3603 | -185.1 | -190.3089 | 396.5824 | 406.2886
2020-12-14 12:30 | -100 | -102.2595 | -17.9489 | 41.1863 | 118.8707 | 119.7223 | -100 | -101.4347 | -263.5152 | 263.8477 | -263.5152 | 263.8477 | -30.8502 | 101.6444 | 136.5 | 139.0295 | 136.5 | 139.0295 | -170 | -174.5968 | -180.2 | -185.5178 | -184.3 | -189.6669 | -184.2 | -189.5461 | 406.4875 | 419.5184
2020-12-14 13:00 | -87 | -87.2812 | 4.6571 | 29.7705 | 100.1672 | 100.6431 | -87 | -87.367 | -246.3596 | 247.1231 | -246.3596 | 247.1231 | -55.978 | 106.5978 | 136.2 | 138.4038 | 136.8 | 138.8893 | -170.3 | -174.3156 | -181 | -185.6743 | -185.4 | -190.0977 | -185.2 | -189.9027 | 404.4522 | 418.55
2020-12-14 13:30 | -84 | -84.006 | 8.6806 | 29.5185 | 104.7941 | 104.7985 | -84 | -84.006 | -258.1374 | 260.2231 | -258.1374 | 260.2231 | -62.2107 | 81.9447 | 135.6 | 137.2165 | 135.9 | 137.5591 | -169.1 | -172.4646 | -181.5 | -186.1841 | -185.7 | -190.479 | -186 | -190.7937 | 423.8113 | 431.1152
2020-12-14 14:00 | -66 | -66.9104 | 31.6129 | 45.6186 | 86.7707 | 87.4683 | -66 | -66.7533 | -240.2901 | 241.2581 | -240.2901 | 241.2581 | -67.5161 | 89.5886 | 133.5 | 136.3232 | 133.8 | 136.8645 | -166.7 | -171.7399 | -181.1 | -185.3364 | -185.8 | -190.078 | -185.3 | -189.5682 | 471.891 | 478.6857
2020-12-14 14:30 | -71 | -66.6108 | 33.7117 | 48.213 | 91.7274 | 92.287 | -68 | -69.4622 | -252.7975 | 253.9244 | -252.7975 | 253.9244 | -72.8484 | 102.2192 | 135.3 | 137.9677 | 135.6 | 138.2619 | -169 | -173.9495 | -184.1 | -188.3249 | -189 | -193.2154 | -189.2 | -193.4514 | 507.2637 | 514.0021
2020-12-14 15:00 | -57 | -57.3149 | 53.1285 | 61.5604 | 78.8638 | 79.0987 | -58 | -58.2151 | -239.7002 | 241.823 | -239.7002 | 241.823 | -107.3458 | 126.0816 | 134.1 | 136.5593 | 134.7 | 137.2627 | -167.8 | -171.961 | -185 | -188.984 | -190 | -194.0016 | -190.2 | -194.0192 | 519.9584 | 526.1664
2020-12-14 15:30 | -55 | -55.1453 | 64.328 | 75.0946 | 77.1632 | 77.6736 | -56 | -56.1427 | -247.5546 | 249.8122 | -247.5546 | 249.8122 | -132.9423 | 145.2899 | 132.6 | 134.5024 | 133.5 | 135.3828 | -166.1 | -169.6221 | -183.6 | -187.3506 | -188.4 | -192.1154 | -188.9 | -192.5668 | 523.4765 | 529.5403
2020-12-14 16:00 | -39 | -40.025 | 84.7051 | 94.6365 | 66.1587 | 66.689 | -39 | -40.025 | -235.7251 | 237.9838 | -235.7251 | 237.9838 | -163.3644 | 165.5871 | 131.7 | 134.0893 | 132 | 134.4405 | -164.5 | -168.6098 | -182.9 | -190.0666 | -187.7 | -195.1757 | -187.7 | -194.8887 | 516.6942 | 517.4642
2020-12-14 16:30 | -35 | -35.6931 | 93.3818 | 104.1226 | 65.4255 | 65.6332 | -36 | -36.6742 | -238.5773 | 241.5477 | -238.5773 | 241.5477 | -179.5082 | 180.9043 | 132 | 134.006 | 132 | 133.9546 | -163.8 | -167.2509 | -183.9 | -190.1371 | -188.4 | -194.7997 | -188.4 | -194.6176 | 535.6146 | 536.502
2020-12-14 17:00 | -35 | -35.0143 | 102.0362 | 110.2915 | 66.3024 | 66.3376 | -35 | -35 | -246.5349 | 251.4073 | -246.5349 | 251.4073 | -177.2918 | 180.0426 | 131.4 | 133.5738 | 131.7 | 133.8689 | -164 | -167.735 | -185.1 | -191.3147 | -189.7 | -196.0944 | -189.6 | -195.9299 | 576.3929 | 577.2654
2020-12-14 17:30 | -29 | -29 | 113.6829 | 121.3861 | 61.2174 | 61.6323 | -30 | -30 | -243.6093 | 249.3932 | -243.6093 | 249.3932 | -185.9258 | 188.3231 | 132.9 | 134.9967 | 130.8 | 133.0381 | -163.6 | -167.4073 | -185.4 | -191.6495 | -190.2 | -196.7387 | -190.1 | -196.4642 | 575.7169 | 576.5867
2020-12-14 18:00 | -22 | -22 | 124.2042 | 131.6249 | 56.1005 | 56.9759 | -23 | -23 | -233.1486 | 239.3985 | -233.1486 | 239.3985 | -185.5485 | 187.9962 | 133.2 | 135.5074 | 132.9 | 135.2125 | -165.8 | -169.7488 | -186.6 | -193.3651 | -191.2 | -198.0144 | -191.3 | -198.0073 | 572.6292 | 573.6212
2020-12-14 18:30 | -16 | -16.0312 | 132.3777 | 138.9776 | 49.6102 | 50.8855 | -16 | -16.0312 | -222.4593 | 229.3348 | -222.4593 | 229.3348 | -168.7533 | 170.6431 | 131.1 | 133.7913 | 132 | 134.6733 | -164.8 | -169.5144 | -184.5 | -192.0446 | -189.1 | -197.06 | -189.2 | -196.7141 | 562.3384 | 562.8853
2020-12-14 19:00 | -17 | -17 | 134.1442 | 141.267 | 47.3116 | 48.1002 | -18 | -18 | -209.2356 | 214.5481 | -209.2356 | 214.5481 | -147.549 | 152.9687 | 133.2 | 136.6028 | 132.3 | 135.9983 | -165.5 | -171.6671 | -183.8 | -192.2001 | -188.3 | -196.9714 | -188.3 | -196.8253 | 550.0999 | 550.7907
2020-12-14 19:30 | -22 | -26.6271 | 125.4897 | 128.1927 | 51.5441 | 55.5722 | -23 | -27.4591 | -204.5121 | 213.526 | -204.5121 | 213.526 | -132.4949 | 148.6162 | 132.6 | 136.4301 | 133.5 | 137.5182 | -166.1 | -172.6761 | -183.1 | -188.8877 | -187.9 | -193.7864 | -188 | -193.7617 | 526.2493 | 530.6601
2020-12-14 20:00 | -36 | -36 | 103.274 | 109.8975 | 69.6666 | 69.7059 | -36 | -36 | -218.2603 | 221.6077 | -218.2603 | 221.6077 | -98.6295 | 118.7812 | 134.4 | 138.6094 | 134.1 | 138.4668 | -167.2 | -174.176 | -183.9 | -190.0971 | -188.9 | -195.2273 | -188.6 | -194.908 | 518.8906 | 521.8794
2020-12-14 20:30 | -52 | -52.0865 | 84.9301 | 93.6151 | 82.6291 | 82.672 | -52 | -52.0865 | -231.5623 | 233.3957 | -231.5623 | 233.3957 | -69.3633 | 93.247 | 135.3 | 138.2691 | 135.3 | 138.394 | -168.9 | -174.0679 | -182.3 | -189.3805 | -187.1 | -194.2992 | -186.8 | -193.9833 | 497.442 | 499.5342
2020-12-14 21:00 | -66 | -66.7533 | 58.1577 | 70.3019 | 96.5213 | 97.0354 | -65 | -65.7647 | -243.5779 | 243.9726 | -243.5779 | 243.9726 | -28.8931 | 85.2165 | 136.2 | 139.4648 | 135.6 | 139.0761 | -169.4 | -175.2751 | -181 | -187.4112 | -185.7 | -192.2357 | -185.2 | -191.7269 | 474.8004 | 477.1402
2020-12-14 21:30 | -64 | -64.9384 | 56.0737 | 66.8342 | 89.7711 | 90.4863 | -64 | -64.9384 | -227.8258 | 227.9576 | -227.8258 | 227.9576 | 12.8851 | 60.7977 | 135.6 | 139.1075 | 135.3 | 138.9185 | -169.1 | -175.0109 | -179.5 | -186.2374 | -184 | -190.9372 | -183.6 | -190.5785 | 458.21 | 461.2763
2020-12-14 22:00 | -52 | -52.345 | 56.0319 | 57.4841 | 77.4575 | 77.5437 | -52 | -52.345 | -200.0737 | 201.7719 | -200.0737 | 201.7719 | 42.1527 | 62.5511 | 138 | 141.483 | 137.4 | 140.8317 | -171.5 | -177.4136 | -179.6 | -186.6462 | -184.5 | -191.7422 | -183.8 | -191.1235 | 411.3051 | 412.5061
2020-12-14 22:30 | -50 | -48.2597 | 56.6069 | 57.9232 | 70.2814 | 70.3757 | -49 | -49.366 | -190.1184 | 191.5715 | -190.1184 | 191.5715 | 71.5635 | 85.6034 | 137.1 | 140.4477 | 137.1 | 140.539 | -171.5 | -177.2852 | -177.6 | -184.5312 | -182.5 | -189.4921 | -181.7 | -188.8575 | 393.7983 | 395.6368
2020-12-14 23:00 | -39 | -39.4588 | 59.7595 | 60.2851 | 60.9023 | 61.127 | -39 | -39.6232 | -175.458 | 176.8208 | -175.458 | 176.8208 | 84.8384 | 110.6667 | 139.5 | 144.1456 | 138.9 | 143.7952 | -173.2 | -181.5123 | -178.3 | -186.8275 | -183 | -191.7312 | -182.4 | -191.3995 | 368.5309 | 371.9379
2020-12-14 23:30 | -27 | -28.7924 | 66.9217 | 66.9221 | 48.0759 | 49.3426 | -28 | -29.7321 | -170.5264 | 172.7372 | -170.5264 | 172.7372 | 85.4464 | 116.3064 | 139.8 | 143.438 | 139.8 | 143.7113 | -174.4 | -181.2615 | -178.7 | -185.8351 | -183 | -190.2993 | -182.9 | -190.341 | 366.0784 | 370.5457
2020-12-15 | -20 | -22.3607 | 69.0251 | 69.0781 | 38.6795 | 40.1471 | -19 | -21.9545 | -146.4684 | 148.2547 | -146.4684 | 148.2547 | 90.0943 | 122.0569 | 141 | 145.0884 | 140.1 | 144.2854 | -174.8 | -182.4564 | -178.5 | -186.2307 | -182.7 | -190.57 | -182.3 | -190.3873 | 338.5913 | 342.788
2020-12-15 00:30 | -17 | -19.2354 | 65.2984 | 65.3834 | 36.4972 | 37.8612 | -17 | -19.7231 | -140.9324 | 142.1199 | -140.9324 | 142.1199 | 98.9405 | 132.1274 | 141 | 145.6669 | 141.3 | 146.0387 | -175.6 | -184.1017 | -179 | -187.5255 | -183.4 | -192.0969 | -183.2 | -191.9221 | 323.7064 | 327.7239
2020-12-15 01:00 | -17 | -19.2354 | 64.0391 | 64.1654 | 35.3034 | 36.7001 | -18 | -19.2354 | -135.3168 | 136.2664 | -135.3168 | 136.2664 | 101.3564 | 135.4459 | 140.4 | 145.0167 | 139.8 | 144.5879 | -174.5 | -182.8725 | -177.3 | -185.8492 | -181.7 | -190.2458 | -181 | -189.9441 | 310.3858 | 313.8487
2020-12-15 01:30 | -11 | -14.2127 | 68.0003 | 68.2788 | 28.3502 | 30.4374 | -12 | -15.6205 | -123.6838 | 124.8959 | -123.6838 | 124.8959 | 111.0733 | 141.3716 | 141 | 145.231 | 140.4 | 144.721 | -175.4 | -183.2325 | -177.7 | -186.2251 | -182.1 | -190.8424 | -181.6 | -190.5765 | 296.5924 | 299.7462
2020-12-15 02:00 | -12 | -12.1655 | 65.7765 | 65.784 | 29.467 | 29.7919 | -13 | -13.1529 | -109.5485 | 109.7731 | -109.5485 | 109.7731 | 112.4772 | 140.4931 | 141 | 144.8789 | 141.3 | 145.38 | -175.7 | -183.036 | -176.8 | -184.5731 | -181.1 | -189.0653 | -180.8 | -189.0849 | 277.4089 | 279.3251
2020-12-15 02:30 | -5 | -5.831 | 70.806 | 70.8101 | 22.362 | 22.6797 | -5 | -5.831 | -97.8615 | 98.2172 | -97.8615 | 98.2172 | 114.2579 | 143.3505 | 141.3 | 145.3097 | 141.3 | 145.38 | -175.6 | -183.1944 | -176.4 | -184.2766 | -180.6 | -188.6153 | -180.2 | -188.4651 | 265.0878 | 267.355
2020-12-15 03:00 | -6 | -6.7082 | 69.9119 | 69.9213 | 23.1359 | 23.4804 | -6 | -5.831 | -97.7939 | 98.1146 | -97.7939 | 98.1146 | 118.6739 | 146.6283 | 141 | 145.0884 | 140.7 | 144.9397 | -175.4 | -183.1748 | -176.2 | -184.2013 | -180.6 | -188.7601 | -180.1 | -188.5166 | 267.1312 | 269.7257
2020-12-15 03:30 | -11 | -11.4018 | 64.8831 | 64.8837 | 29.2531 | 29.5737 | -10 | -10.4403 | -106.2908 | 106.5184 | -106.2908 | 106.5184 | 120.3856 | 147.1881 | 140.1 | 144.2139 | 142.2 | 146.2549 | -176.5 | -184.0857 | -176.7 | -184.6506 | -180.7 | -188.8934 | -180.5 | -188.8693 | 268.5565 | 270.9362
2020-12-15 04:00 | -13 | -13.3417 | 65.1332 | 65.1332 | 30.8528 | 31.074 | -14 | -14.3178 | -112.3026 | 112.5129 | -112.3026 | 112.5129 | 117.6088 | 145.2347 | 141.6 | 145.3945 | 141.6 | 145.4629 | -175 | -182.3361 | -176.3 | -184.0368 | -180.3 | -188.2129 | -179.5 | -187.658 | 276.5129 | 279.2025
2020-12-15 04:30 | -10 | -11.1803 | 69.3712 | 69.3732 | 28.0644 | 28.6016 | -10 | -11.1803 | -109.9832 | 110.4778 | -109.9832 | 110.4778 | 109.1488 | 138.103 | 141.6 | 145.3267 | 141.3 | 145.1023 | -174.9 | -182.0169 | -175.8 | -183.3293 | -180.6 | -188.3861 | -179.8 | -187.734 | 284.2666 | 287.3847
2020-12-15 05:00 | -8 | -9.434 | 70.9841 | 70.9858 | 28.2865 | 28.9304 | -9 | -10.2956 | -109.2813 | 109.8799 | -109.2813 | 109.8799 | 99.6118 | 128.9817 | 141.3 | 144.7686 | 140.7 | 144.4499 | -175.9 | -182.841 | -176.6 | -183.984 | -180.9 | -188.42 | -180.5 | -188.2618 | 286.3534 | 289.8017
2020-12-15 05:30 | -11 | -12.53 | 73.4302 | 73.4482 | 31.6488 | 32.6873 | -11 | -12.53 | -127.1507 | 127.8817 | -127.1507 | 127.8817 | 88.5285 | 121.4189 | 140.4 | 144.09 | 141.3 | 145.38 | -174.5 | -181.7161 | -176.2 | -183.6282 | -180.5 | -188.036 | -179.8 | -187.3361 | 315.7005 | 321.0284
2020-12-15 06:00 | -28 | -27.8927 | 58.9713 | 59.2151 | 48.7895 | 49.2888 | -28 | -28.8617 | -152.6573 | 153.5322 | -152.6573 | 153.5322 | 81.6899 | 94.8557 | 138.9 | 141.3309 | 140.1 | 142.678 | -173.7 | -178.9914 | -177.3 | -183.5267 | -182 | -188.3257 | -181.7 | -188.1651 | 362.4767 | 364.6347
2020-12-15 06:30 | -44 | -44.0454 | 48.5934 | 50.0046 | 60.9383 | 60.9745 | -45 | -45.0444 | -182.0021 | 182.5099 | -182.0021 | 182.5099 | 49.4648 | 66.2355 | 140.1 | 143.5976 | 139.8 | 143.438 | -172.5 | -178.9469 | -178.3 | -183.0433 | -182.8 | -187.7894 | -182.5 | -187.4922 | 370.3333 | 373.2594
2020-12-15 07:00 | -43 | -43.0116 | 47.2677 | 49.7551 | 65.8607 | 65.9012 | -44 | -44.0114 | -190.8757 | 191.2629 | -190.8757 | 191.2629 | 28.0921 | 61.484 | 137.7 | 142.2525 | 135.6 | 140.4526 | -169.5 | -177.2385 | -176.1 | -182.1825 | -180.7 | -186.8643 | -180.1 | -186.3936 | 385.0258 | 387.1215
2020-12-15 07:30 | -51 | -52.1728 | 38.5881 | 38.7116 | 72.8025 | 73.7204 | -50 | -51.1957 | -199.3288 | 202.1952 | -199.3288 | 202.1952 | 24.6352 | 57.7377 | 137.7 | 142.1775 | 138 | 142.6944 | -172 | -179.4018 | -180.6 | -186.4405 | -184.9 | -190.8294 | -184.3 | -190.3727 | 402.8134 | 407.2702
2020-12-15 08:00 | -52 | -52.469 | 35.4227 | 42.4501 | 79.7606 | 80.1015 | -52 | -52.345 | -215.9221 | 216.2203 | -215.9221 | 216.2203 | 13.9435 | 64.9247 | 136.5 | 141.0156 | 136.8 | 141.6893 | -171.2 | -178.9812 | -179.4 | -185.4503 | -183.9 | -190.0358 | -183.6 | -189.7203 | 426.8787 | 433.6678
2020-12-15 08:30 | -60 | -60.075 | 33.5719 | 40.1369 | 79.9277 | 80.1118 | -60 | -60.075 | -218.1818 | 218.687 | -218.1818 | 218.687 | 10.665 | 68.4771 | 136.5 | 140.5746 | 135 | 139.1913 | -170.3 | -177.154 | -181 | -186.2242 | -185.5 | -190.8097 | -185.2 | -190.5181 | 447.575 | 456.1543
2020-12-15 09:00 | -58 | -58.2151 | 41.1409 | 50.6127 | 78.9947 | 79.4303 | -58 | -58.3095 | -214.2069 | 214.498 | -214.2069 | 214.498 | 1.7231 | 76.2655 | 136.8 | 140.5845 | 136.5 | 140.2236 | -170 | -176.7831 | -181.8 | -187.2167 | -186.3 | -191.5642 | -186.5 | -191.782 | 449.626 | 457.8666
2020-12-15 09:30 | -53 | -53.1507 | 42.2275 | 50.2922 | 73.8937 | 74.0803 | -53 | -53.0848 | -204.5631 | 205.1544 | -204.5631 | 205.1544 | -13.8551 | 68.0373 | 136.5 | 140.2926 | 134.4 | 138.5363 | -168.8 | -175.3559 | -181.9 | -186.8675 | -186 | -190.9962 | -185.7 | -190.6587 | 457.038 | 466.2238
2020-12-15 10:00 | -59 | -59.0762 | 44.5668 | 52.5798 | 76.5693 | 76.7309 | -59 | -59.0762 | -208.1486 | 208.824 | -208.1486 | 208.824 | -14.5635 | 66.4549 | 135 | 138.7639 | 134.7 | 138.472 | -167.9 | -174.3005 | -182.5 | -188.0381 | -186.9 | -192.5032 | -186.9 | -192.5015 | 484.5023 | 492.9164
2020-12-15 10:30 | -60 | -60.0083 | 41.5891 | 50.1808 | 81.7305 | 81.7526 | -60 | -60 | -218.2088 | 219.2352 | -218.2088 | 219.2352 | -26.2256 | 67.3466 | 133.8 | 137.8094 | 132.6 | 136.501 | -166.7 | -172.9909 | -182.5 | -187.5555 | -186.9 | -191.9181 | -186.9 | -191.8354 | 505.7909 | 515.5167
2020-12-15 11:00 | -69 | -69 | 35.7092 | 44.9887 | 92.3318 | 92.336 | -69 | -69 | -234.6172 | 235.717 | -234.6172 | 235.717 | -39.6358 | 53.6705 | 132.6 | 135.9513 | 132.6 | 136.085 | -164.8 | -170.6435 | -181.9 | -187.4559 | -186.4 | -191.9921 | -186.4 | -191.9443 | 531.4438 | 539.2416
2020-12-15 11:30 | -66 | -66 | 49.6846 | 58.4948 | 91.6981 | 91.7084 | -66 | -66 | -231.4666 | 233.0129 | -231.4666 | 233.0129 | -47.0515 | 61.4275 | 132 | 134.9787 | 132.6 | 135.5034 | -165.1 | -169.9711 | -184.1 | -188.9645 | -188.9 | -193.7991 | -188.8 | -193.5905 | 551.3584 | 559.3931
2020-12-15 12:00 | -68 | -69.4262 | 54.8772 | 73.9278 | 94.9049 | 95.6742 | -68 | -69.4262 | -228.3774 | 228.4478 | -228.3774 | 228.4478 | -57.1735 | 78.4491 | 133.2 | 136.9433 | 133.2 | 137.0839 | -165.5 | -171.7204 | -184.3 | -189.7142 | -189.1 | -194.6881 | -189.2 | -194.6914 | 558.087 | 566.9232
2020-12-15 12:30 | -71 | -72.8354 | 50.2867 | 68.5538 | 95.8629 | 96.3913 | -70 | -70.859 | -224.4562 | 224.5241 | -224.4562 | 224.5241 | -52.7087 | 76.3335 | 132.6 | 136.2211 | 132.9 | 136.7217 | -165.4 | -171.3077 | -183.6 | -188.8221 | -188.5 | -193.7044 | -188.6 | -193.7788 | 566.8553 | 575.7163
2020-12-15 13:00 | -70 | -72.0069 | 63.9409 | 81.2075 | 93.8065 | 94.3508 | -70 | -72.9931 | -217.8517 | 217.8775 | -217.8517 | 217.8775 | -58.9819 | 87.2328 | 132.3 | 136.1385 | 132.3 | 136.2096 | -165.6 | -171.7106 | -183.6 | -188.9661 | -188.8 | -194.0656 | -188.6 | -193.871 | 572.3189 | 581.2322
2020-12-15 13:30 | -65 | -66.2873 | 68.9778 | 85.4216 | 93.1413 | 93.6941 | -65 | -66.0984 | -217.5063 | 217.5353 | -217.5063 | 217.5353 | -65.572 | 90.8328 | 131.7 | 135.8447 | 131.4 | 135.7778 | -163.4 | -170.0252 | -182.5 | -188.1349 | -187.1 | -192.6718 | -187.2 | -192.8407 | 568.441 | 577.3581
2020-12-15 14:00 | -68 | -69.6348 | 57.5923 | 74.7195 | 97.7538 | 98.7328 | -68 | -69.4262 | -231.9503 | 231.9765 | -231.9503 | 231.9765 | -63.9974 | 88.9981 | 130.5 | 134.8312 | 130.2 | 134.4656 | -161.9 | -168.612 | -179.4 | -185.2533 | -184.3 | -190.1001 | -183.9 | -189.6145 | 555.1179 | 563.1093
2020-12-15 14:30 | -70 | -70.1783 | 39.0116 | 49.9495 | 91.981 | 92.2027 | -70 | -70.1783 | -217.5001 | 217.545 | -217.5001 | 217.545 | -59.0069 | 73.542 | 132 | 136.2836 | 131.1 | 135.412 | -165.7 | -172.1823 | -182.1 | -187.7713 | -186.9 | -192.6703 | -186.3 | -192.0883 | 552.1427 | 558.6949
2020-12-15 15:00 | -72 | -72.5603 | 36.1447 | 49.061 | 92.7146 | 93.2248 | -73 | -73.5527 | -212.1562 | 212.1598 | -212.1562 | 212.1598 | -89.5473 | 97.6068 | 130.2 | 134.4656 | 130.8 | 135.1216 | -162.7 | -169.3803 | -176.8 | -182.536 | -181 | -186.7292 | -181 | -186.6802 | 510.2726 | 517.2168
2020-12-15 15:30 | -65 | -66.0984 | 40.9416 | 55.1064 | 86.9844 | 88.1146 | -64 | -65.1153 | -202.7277 | 202.8246 | -202.7277 | 202.8246 | -82.1068 | 97.3875 | 127.2 | 130.8289 | 127.8 | 131.2739 | -160.6 | -166.3277 | -174.1 | -181.332 | -178.6 | -185.9324 | -178.8 | -186.236 | 508.6217 | 514.3384
2020-12-15 16:00 | -69 | -70.0357 | 40.6244 | 56.9819 | 92.3555 | 93.2275 | -69 | -70.0357 | -212.9075 | 212.9707 | -212.9075 | 212.9707 | -62.2319 | 81.3487 | 122.1 | 125.8828 | 123.3 | 127.1862 | -153.2 | -158.8529 | -166.7 | -174.0658 | -171 | -178.5292 | -171.2 | -178.865 | 506.3989 | 509.1948
2020-12-15 16:30 | -71 | -69.1158 | 37.0473 | 41.0607 | 92.7047 | 92.7479 | -70 | -70.1142 | -218.3326 | 218.9052 | -218.3326 | 218.9052 | -47.2924 | 72.6996 | 124.5 | 127.9935 | 121.2 | 124.6445 | -155.9 | -160.9995 | -167.7 | -173.6067 | -172.2 | -178.1866 | -171.6 | -177.7104 | 476.1324 | 480.992
2020-12-15 17:00 | -70 | -70 | 39.1979 | 44.006 | 92.9748 | 92.9916 | -69 | -69 | -227.39 | 227.6479 | -227.39 | 227.6479 | -31.9541 | 66.7921 | 132.9 | 136.6516 | 131.7 | 135.3452 | -166.1 | -172.0356 | -178 | -184.7011 | -182.2 | -188.9361 | -182.3 | -189.2726 | 453.8883 | 458.6934
2020-12-15 17:30 | -73 | -73 | 34.8865 | 39.4894 | 92.926 | 92.9275 | -72 | -72.0625 | -232.574 | 232.9434 | -232.574 | 232.9434 | -46.2454 | 71.9174 | 133.8 | 138.2688 | 133.5 | 138.2688 | -167.6 | -175.0718 | -178 | -186.1858 | -181.7 | -189.9289 | -181.8 | -190.1707 | 416.5929 | 421.2634
2020-12-15 18:00 | -65 | -69.029 | 39.4832 | 42.0952 | 87.3605 | 87.3648 | -65 | -70.0286 | -221.0902 | 221.4924 | -221.0902 | 221.4924 | -39.2714 | 56.159 | 135.6 | 139.2789 | 134.4 | 138.0421 | -168.4 | -174.9709 | -177.8 | -184.6696 | -182.5 | -189.4384 | -182.3 | -189.3535 | 379.3516 | 387.0865
2020-12-15 18:30 | -64 | -64.0312 | 37.9971 | 42.5975 | 89.2832 | 89.4692 | -64 | -64.0312 | -222.3473 | 222.3475 | -222.3473 | 222.3475 | -2.1251 | 42.6169 | 134.7 | 138.3342 | 133.5 | 137.6634 | -167.9 | -174.2736 | -177.4 | -184.4753 | -182 | -189.2007 | -181.7 | -188.9258 | 402.6423 | 406.1707
2020-12-15 19:00 | -65 | -65.0692 | 45.0783 | 48.5023 | 81.9162 | 82.2114 | -65 | -65.0692 | -212.1725 | 212.177 | -212.1725 | 212.177 | 14.4187 | 46.2143 | 136.8 | 140.7946 | 136.8 | 140.7946 | -169.1 | -176.112 | -178 | -185.8087 | -182.9 | -190.6943 | -182.3 | -190.3873 | 402.1697 | 405.3765
2020-12-15 19:30 | -59 | -59.0762 | 47.3981 | 50.2006 | 78.9524 | 79.2384 | -60 | -60.075 | -207.1392 | 207.1397 | -207.1392 | 207.1397 | 18.4276 | 42.8939 | 136.8 | 141.6893 | 135.9 | 140.8205 | -170.1 | -178.1063 | -177.9 | -186.5659 | -182.9 | -191.6955 | -182.5 | -191.4645 | 381.1014 | 384.7569
2020-12-15 20:00 | -63 | -60.0083 | 42.7907 | 46.4648 | 85.6163 | 85.7553 | -60 | -60.0083 | -217.7469 | 217.7644 | -217.7469 | 217.7644 | 22.8285 | 41.9593 | 136.2 | 140.0007 | 136.8 | 140.9378 | -169.8 | -176.4813 | -177.1 | -185.2668 | -181.1 | -189.3258 | -180.7 | -189.1194 | 361.6691 | 365.1818
2020-12-15 20:30 | -58 | -58.1378 | 44.4832 | 47.5447 | 79.2445 | 79.6063 | -58 | -58.0775 | -207.1502 | 207.1585 | -207.1502 | 207.1585 | 30.6344 | 60.2492 | 136.8 | 140.724 | 136.8 | 140.6539 | -171.1 | -178.061 | -176.8 | -184.526 | -181.6 | -189.345 | -181 | -188.9408 | 369.36 | 374.5167
2020-12-15 21:00 | -69 | -69.1809 | 30.5283 | 34.5483 | 89.4548 | 89.8816 | -69 | -69.1158 | -217.8598 | 217.9429 | -217.8598 | 217.9429 | 47.0728 | 98.2841 | 138.6 | 142.5442 | 138 | 141.9609 | -171.9 | -178.9683 | -176.6 | -183.1918 | -181 | -187.7525 | -180.6 | -187.5124 | 349.7565 | 357.7102
2020-12-15 21:30 | -59 | -59.1354 | 36.1878 | 38.8914 | 78.2609 | 78.7969 | -60 | -60.1332 | -202.4679 | 202.5866 | -202.4679 | 202.5866 | 72.2665 | 112.177 | 137.7 | 141.3242 | 138.6 | 142.2687 | -171.2 | -177.6941 | -175.7 | -182.4855 | -180.5 | -187.4583 | -179.9 | -186.9893 | 337.0932 | 342.5932
2020-12-15 22:00 | -58 | -58.2151 | 31.0265 | 33.6777 | 77.8786 | 78.4998 | -58 | -58.1378 | -198.4602 | 198.7085 | -198.4602 | 198.7085 | 92.4056 | 124.95 | 139.8 | 143.6421 | 138.9 | 142.6972 | -174 | -180.9863 | -177.1 | -184.3803 | -181.4 | -188.9001 | -180.9 | -188.6453 | 315.8024 | 320.8793
2020-12-15 22:30 | -51 | -51.3517 | 35.4263 | 37.5858 | 69.5226 | 70.5379 | -51 | -51.2445 | -189.7324 | 190.1241 | -189.7324 | 190.1241 | 101.9586 | 129.959 | 140.7 | 144.6563 | 140.4 | 144.3645 | -174.8 | -182.2853 | -177 | -184.9377 | -181.2 | -189.1038 | -180.8 | -189.0681 | 305.9204 | 311.0537
2020-12-15 23:00 | -48 | -46.3897 | 34.9652 | 36.7805 | 66.2688 | 67.4304 | -47 | -47.3814 | -186.6489 | 187.0533 | -186.6489 | 187.0533 | 111.0484 | 138.7146 | 141 | 146.6187 | 140.1 | 145.7534 | -174.9 | -185.101 | -175.9 | -186.3412 | -179.8 | -190.3757 | -180 | -190.939 | 287.4345 | 293.1615
2020-12-15 23:30 | -48 | -48.2597 | 36.3189 | 37.7022 | 64.8687 | 65.8711 | -48 | -48.2597 | -191.8418 | 192.0424 | -191.8418 | 192.0424 | 104.9892 | 132.3697 | 141.3 | 146.3465 | 140.7 | 145.9252 | -175.2 | -184.7404 | -176 | -185.6896 | -180.9 | -190.844 | -180 | -190.2487 | 302.2415 | 307.0568
2020-12-16 | -31 | -31.5753 | 47.3313 | 48.208 | 49.3183 | 51.0965 | -31 | -31.5753 | -159.7787 | 160.3764 | -159.7787 | 160.3764 | 98.0428 | 130.9921 | 141.6 | 147.278 | 140.1 | 145.92 | -175.6 | -186.2573 | -175.5 | -186.2633 | -179.7 | -190.6896 | -179.4 | -190.7443 | 261.7884 | 266.9381
2020-12-16 00:30 | -36 | -36.6742 | 36.2493 | 37.2182 | 55.6757 | 57.4087 | -35 | -35.5106 | -160.4829 | 161.3032 | -160.4829 | 161.3032 | 110.7205 | 139.2439 | 140.4 | 146.2921 | 141.3 | 147.0725 | -174.5 | -185.2541 | -174.8 | -185.8404 | -179.1 | -190.3265 | -178.6 | -190.232 | 256.4229 | 260.9353
2020-12-16 01:00 | -40 | -40.4475 | 33.6528 | 34.3866 | 55.957 | 57.6713 | -40 | -40.3113 | -156.5099 | 157.4466 | -156.5099 | 157.4466 | 111.9267 | 139.9458 | 141.9 | 147.9003 | 140.4 | 146.5475 | -176 | -187.1049 | -174.8 | -185.9425 | -178.3 | -189.6419 | -178.2 | -189.9256 | 245.0674 | 249.9912
2020-12-16 01:30 | -37 | -37.6563 | 36.6304 | 37.3385 | 51.4939 | 53.6503 | -37 | -37.6563 | -149.2065 | 150.416 | -149.2065 | 150.416 | 117.8581 | 151.1473 | 141.3 | 147.7563 | 140.7 | 147.0076 | -174.2 | -185.4813 | -173.6 | -183.7745 | -177.9 | -188.1685 | -177.3 | -187.9935 | 234.9091 | 234.98
2020-12-16 02:00 | -45 | -45.5412 | 28.4074 | 29.319 | 59.2285 | 61.1011 | -44 | -44.4072 | -157.7459 | 158.9312 | -157.7459 | 158.9312 | 124.7122 | 154.6963 | 141.3 | 146.9072 | 141 | 146.7012 | -176.2 | -187.0905 | -175.5 | -186.2573 | -179.5 | -190.4009 | -179.6 | -190.8985 | 221.9521 | 222.0468
2020-12-16 02:30 | -41 | -42.7551 | 31.3215 | 32.2146 | 55.2768 | 57.5344 | -41 | -41.5933 | -151.0031 | 152.6369 | -151.0031 | 152.6369 | 131.0133 | 161.5072 | 148.2 | 154.2843 | 147.9 | 154.1644 | -184 | -195.7505 | -182.5 | -193.932 | -186.9 | -198.5125 | -186 | -198.0061 | 209.5398 | 209.7576
2020-12-16 03:00 | -34 | -34.5254 | 34.8688 | 35.2486 | 50.7785 | 52.7745 | -34 | -34.3657 | -144.6413 | 146.4323 | -144.6413 | 146.4323 | 141.6526 | 170.7098 | 154.8 | 160.6345 | 155.4 | 161.4546 | -192.3 | -204.841 | -190.3 | -202.2532 | -194.9 | -207.1232 | -194.5 | -207.0881 | 198.1936 | 198.6319
2020-12-16 03:30 | -37 | -37.3363 | 38.5827 | 39.0451 | 46.8023 | 49.2571 | -37 | -37.3363 | -138.6252 | 140.7574 | -138.6252 | 140.7574 | 151.0452 | 180.1672 | 164.4 | 169.7547 | 165.9 | 171.2821 | -203.2 | -215.8136 | -200.1 | -212.2228 | -204.7 | -217.0265 | -204.9 | -217.7514 | 184.9766 | 185.4644
2020-12-16 04:00 | -41 | -41.4367 | 30.459 | 30.9111 | 56.294 | 58.0025 | -40 | -37.4833 | -153.5118 | 155.0821 | -153.5118 | 155.0821 | 144.8091 | 174.7051 | 166.2 | 171.5727 | 163.8 | 169.2489 | -202.9 | -215.4302 | -200.3 | -212.3781 | -204.8 | -217.1208 | -203.8 | -216.4123 | 190.6898 | 191.6048
2020-12-16 04:30 | -39 | -39.2046 | 35.2559 | 35.4698 | 54.4729 | 55.5687 | -39 | -39.0128 | -154.0446 | 154.981 | -154.0446 | 154.981 | 131.6101 | 161.6012 | 157.5 | 162.6238 | 157.2 | 162.6368 | -195 | -206.6153 | -193.2 | -204.4223 | -198 | -209.5143 | -197 | -208.9146 | 217.8354 | 218.3439
2020-12-16 05:00 | -36 | -36.1248 | 40.6819 | 40.951 | 52.5681 | 53.4984 | -36 | -36.1248 | -148.737 | 149.1887 | -148.737 | 149.1887 | 120.6307 | 151.2936 | 154.5 | 159.4942 | 155.4 | 160.3662 | -192.7 | -203.4314 | -190.3 | -200.8056 | -194.9 | -205.6438 | -194.6 | -205.6811 | 229.541 | 230.0716
2020-12-16 05:30 | -37 | -37 | 42.4377 | 42.7866 | 56.6404 | 57.0307 | -36 | -36.0139 | -162.9511 | 163.0548 | -162.9511 | 163.0548 | 118.3594 | 149.5046 | 159.3 | 164.1483 | 157.8 | 162.9892 | -196.2 | -207.2277 | -195.5 | -205.616 | -200.6 | -211.0538 | -200.1 | -210.7343 | 258.0858 | 259.4602
2020-12-16 06:00 | -41 | -41 | 43.8713 | 44.133 | 61.1626 | 61.3806 | -41 | -41 | -172.2582 | 172.2637 | -172.2582 | 172.2637 | 106.1839 | 136.5731 | 156.9 | 160.3948 | 157.8 | 161.5274 | -195 | -203.2333 | -195.4 | -203.2938 | -199.8 | -207.813 | -199.4 | -207.6362 | 279.4515 | 280.5766
2020-12-16 06:30 | -43 | -43.0116 | 43.289 | 44.474 | 63.3124 | 63.5829 | -42 | -42.0119 | -180.8054 | 180.8147 | -180.8054 | 180.8147 | 89.5641 | 111.0311 | 157.2 | 161.1366 | 158.1 | 162.0147 | -195.4 | -204.4338 | -197.4 | -206.9376 | -202.3 | -212.002 | -202 | -211.9567 | 307.3407 | 307.4177
2020-12-16 07:00 | -45 | -45.0111 | 39.8755 | 41.1676 | 65.9665 | 66.1542 | -46 | -46 | -182.5099 | 182.51 | -182.5099 | 182.51 | 87.5372 | 111.5419 | 160.8 | 165.8219 | 158.4 | 163.6452 | -197.4 | -208.6541 | -200.8 | -210.0655 | -205.6 | -214.948 | -205.3 | -214.9131 | 317.504 | 317.7471
2020-12-16 07:30 | -30 | -30.0167 | 47.1919 | 47.854 | 56.9113 | 56.98 | -32 | -32.0624 | -171.2823 | 171.3465 | -171.2823 | 171.3465 | 92.7895 | 118.4304 | 165.6 | 170.4805 | 165.6 | 170.6241 | -205 | -216.3646 | -207 | -216.609 | -210.6 | -220.2851 | -211.5 | -221.338 | 317.9601 | 318.3465
2020-12-16 08:00 | -44 | -44 | 38.7818 | 39.8687 | 63.7603 | 63.8955 | -43 | -43 | -177.3001 | 177.3224 | -177.3001 | 177.3224 | 96.9238 | 121.234 | 169.8 | 174.4938 | 169.2 | 173.8409 | -209.2 | -220.696 | -211.8 | -221.4618 | -217.1 | -226.9106 | -216.2 | -226.314 | 309.9044 | 310.4302
2020-12-16 08:30 | -45 | -45 | 23.8382 | 27.4577 | 76.3825 | 76.6382 | -48 | -48 | -187.0078 | 187.0207 | -187.0078 | 187.0207 | 79.9655 | 121.4203 | 161.4 | 166.9273 | 160.8 | 166.3472 | -197.5 | -209.4382 | -198.3 | -206.9768 | -202.7 | -211.5361 | -202.5 | -211.4213 | 302.4442 | 304.251
2020-12-16 09:00 | -49 | -49 | 30.8385 | 32.2922 | 63.9733 | 64.1774 | -48 | -48 | -172.8952 | 172.8991 | -172.8952 | 172.8991 | 92.3442 | 130.7619 | 166.2 | 170.9926 | 163.8 | 168.8049 | -203.4 | -214.9137 | -208.3 | -216.8377 | -213.3 | -221.8786 | -212.9 | -221.6603 | 334.7133 | 336.108
2020-12-16 09:30 | -52 | -52.0096 | 25.2111 | 27.1743 | 64.4801 | 64.6933 | -52 | -52.0096 | -172.7852 | 172.7856 | -172.7852 | 172.7856 | 97.7243 | 132.7402 | 167.1 | 171.7282 | 169.2 | 173.9796 | -207 | -218.7084 | -210.4 | -218.7332 | -215.3 | -223.8292 | -214.9 | -223.582 | 320.4472 | 322.4982
2020-12-16 10:00 | -41 | -41.1096 | 24.9743 | 28.7495 | 56.8132 | 57.6263 | -41 | -41.1096 | -164.8388 | 164.9122 | -164.8388 | 164.9122 | 66.7777 | 99.3535 | 162.9 | 168.0048 | 163.5 | 168.66 | -200.1 | -211.6625 | -202.3 | -211.4416 | -207 | -216.3165 | -206.8 | -216.2417 | 287.6397 | 289.4764
2020-12-16 10:30 | -43 | -43.2897 | 23.0982 | 28.1755 | 57.6903 | 58.8954 | -43 | -43.2897 | -171.9306 | 172.0353 | -171.9306 | 172.0353 | 45.566 | 78.6239 | 148.8 | 153.6003 | 148.8 | 153.9792 | -184.8 | -194.7017 | -186.4 | -194.4016 | -190.9 | -199.1994 | -190.7 | -198.9792 | 258.7034 | 261.6655
2020-12-16 11:00 | -54 | -51.0882 | 14.0247 | 20.0781 | 65.5513 | 66.1445 | -51 | -51.1566 | -176.6907 | 176.6907 | -176.6907 | 176.6907 | 54.6323 | 82.8399 | 148.5 | 152.2538 | 145.8 | 149.3566 | -182.4 | -189.8329 | -181.6 | -189.3167 | -186.2 | -194.2383 | -185 | -192.9457 | 270.4991 | 272.1079
2020-12-16 11:30 | -45 | -45.0111 | 9.7724 | 14.5763 | 57.8153 | 58.4401 | -44 | -44 | -166.2121 | 166.2191 | -166.2121 | 166.2191 | 67.4396 | 94.4162 | 150.3 | 153.3833 | 150.3 | 153.5654 | -184.8 | -191.7883 | -184.7 | -191.8804 | -188.8 | -196.1522 | -188.9 | -196.3572 | 285.4036 | 286.7635
2020-12-16 12:00 | -44 | -44.0454 | 12.3039 | 16.6736 | 54.4076 | 55.088 | -42 | -42.0119 | -159.0944 | 159.1188 | -159.0944 | 159.1188 | 63.2765 | 100.6108 | 151.5 | 154.5594 | 152.1 | 155.1476 | -188.3 | -195.3748 | -190 | -197.5247 | -194.6 | -202.2503 | -194.4 | -202.2775 | 293.8232 | 295.0356
2020-12-16 12:30 | -45 | -45.0444 | 10.4311 | 14.8997 | 56.511 | 57.2764 | -44 | -41.0122 | -152.8687 | 152.8915 | -152.8687 | 152.8915 | 60.623 | 100.0989 | 159 | 162.3277 | 158.1 | 161.631 | -198.1 | -206.7279 | -198.1 | -206.5855 | -203.4 | -212.2355 | -202.5 | -211.3348 | 256.1366 | 259.3504
2020-12-16 13:00 | -37 | -39.0128 | 15.5935 | 17.5889 | 57.219 | 57.5325 | -37 | -39.0128 | -146.6694 | 146.8857 | -146.6694 | 146.8857 | 61.5078 | 96.5967 | 161.1 | 163.9804 | 160.8 | 163.6857 | -199.7 | -207.7304 | -199.9 | -207.9092 | -204.8 | -213.0188 | -204.6 | -212.9093 | 255.1556 | 257.7044
2020-12-16 13:30 | -43 | -43.0465 | 27.0789 | 29.8554 | 58.8299 | 59.398 | -43 | -43.0465 | -153.4979 | 153.6087 | -153.4979 | 153.6087 | 67.3242 | 108.0282 | 163.8 | 167.4559 | 164.4 | 168.0428 | -203 | -212.5215 | -204.9 | -214.3959 | -210.2 | -219.9615 | -209.5 | -219.3519 | 277.3788 | 278.268
2020-12-16 14:00 | -47 | -47.2652 | 22.2642 | 28.1181 | 67.6623 | 68.6607 | -47 | -47.2652 | -168.6717 | 168.6723 | -168.6717 | 168.6723 | 99.1587 | 138.1994 | 182.7 | 188.5246 | 180.6 | 186.4157 | -225.9 | -241.5744 | -227.6 | -239.5778 | -233.9 | -246.1235 | -233.3 | -245.6784 | 267.5622 | 268.9911
2020-12-16 14:30 | -63 | -63.2851 | 15.2071 | 23.3886 | 78.2471 | 79.1738 | -63 | -63.2851 | -180.4905 | 180.4973 | -180.4905 | 180.4973 | 128.6496 | 157.6527 | 188.7 | 193.649 | 188.4 | 193.0903 | -233.8 | -248.0622 | -236.8 | -247.9742 | -242.4 | -253.6125 | -241.6 | -253.152 | 310.8147 | 311.9652
2020-12-16 15:00 | -60 | -60.8276 | 25.8548 | 32.8768 | 73.5434 | 75.0784 | -60 | -60.8276 | -171.7242 | 171.8402 | -171.7242 | 171.8402 | 93.9812 | 136.5409 | 183 | 188.8154 | 183.6 | 189.8469 | -224.3 | -239.4916 | -226.6 | -238.3426 | -232.1 | -244.2262 | -231.4 | -243.6235 | 281.659 | 284.305
2020-12-16 15:30 | -68 | -68.593 | 19.3343 | 30.1583 | 86.1725 | 87.0554 | -67 | -67.4759 | -194.479 | 194.5172 | -194.479 | 194.5172 | 79.1052 | 112.4664 | 177.6 | 182.4299 | 179.1 | 184.0275 | -217.4 | -230.2026 | -222.2 | -232.6307 | -227.7 | -238.4532 | -227.4 | -238.2859 | 288.9484 | 291.803
2020-12-16 16:00 | -72 | -71.7008 | 20.7141 | 32.5106 | 91.4235 | 92.4348 | -72 | -72.6911 | -204.6595 | 204.7251 | -204.6595 | 204.7251 | 81.2138 | 115.0708 | 180 | 185.1114 | 180.9 | 186.127 | -221.7 | -235.7263 | -225.9 | -236.735 | -231.3 | -242.3067 | -230.9 | -242.0446 | 300.9863 | 304.1264
2020-12-16 16:30 | -80 | -80.6226 | 16.519 | 30.7876 | 102.1165 | 103.0858 | -80 | -80.6226 | -227.2953 | 227.3646 | -227.2953 | 227.3646 | 56.4645 | 99.0163 | 170.7 | 174.332 | 168.9 | 172.82 | -210.1 | -220.122 | -215.8 | -225.8433 | -220.7 | -230.9383 | -220.1 | -230.3945 | 328.3365 | 329.7279
2020-12-16 17:00 | -80 | -81.8841 | 22.0548 | 33.9369 | 100.6399 | 101.5424 | -79 | -79.7621 | -226.697 | 226.7558 | -226.697 | 226.7558 | 69.865 | 111.7923 | 177.9 | 181.7478 | 177.3 | 181.3475 | -221 | -232.6193 | -227.2 | -238.793 | -232.4 | -244.0797 | -231.5 | -243.4386 | 319.1015 | 320.5421
2020-12-16 17:30 | -64 | -65.1153 | 33.3142 | 41.0611 | 85.2079 | 86.4442 | -64 | -65.1153 | -205.5458 | 205.6364 | -205.5458 | 205.6364 | 58.333 | 109.8188 | 180.6 | 184.763 | 180.3 | 184.4066 | -223 | -235.1788 | -227.2 | -239.1948 | -232.8 | -245.2666 | -232.2 | -244.8553 | 306.668 | 307.8868
2020-12-16 18:00 | -51 | -51.2445 | 45.8663 | 49.3013 | 72.4342 | 73.1144 | -51 | -51.2445 | -185.4909 | 185.4917 | -185.4909 | 185.4917 | 82.4182 | 118.711 | 186.3 | 189.2001 | 186.9 | 189.791 | -229.4 | -239.8716 | -233 | -243.4322 | -239 | -249.6964 | -238.3 | -249.407 | 311.7127 | 313.907
2020-12-16 18:30 | -36 | -36.2215 | 58.4801 | 60.4528 | 58.9992 | 59.7912 | -37 | -37.2156 | -164.2257 | 164.2267 | -164.2257 | 164.2267 | 86.1027 | 124.2666 | 189 | 192.3421 | 186.6 | 190.1555 | -231.6 | -243.0532 | -234 | -245.3318 | -239.7 | -251.2193 | -239.7 | -251.5508 | 295.4736 | 297.242
2020-12-16 19:00 | -35 | -35.5106 | 56.5154 | 59.0499 | 61.8043 | 62.7938 | -35 | -35.3553 | -168.3851 | 168.4339 | -168.3851 | 168.4339 | 112.9022 | 141.7999 | 187.8 | 190.9426 | 187.8 | 191.1073 | -231.8 | -242.8138 | -234.6 | -245.88 | -240.5 | -251.8702 | -240 | -251.7761 | 311.5153 | 312.1812
2020-12-16 19:30 | -40 | -40.6079 | 59.471 | 61.9046 | 58.4404 | 59.71 | -40 | -40.4475 | -162.3707 | 162.4527 | -162.3707 | 162.4527 | 110.1719 | 142.148 | 186.6 | 190.1555 | 187.5 | 190.9815 | -231.2 | -243.0297 | -232.4 | -243.9882 | -239 | -250.8838 | -238.2 | -250.4905 | 299.9843 | 300.7708
2020-12-16 20:00 | -50 | -50.636 | 51.7773 | 55.2365 | 68.2853 | 69.2201 | -48 | -48.5077 | -177.9708 | 177.9931 | -177.9708 | 177.9931 | 118.4568 | 148.3641 | 188.1 | 191.3469 | 185.7 | 189.1004 | -231.7 | -243.0833 | -234.4 | -245.618 | -240 | -251.5355 | -239.1 | -250.9791 | 311.4008 | 312.379
2020-12-16 20:30 | -44 | -44.4072 | 52.5966 | 55.184 | 63.9391 | 65.016 | -44 | -44.4072 | -166.3928 | 166.4797 | -166.3928 | 166.4797 | 94.7703 | 118.6591 | 129.6 | 133.3027 | 128.7 | 132.7157 | -170.3 | -176.8811 | -177.9 | -185.2044 | -182.5 | -189.9013 | -181.9 | -189.6045 | 411.1291 | 411.1669
2020-12-16 21:00 | -42 | -42.107 | 60.5554 | 61.816 | 52.5916 | 53.5838 | -36 | -43.0465 | -146.8352 | 146.8913 | -146.8352 | 146.8913 | 101.7588 | 138.704 | 128.1 | 132.1339 | 127.8 | 131.9918 | -169 | -175.9602 | -175.6 | -182.7044 | -180 | -187.3329 | -179.1 | -186.6643 | 394.1546 | 394.1593
2020-12-16 21:30 | -42 | -42 | 47.4565 | 48.0632 | 61.2627 | 61.5769 | -42 | -42 | -159.2172 | 159.2172 | -159.2172 | 159.2172 | 112.1765 | 140.5245 | 129.6 | 133.2328 | 130.2 | 134.0272 | -171.9 | -178.5567 | -176.3 | -183.3901 | -180.8 | -188.0466 | -180.7 | -188.228 | 371.401 | 371.4011
2020-12-16 22:00 | -43 | -42.0119 | 41.5928 | 42.2666 | 62.4553 | 62.954 | -44 | -44 | -156.1699 | 156.2234 | -156.1699 | 156.2234 | 128.7679 | 156.6529 | 130.5 | 134.2435 | 130.2 | 134.391 | -174.1 | -180.8641 | -177.4 | -183.884 | -181.9 | -188.3842 | -180.8 | -187.4801 | 354.0768 | 354.1676
2020-12-16 22:30 | -31 | -31.0644 | 51.8278 | 52.189 | 48.8299 | 49.7145 | -31 | -31.0644 | -139.5841 | 139.6809 | -139.5841 | 139.6809 | 131.0684 | 160.2077 | 130.5 | 134.6816 | 132.6 | 136.5725 | -174.4 | -181.6201 | -175.8 | -182.7858 | -179.9 | -186.9077 | -179.6 | -186.8932 | 323.0894 | 323.1203
2020-12-16 23:00 | -18 | -18.1108 | 60.6468 | 60.6546 | 37.5856 | 37.9125 | -18 | -18.1108 | -126.8715 | 126.8987 | -126.8715 | 126.8987 | 141.4031 | 170.0648 | 130.8 | 134.4696 | 131.1 | 134.8312 | -173.7 | -180.2635 | -175.8 | -182.7858 | -179.9 | -186.9349 | -179.7 | -187.0446 | 326.3936 | 326.422
2020-12-16 23:30 | -1 | -1.4142 | 77.9262 | 77.9627 | 20.8002 | 21.301 | 0 | -5 | -109.4205 | 109.5878 | -109.4205 | 109.5878 | 130.7125 | 160.2536 | 130.2 | 134.0272 | 132 | 135.7065 | -174 | -180.8221 | -175.6 | -182.6621 | -179.7 | -186.7969 | -179.3 | -186.744 | 320.48 | 320.4802
2020-12-17 | 10 | 10.7703 | 81.5596 | 81.6321 | 12.8004 | 13.4361 | 10 | 10.7703 | -88.9111 | 88.9705 | -88.9111 | 88.9705 | 132.8418 | 163.7392 | 131.4 | 135.4077 | 131.4 | 135.4077 | -174.1 | -181.484 | -175.2 | -182.7256 | -179.4 | -187.088 | -179 | -186.9679 | 301.327 | 301.3363
2020-12-17 00:30 | 14 | 13.9284 | 86.737 | 86.9237 | 3.5203 | 6.3438 | 14 | 14.5602 | -70.9898 | 71.0486 | -70.9898 | 71.0486 | 136.7872 | 164.3351 | 131.4 | 135.4805 | 131.4 | 135.4805 | -173.4 | -180.7802 | -174.7 | -182.1894 | -178.8 | -186.5857 | -178.3 | -186.4225 | 276.9468 | 277.0305
2020-12-17 01:00 | 19 | 19.4165 | 84.3661 | 84.5913 | 3.3779 | 5.7462 | 18 | 18.4391 | -62.8931 | 62.9352 | -62.8931 | 62.9352 | 140.473 | 168.4271 | 130.8 | 135.0467 | 132.6 | 136.8648 | -174.6 | -182.4277 | -174.8 | -182.6003 | -179.2 | -187.1018 | -178.7 | -186.9724 | 276.6817 | 276.7247
2020-12-17 01:30 | 20 | 20.8806 | 87.7049 | 88.1007 | -2.1317 | 6.2067 | 21 | 21.8403 | -61.7452 | 61.7739 | -61.7452 | 61.7739 | 152.0737 | 176.759 | 132 | 136.4341 | 131.7 | 136.1438 | -175.2 | -182.8396 | -175.8 | -183.5291 | -180.8 | -188.6919 | -180.4 | -188.6856 | 269.84 | 269.9434
2020-12-17 02:00 | 22 | 22.561 | 88.9442 | 89.3071 | -3.9598 | 6.0976 | 22 | 22.561 | -51.8263 | 51.8396 | -51.8263 | 51.8396 | 153.6708 | 177.9205 | 132.6 | 136.9394 | 132 | 136.587 | -174.2 | -181.9681 | -174.4 | -182.3046 | -178.6 | -186.672 | -178 | -186.3627 | 272.5002 | 272.5998
2020-12-17 02:30 | 24 | 25 | 89.8607 | 90.3577 | -6.5733 | 8.6684 | 25 | 25.7099 | -50.6767 | 50.6894 | -50.6767 | 50.6894 | 155.725 | 180.3227 | 132.6 | 137.4789 | 132.9 | 137.9276 | -176.3 | -185.0409 | -176.4 | -185.2886 | -180.4 | -189.3724 | -179.5 | -188.7922 | 255.4951 | 255.8128
2020-12-17 03:00 | 30 | 30.8058 | 97.9703 | 98.4358 | -13.2717 | 14.9594 | 30 | 30.5941 | -44.1294 | 44.1795 | -44.1294 | 44.1795 | 155.7934 | 180.6611 | 132 | 136.9801 | 132 | 137.0606 | -175.4 | -184.2788 | -175.1 | -183.9592 | -179.3 | -188.3249 | -179 | -188.5053 | 252.8359 | 253.172
2020-12-17 03:30 | 35 | 35.5106 | 101.9687 | 102.4906 | -18.0435 | 19.2161 | 35 | 35.5106 | -34.2431 | 34.3681 | -34.2431 | 34.3681 | 153.1835 | 178.009 | 132.3 | 137.1105 | 132.6 | 137.7193 | -175.2 | -184.2082 | -174.8 | -184.047 | -179 | -188.348 | -178.2 | -187.8393 | 247.3496 | 247.754
2020-12-17 04:00 | 29 | 29.8329 | 96.5054 | 97.078 | -11.7017 | 13.8018 | 29 | 29.8329 | -48.8178 | 48.9354 | -48.8178 | 48.9354 | 153.3984 | 178.1109 | 132.9 | 137.9276 | 132.6 | 137.7193 | -177.6 | -186.3403 | -177.1 | -185.9856 | -181.6 | -190.6982 | -181.1 | -190.5304 | 252.0071 | 252.2785
2020-12-17 04:30 | 28 | 29.4109 | 96.4921 | 97.1498 | -8.8196 | 13.0688 | 27 | 28.1603 | -56.0953 | 56.5161 | -56.0953 | 56.5161 | 148.3984 | 171.9768 | 132 | 136.587 | 131.7 | 136.3747 | -175.5 | -183.5319 | -175.2 | -183.4514 | -179.6 | -188.1877 | -178.8 | -187.6658 | 271.5295 | 271.8374
2020-12-17 05:00 | 35 | 35.9026 | 101.323 | 101.535 | -11.2903 | 12.5964 | 35 | 35.9026 | -61.1895 | 61.209 | -61.1895 | 61.209 | 136.722 | 160.6051 | 132.3 | 136.7243 | 131.4 | 135.9301 | -174.9 | -183.1056 | -175.4 | -183.9712 | -179.7 | -188.3729 | -179.2 | -188.1991 | 280.6005 | 280.7541
2020-12-17 05:30 | 33 | 32.9848 | 107.6202 | 107.7383 | -12.571 | 14.6541 | 33 | 33.9559 | -62.2735 | 62.4906 | -62.2735 | 62.4906 | 125.3429 | 149.8091 | 132.3 | 136.8003 | 131.4 | 136.1633 | -173.9 | -181.7524 | -175.7 | -183.4909 | -179.7 | -188.0213 | -179.4 | -187.9284 | 287.6893 | 287.6937
2020-12-17 06:00 | 26 | 28.4605 | 103.3502 | 103.3896 | -4.7548 | 9.9029 | 26 | 27.5136 | -80.0842 | 80.4028 | -80.0842 | 80.4028 | 116.6365 | 146.8144 | 131.4 | 135.9301 | 132.6 | 137.244 | -173.3 | -181.4169 | -176.3 | -183.8939 | -180.5 | -188.1767 | -180 | -187.9543 | 320.9717 | 320.973
2020-12-17 06:30 | 20 | 20.8806 | 96.9137 | 96.9494 | 0.85537 | 5.0797 | 21 | 21.8403 | -94.1874 | 94.2858 | -94.1874 | 94.2858 | 87.9608 | 105.2915 | 130.8 | 136.9266 | 129.9 | 136.0671 | -172.4 | -182.7738 | -176.5 | -185.4144 | -181 | -190.0353 | -180.7 | -189.9335 | 336.5252 | 337.6386
2020-12-17 07:00 | 13 | 14.3178 | 82.289 | 82.2923 | 13.2039 | 15.899 | 12 | 13 | -110.439 | 110.9479 | -110.439 | 110.9479 | 78.8899 | 95.9775 | 129.3 | 134.5449 | 131.4 | 136.6463 | -171.5 | -180.6927 | -176.6 | -185.026 | -181.1 | -189.6198 | -180.9 | -189.6977 | 334.9536 | 335.4691
2020-12-17 07:30 | 2 | 5.3852 | 70.5002 | 70.5005 | 19.4271 | 21.1564 | 2 | 5.3852 | -118.554 | 119.1711 | -118.554 | 119.1711 | 79.4319 | 97.8191 | 128.7 | 134.1362 | 127.5 | 133.1571 | -169.7 | -178.9217 | -175.9 | -184.3579 | -180.6 | -189.2615 | -180.3 | -189.1256 | 350.4471 | 350.4819
2020-12-17 08:00 | -12 | -13.4164 | 58.3376 | 58.3685 | 29.276 | 30.3337 | -12 | -13.4164 | -130.6901 | 131.1396 | -130.6901 | 131.1396 | 75.8124 | 95.5123 | 128.7 | 133.9684 | 127.8 | 133.273 | -169.6 | -178.669 | -175.7 | -183.8699 | -180.1 | -188.3988 | -180 | -188.4506 | 341.7599 | 341.7687
2020-12-17 08:30 | -16 | -16.1555 | 48.0043 | 48.0598 | 33.8327 | 34.7105 | -16 | -17.088 | -130.2651 | 130.6701 | -130.2651 | 130.6701 | 78.6947 | 96.6712 | 128.4 | 133.3513 | 129 | 133.9291 | -170.2 | -178.3506 | -175.5 | -182.8721 | -180.5 | -188.0641 | -180.7 | -188.4535 | 352.8344 | 352.9109
2020-12-17 09:00 | -25 | -25.1794 | 37.5652 | 38.4463 | 42.3255 | 42.4415 | -25 | -24.1868 | -139.3123 | 139.386 | -139.3123 | 139.386 | 88.9026 | 107.0586 | 128.4 | 133.1665 | 128.1 | 132.9014 | -169.3 | -177.018 | -177.2 | -184.2555 | -181.4 | -188.5274 | -181.3 | -188.6099 | 375.1718 | 375.3934
2020-12-17 09:30 | -31 | -31.257 | 31.9739 | 32.8346 | 47.5463 | 47.613 | -30 | -30.2655 | -148.4117 | 148.6551 | -148.4117 | 148.6551 | 96.847 | 113.6094 | 128.1 | 132.3575 | 129.9 | 134.2506 | -170.3 | -177.376 | -178.9 | -185.402 | -183.4 | -190.041 | -183.3 | -190.0498 | 384.716 | 385.6364
2020-12-17 10:00 | -37 | -37.855 | 29.5044 | 29.6869 | 53.2243 | 53.7574 | -37 | -37.855 | -153.2818 | 154.2937 | -153.2818 | 154.2937 | 76.1874 | 99.1605 | 128.7 | 132.8634 | 128.4 | 132.7997 | -170.4 | -177.3606 | -178.7 | -184.8539 | -183.1 | -189.3634 | -183.1 | -189.4658 | 371.5037 | 372.3222
2020-12-17 10:30 | -42 | -44.2719 | 27.5307 | 27.9933 | 56.4818 | 58.7265 | -42 | -43.3244 | -138.3477 | 142.9678 | -138.3477 | 142.9678 | 65.5843 | 102.8275 | 126 | 130.7174 | 126.6 | 131.4561 | -166 | -173.5781 | -175.1 | -181.0415 | -180.1 | -186.1823 | -179.9 | -185.943 | 335.163 | 338.6943
2020-12-17 11:00 | -59 | -60.4152 | 10.1819 | 10.3677 | 74.6941 | 75.8789 | -59 | -60.6383 | -189.3678 | 192.2262 | -189.3678 | 192.2262 | 32.7887 | 66.9485 | 118.5 | 122.1652 | 119.1 | 122.6751 | -157.8 | -162.8424 | -169.3 | -173.425 | -174.2 | -178.4037 | -174.1 | -178.3929 | 444.2509 | 446.2797
2020-12-17 11:30 | -55 | -55.9017 | 24.709 | 25.937 | 75.9504 | 76.373 | -55 | -56.0892 | -190.9251 | 192.8929 | -190.9251 | 192.8929 | 17.956 | 61.7652 | 112.2 | 115.8373 | 112.2 | 115.6896 | -148.8 | -153.5016 | -161.2 | -164.8505 | -166 | -169.7118 | -165.5 | -169.2646 | 446.757 | 448.9627
2020-12-17 12:00 | -71 | -71.3442 | 24.4704 | 27.5673 | 94.1183 | 94.3471 | -71 | -71.3442 | -205.7505 | 207.5849 | -205.7505 | 207.5849 | 0.66521 | 54.9679 | 98.7 | 102.406 | 98.4 | 102.3611 | -132 | -135.9182 | -145.2 | -148.1664 | -148.7 | -151.7357 | -149 | -152.0297 | 475.0208 | 477.9064
2020-12-17 12:30 | -76 | -76.3217 | 16.1658 | 35.4352 | 97.8189 | 98.8307 | -76 | -76.3217 | -209.7601 | 209.7679 | -209.7601 | 209.7679 | 12.2476 | 71.4453 | 97.8 | 100.8464 | 98.4 | 101.5016 | -131.3 | -134.5295 | -147.9 | -150.3549 | -151.7 | -154.2624 | -151.9 | -154.3972 | 512.0638 | 514.5367
2020-12-17 13:00 | -88 | -89.2693 | 12.9154 | 41.104 | 108.274 | 109.4662 | -89 | -90.2552 | -224.5368 | 224.6081 | -224.5368 | 224.6081 | -14.3943 | 71.0366 | 93.3 | 97.3822 | 94.5 | 98.3643 | -125.2 | -129.3495 | -142 | -145.1344 | -145.7 | -148.8581 | -145.8 | -148.956 | 507.372 | 509.9781
2020-12-17 13:30 | -88 | -89.1067 | 11.1473 | 37.789 | 109.1131 | 109.885 | -87 | -87.9659 | -221.7389 | 221.7436 | -221.7389 | 221.7436 | 18.4338 | 70.0713 | 100.5 | 104.5452 | 101.7 | 105.6992 | -133.9 | -137.8114 | -150 | -152.912 | -154.2 | -157.1487 | -153.7 | -156.6389 | 516.6673 | 518.6811
2020-12-17 14:00 | -90 | -90 | 11.0446 | 23.5854 | 111.6851 | 111.6898 | -91 | -91 | -232.51 | 233.4858 | -232.51 | 233.4858 | -45.4038 | 66.6325 | 87.3 | 91.3799 | 86.4 | 90.7013 | -116.2 | -119.6918 | -126.4 | -128.8292 | -130 | -132.4774 | -130 | -132.439 | 444.6519 | 446.7252
2020-12-17 14:30 | -112 | -112 | 4.8491 | 21.4936 | 132.9703 | 133.0193 | -112 | -112 | -256.9637 | 258.4843 | -256.9637 | 258.4843 | -38.4114 | 57.0162 | 80.4 | 83.736 | 79.8 | 83.3082 | -111 | -113.3578 | -123.3 | -125.009 | -126.9 | -128.5452 | -127 | -128.6439 | 491.1868 | 493.2009
2020-12-17 15:00 | -115 | -116.2497 | -19.2251 | 39.6622 | 132.8898 | 133.9046 | -115 | -116.1077 | -261.287 | 261.2881 | -261.287 | 261.2881 | -56.3501 | 95.4901 | 93.3 | 96.4126 | 95.4 | 98.4594 | -127.8 | -130.398 | -144.2 | -146.1836 | -148.5 | -150.4269 | -148.8 | -150.739 | 557.2573 | 559.8463
2020-12-17 15:30 | -99 | -101.6366 | -18.7136 | 41.7071 | 115.0587 | 117.8954 | -98 | -100.6628 | -251.6647 | 251.9312 | -251.6647 | 251.9312 | -88.3181 | 115.6749 | 94.5 | 98.5325 | 95.1 | 98.777 | -126.7 | -130.7271 | -142.9 | -145.9693 | -146.8 | -149.834 | -146.6 | -149.5584 | 545.2641 | 548.0352
2020-12-17 16:00 | -111 | -114.2366 | -12.8343 | 43.8288 | 116.1718 | 119.2323 | -109 | -112.5389 | -265.3893 | 266.1339 | -265.3893 | 266.1339 | -37.0867 | 81.3074 | 92.4 | 97.2412 | 91.2 | 96.1017 | -123.8 | -128.6944 | -135.9 | -139.7089 | -139.6 | -143.4245 | -139.1 | -142.9609 | 500.8244 | 501.4455
2020-12-17 16:30 | -95 | -95.2575 | -3.0485 | 23.2394 | 110.8968 | 111.0916 | -95 | -95.2575 | -250.2758 | 250.5682 | -250.2758 | 250.5682 | -41.6605 | 69.2707 | 83.7 | 88.8132 | 82.2 | 87.401 | -114.8 | -119.2015 | -129.3 | -132.5561 | -132.2 | -135.5612 | -132.5 | -135.7878 | 501.622 | 502.2471
2020-12-17 17:00 | -103 | -103.3102 | 8.4237 | 33.1615 | 119.2661 | 119.7048 | -104 | -104.3072 | -261.9897 | 262.0266 | -261.9897 | 262.0266 | -49.0898 | 71.8153 | 81.3 | 86.4526 | 82.8 | 87.7647 | -108.2 | -112.4319 | -121.7 | -124.9698 | -125 | -128.2078 | -125.1 | -128.4922 | 504.6142 | 504.9027
2020-12-17 17:30 | -102 | -102.2399 | 11.3647 | 27.966 | 118.1929 | 118.295 | -100 | -100.2447 | -260.4724 | 260.7773 | -260.4724 | 260.7773 | -52.2074 | 75.787 | 82.2 | 87.284 | 83.1 | 87.8513 | -111.3 | -115.4564 | -124.1 | -127.4661 | -127.3 | -130.696 | -127.3 | -130.7187 | 493.1213 | 493.3948
2020-12-17 18:00 | -100 | -100.4988 | 4.1357 | 27.5754 | 125.3882 | 125.7398 | -99 | -99.4082 | -269.8261 | 269.8989 | -269.8261 | 269.8989 | -60.6887 | 80.059 | 78.3 | 84.1766 | 79.8 | 85.4658 | -107.9 | -111.9929 | -120 | -123.8401 | -123.3 | -127.1862 | -123.3 | -127.1862 | 495.3291 | 495.7841
2020-12-17 18:30 | -114 | -115.1173 | -4.9294 | 33.0194 | 134.3244 | 135.1739 | -112 | -113 | -279.8864 | 279.9083 | -279.8864 | 279.9083 | -55.6535 | 76.9022 | 79.2 | 84.3768 | 79.5 | 85.0784 | -107.4 | -112.1519 | -118.9 | -123.4213 | -121.9 | -126.4725 | -121.5 | -126.1138 | 491.0138 | 491.034
2020-12-17 19:00 | -105 | -105.6835 | 0.63194 | 27.54 | 127.3285 | 127.9468 | -103 | -103.6967 | -266.6845 | 266.6871 | -266.6845 | 266.6871 | -1.7506 | 53.4914 | 92.4 | 95.3169 | 91.8 | 94.589 | -125.5 | -128.1245 | -136.1 | -140.7807 | -139.8 | -144.6905 | -140 | -144.9353 | 487.9849 | 488.0092
2020-12-17 19:30 | -98 | -98.732 | 9.4679 | 28.4306 | 118.4422 | 119.0995 | -98 | -98.732 | -253.0186 | 253.0191 | -253.0186 | 253.0191 | 2.0131 | 59.2732 | 97.2 | 100.4893 | 97.2 | 100.4135 | -132.3 | -135.8759 | -140.7 | -146.6644 | -144.5 | -150.6708 | -144.6 | -150.7729 | 476.8329 | 476.8588
2020-12-17 20:00 | -103 | -103.6967 | 5.4112 | 27.745 | 121.4884 | 122.1859 | -101 | -101.7104 | -272.5027 | 272.6683 | -272.5027 | 272.6683 | 23.2094 | 64.8293 | 104.1 | 107.2495 | 102.6 | 105.4384 | -138.4 | -141.9173 | -147.4 | -153.2396 | -151.1 | -157.1542 | -151 | -157.2242 | 462.943 | 463.0462
2020-12-17 20:30 | -91 | -91.5478 | 14.864 | 27.6437 | 108.0031 | 108.6955 | -91 | -91.5478 | -248.6559 | 248.9031 | -248.6559 | 248.9031 | 52.8114 | 86.4894 | 111.9 | 115.0413 | 111 | 114.2366 | -149.3 | -153.3705 | -156.9 | -162.6066 | -161.2 | -167.0184 | -160.8 | -166.7907 | 442.6058 | 442.6352
2020-12-17 21:00 | -95 | -96.3379 | 5.5999 | 27.8075 | 112.6823 | 114.1655 | -95 | -96.1769 | -235.4821 | 235.9446 | -235.4821 | 235.9446 | 70.0578 | 120.3702 | 118.5 | 121.7294 | 119.4 | 123.1846 | -157.9 | -162.9123 | -164.2 | -169.5361 | -168.3 | -173.8058 | -167.9 | -173.5443 | 402.4412 | 402.9209
2020-12-17 21:30 | -96 | -96.8762 | -0.95364 | 20.1146 | 114.1393 | 115.0552 | -96 | -96.8762 | -236.426 | 236.6767 | -236.426 | 236.6767 | 84.5808 | 112.9415 | 118.8 | 121.9639 | 120.3 | 123.6299 | -159.1 | -163.3911 | -164.2 | -168.8376 | -168.4 | -173.0854 | -168.2 | -173.0541 | 388.7295 | 388.966
2020-12-17 22:00 | -95 | -96.8814 | -2.7479 | 26.1603 | 110.2569 | 112.4236 | -94 | -95.7079 | -227.2173 | 228.3443 | -227.2173 | 228.3443 | 71.6047 | 108.1061 | 113.1 | 116.7836 | 114.9 | 118.5277 | -151.7 | -156.8341 | -155 | -160.3565 | -158.9 | -164.3569 | -158.4 | -164.0025 | 345.5052 | 345.7095
2020-12-17 22:30 | -92 | -93.5575 | -3.6948 | 22.3348 | 106.6795 | 108.5234 | -92 | -93.3809 | -225.846 | 226.6561 | -225.846 | 226.6561 | 78.3307 | 107.4838 | 104.7 | 108.0521 | 104.4 | 107.6131 | -140.3 | -144.2208 | -143.6 | -147.947 | -147.1 | -151.4156 | -146.8 | -151.3666 | 356.822 | 356.8255
2020-12-17 23:00 | -81 | -82.3772 | 0.17177 | 19.459 | 99.964 | 101.7807 | -80 | -81.3941 | -217.8835 | 218.6112 | -217.8835 | 218.6112 | 90.7621 | 112.9572 | 101.4 | 104.3414 | 100.5 | 104.0637 | -136.6 | -139.7702 | -139.2 | -142.9664 | -142.5 | -146.3619 | -142.5 | -146.5 | 351.3186 | 351.7234
2020-12-17 23:30 | -78 | -78.9177 | 6.2313 | 16.2229 | 90.7746 | 92.4777 | -78 | -78.9177 | -212.3923 | 212.8551 | -212.3923 | 212.8551 | 86.9665 | 114.6125 | 107.7 | 110.6089 | 108.6 | 111.5536 | -145.7 | -149.4001 | -147.3 | -151.5409 | -151.2 | -155.4964 | -151.3 | -155.878 | 338.6373 | 338.9643
2020-12-18 | -74 | -75.505 | 7.6344 | 19.0569 | 84.3571 | 87.2928 | -74 | -75.3127 | -190.7494 | 192.2713 | -190.7494 | 192.2713 | 88.8397 | 119.1131 | 112.8 | 116.0566 | 113.7 | 117.1449 | -151.1 | -155.6358 | -152.8 | -157.7233 | -156.4 | -161.4589 | -155.7 | -160.9569 | 296.5723 | 297.1346
2020-12-18 00:30 | -78 | -80.05 | -0.74477 | 18.6492 | 91.1158 | 94.1071 | -77 | -78.8543 | -196.535 | 198.3212 | -196.535 | 198.3212 | 90.507 | 118.8423 | 107.1 | 110.5991 | 108.3 | 111.7616 | -142.4 | -146.6855 | -143.3 | -148.0498 | -147.6 | -152.5571 | -147.3 | -152.4268 | 308.4093 | 309.6962
2020-12-18 01:00 | -75 | -76.9025 | -1.5651 | 17.9456 | 88.7725 | 92.0575 | -75 | -76.9025 | -189.6254 | 191.6829 | -189.6254 | 191.6829 | 77.0065 | 109.6384 | 101.1 | 105.3722 | 101.7 | 105.948 | -136.9 | -142.0227 | -138.1 | -143.6105 | -141.7 | -147.3193 | -141 | -146.7566 | 291.4129 | 292.0408
2020-12-18 01:30 | -71 | -72.3671 | 3.2371 | 13.664 | 83.0738 | 85.5835 | -71 | -72.1803 | -180.2462 | 181.6679 | -180.2462 | 181.6679 | 85.3468 | 118.148 | 102.3 | 107.3992 | 102.9 | 107.9708 | -136 | -141.7322 | -136.4 | -142.7199 | -140.2 | -146.6167 | -139.7 | -146.3456 | 282.2007 | 283.14
2020-12-18 02:00 | -70 | -71.5891 | 0.015993 | 13.8546 | 85.9216 | 88.4309 | -69 | -70.406 | -181.8406 | 183.3254 | -181.8406 | 183.3254 | 93.5762 | 121.8268 | 100.8 | 105.4298 | 101.4 | 106.5422 | -136.6 | -142.3924 | -137.3 | -143.6095 | -140.9 | -147.4032 | -139.4 | -146.1191 | 281.2827 | 282.6768
2020-12-18 02:30 | -56 | -57.4891 | 13.8669 | 18.3542 | 71.4544 | 74.2457 | -56 | -57.2713 | -158.9937 | 160.4967 | -158.9937 | 160.4967 | 92.8302 | 123.0071 | 102.3 | 107.7706 | 103.5 | 108.8173 | -139.4 | -145.8225 | -139.4 | -146.2698 | -142.3 | -149.4244 | -142.1 | -149.4217 | 273.3738 | 274.6089
2020-12-18 03:00 | -56 | -56.5685 | 15.6665 | 17.9575 | 69.0124 | 71.2088 | -55 | -55.7315 | -160.0196 | 161.236 | -160.0196 | 161.236 | 92.934 | 124.2931 | 102.3 | 107.8653 | 103.8 | 109.289 | -137.2 | -143.8405 | -137.6 | -144.6453 | -140.4 | -147.6195 | -140.3 | -147.7423 | 271.5289 | 273.0709
2020-12-18 03:30 | -48 | -48.6621 | 15.9215 | 17.9876 | 68.2184 | 70.5113 | -48 | -48.6621 | -155.7573 | 156.8386 | -155.7573 | 156.8386 | 93.9263 | 125.1869 | 103.5 | 108.8173 | 103.8 | 109.0107 | -138.4 | -144.8668 | -138.7 | -145.6333 | -142.1 | -149.2068 | -142 | -149.3576 | 268.7807 | 270.0476
2020-12-18 04:00 | -58 | -58.6941 | 13.6395 | 15.3933 | 69.6583 | 71.9346 | -59 | -59.6825 | -159.8203 | 160.9428 | -159.8203 | 160.9428 | 89.2194 | 120.2645 | 102.3 | 107.7706 | 104.7 | 109.9593 | -139.4 | -145.9404 | -139.5 | -146.643 | -143.2 | -150.3764 | -142.7 | -150.0542 | 283.9797 | 285.0395
2020-12-18 04:30 | -60 | -61 | 9.4971 | 13.8363 | 78.9587 | 80.8091 | -59 | -59.8415 | -177.9433 | 178.9785 | -177.9433 | 178.9785 | 84.2146 | 115.767 | 102.6 | 107.7764 | 103.5 | 108.5428 | -136.2 | -142.4993 | -136.8 | -143.7019 | -140 | -147.0544 | -139.8 | -147.049 | 294.0786 | 294.9423
2020-12-18 05:00 | -50 | -50.2494 | 27.3822 | 28.1602 | 65.0681 | 66.3313 | -50 | -50.2494 | -161.3898 | 161.8688 | -161.3898 | 161.8688 | 92.7991 | 124.5125 | 108 | 113.1954 | 105.3 | 111.1871 | -143.6 | -150.2779 | -144.8 | -151.9613 | -148.8 | -156.1066 | -148.6 | -156.0681 | 316.623 | 316.858
2020-12-18 05:30 | -40 | -40 | 40.2833 | 40.7724 | 58.4673 | 59.0875 | -39 | -39 | -151.4019 | 151.4507 | -151.4019 | 151.4507 | 98.7391 | 131.2079 | 120.9 | 124.7863 | 120.6 | 124.7989 | -161 | -167.3059 | -163 | -169.808 | -166.4 | -173.296 | -167 | -174.2101 | 325.306 | 325.3143
2020-12-18 06:00 | -37 | -37 | 46.3711 | 46.808 | 55.0125 | 55.3461 | -37 | -37 | -147.0209 | 147.0242 | -147.0209 | 147.0242 | 102.6462 | 129.4105 | 122.1 | 126.0978 | 120.6 | 124.1319 | -160.8 | -166.8706 | -164.5 | -170.0779 | -168.6 | -174.2975 | -168.3 | -174.2122 | 363.0059 | 363.0059
2020-12-18 06:30 | -53 | -53.0377 | 31.8435 | 32.2538 | 69.1452 | 69.1837 | -54 | -54.037 | -177.6506 | 177.8583 | -177.6506 | 177.8583 | 99.4343 | 117.0647 | 122.4 | 126.0946 | 121.8 | 125.8828 | -161.3 | -167.5134 | -166.7 | -173.8089 | -170.7 | -177.985 | -170.2 | -177.6195 | 398.4805 | 398.6777
2020-12-18 07:00 | -50 | -50.2494 | 26.658 | 29.9801 | 70.1387 | 70.9836 | -50 | -50.2494 | -176.3583 | 176.4161 | -176.3583 | 176.4161 | 69.2255 | 94.5811 | 120 | 123.6932 | 120.9 | 125.2442 | -159.4 | -164.6675 | -164.7 | -171.8345 | -169.1 | -176.4225 | -169 | -176.5276 | 385.8137 | 385.8244
2020-12-18 07:30 | -58 | -58.6941 | 15.6884 | 22.7486 | 75.1045 | 76.4205 | -58 | -58.5491 | -183.9613 | 184.2968 | -183.9613 | 184.2968 | 39.9403 | 71.0534 | 110.4 | 113.9447 | 111 | 114.6754 | -147.1 | -151.7309 | -152.9 | -159.3845 | -156.6 | -163.2728 | -156.2 | -162.9745 | 383.5197 | 383.5252
2020-12-18 08:00 | -76 | -76.4199 | 3.0097 | 14.25 | 82.8308 | 83.6627 | -75 | -75.326 | -194.4229 | 194.5306 | -194.4229 | 194.5306 | -10.039 | 64.1029 | 100.2 | 103.9317 | 99.9 | 103.7228 | -134.2 | -138.391 | -139 | -144.1271 | -142.3 | -147.6006 | -142.6 | -147.9164 | 352.1992 | 353.0826
2020-12-18 08:30 | -62 | -62.1289 | 14.4725 | 17.186 | 67.7264 | 68.3474 | -63 | -63.0714 | -173.2131 | 173.2493 | -173.2131 | 173.2493 | 19.7004 | 70.2887 | 109.5 | 112.5676 | 107.4 | 110.6691 | -144.1 | -148.0055 | -149 | -154.1725 | -152.5 | -157.9343 | -152.7 | -158.1604 | 370.034 | 370.3907
2020-12-18 09:00 | -61 | -61.0737 | 5.6479 | 10.8269 | 74.6397 | 75.2598 | -62 | -62.0725 | -177.5745 | 177.606 | -177.5745 | 177.606 | 40.3098 | 82.3739 | 114.9 | 118.3818 | 115.5 | 119.0365 | -153.4 | -158.2063 | -158.4 | -164.3441 | -161.9 | -168.0643 | -162.2 | -168.434 | 365.9322 | 366.5968
2020-12-18 09:30 | -19 | -19.2354 | 54.4707 | 54.6124 | 34.6987 | 34.8796 | -19 | -19.4165 | -121.4796 | 121.5313 | -121.4796 | 121.5313 | -16.8605 | 55.3518 | 107.4 | 111.1944 | 108.3 | 111.9872 | -143.9 | -148.4093 | -146.1 | -151.3455 | -149.3 | -154.8008 | -149.3 | -154.6254 | 253.7192 | 255.3315
2020-12-18 10:00 | -52 | -52 | 25.2381 | 27.6917 | 70.2091 | 70.4613 | -52 | -52 | -175.5492 | 175.5493 | -175.5492 | 175.5493 | -9.2904 | 69.2033 | 100.8 | 104.7516 | 101.7 | 105.8643 | -136.6 | -141.5407 | -137.8 | -142.501 | -140.8 | -145.6569 | -141.3 | -146.1658 | 268.9612 | 272.4496
2020-12-18 10:30 | -73 | -73.1095 | -4.4809 | 5.1348 | 85.2126 | 85.2134 | -72 | -72.111 | -190.8365 | 191.4825 | -190.8365 | 191.4825 | 20.4702 | 78.1035 | 99.3 | 102.9844 | 99.6 | 103.4339 | -134.9 | -138.9973 | -140.1 | -144.577 | -143.5 | -148.0446 | -143 | -147.5354 | 329.4126 | 330.361
2020-12-18 11:00 | -68 | -68.0661 | -1.0843 | 4.085 | 82.299 | 82.3184 | -69 | -69.029 | -183.5506 | 183.9733 | -183.5506 | 183.9733 | 17.5793 | 80.5998 | 99.9 | 103.8039 | 99.6 | 103.8485 | -134.3 | -138.8416 | -138.8 | -143.7505 | -142.1 | -147.1971 | -141.7 | -146.8109 | 323.3377 | 324.7449
2020-12-18 11:30 | -85 | -85 | -16.0601 | 18.0137 | 98.7019 | 98.7914 | -82 | -82.0061 | -204.4572 | 204.6371 | -204.4572 | 204.6371 | 35.9918 | 81.7671 | 99.6 | 103.3534 | 100.5 | 104.221 | -131.7 | -135.8464 | -139.4 | -144.0993 | -142.5 | -147.3262 | -142.5 | -147.4406 | 363.7446 | 364.6916
2020-12-18 12:00 | -91 | -91 | -9.2994 | 13.2786 | 96.6231 | 96.7701 | -89 | -89 | -196.6541 | 196.7518 | -196.6541 | 196.7518 | 30.5983 | 82.8857 | 101.7 | 105.3786 | 100.2 | 103.8524 | -133.2 | -137.5454 | -138.6 | -143.4022 | -141.7 | -146.6294 | -141.7 | -146.6551 | 333.3748 | 334.0431
2020-12-18 12:30 | -79 | -79 | -7.2115 | 8.835 | 88.4147 | 88.4711 | -78 | -78 | -183.6362 | 183.9367 | -183.6362 | 183.9367 | 31.7876 | 85.9196 | 99.6 | 104.1946 | 101.1 | 105.6294 | -134.4 | -139.9163 | -140.1 | -145.8364 | -143.5 | -149.4082 | -143.2 | -149.1201 | 316.1138 | 317.465
2020-12-18 13:00 | -75 | -75.0267 | -16.6384 | 17.1983 | 92.4113 | 92.4813 | -75 | -75.0067 | -193.9693 | 194.0591 | -193.9693 | 194.0591 | 48.9157 | 94.0298 | 101.4 | 106.3596 | 100.8 | 105.6971 | -134.7 | -140.2323 | -140.1 | -145.9761 | -143.2 | -149.3452 | -143.3 | -149.4695 | 307.5991 | 308.817
2020-12-18 13:30 | -42 | -43.6807 | 13.7725 | 17.0343 | 54.2861 | 55.3177 | -41 | -43.0116 | -145.917 | 146.7787 | -145.917 | 146.7787 | -14.4453 | 67.452 | 90 | 94.9636 | 90 | 95.4528 | -119.6 | -125.6134 | -122.8 | -128.7839 | -125.7 | -131.8504 | -125.4 | -131.5041 | 221.8915 | 223.295
2020-12-18 14:00 | -75 | -75.1066 | -19.1781 | 19.2808 | 82.7752 | 83.0544 | -75 | -75.1066 | -167.6489 | 167.7102 | -167.6489 | 167.7102 | 13.1162 | 85.1222 | 90 | 94.9636 | 87.6 | 92.7907 | -119 | -123.7071 | -123 | -128.2164 | -126.1 | -131.4726 | -125.6 | -130.9648 | 294.1257 | 294.3998
2020-12-18 14:30 | -74 | -74 | -17.3674 | 17.4213 | 79.0156 | 79.1774 | -72 | -72.0069 | -174.7059 | 174.7293 | -174.7059 | 174.7293 | 25.8857 | 90.2112 | 88.5 | 94.1417 | 89.1 | 94.1111 | -118 | -123.8761 | -122.6 | -128.8984 | -125.8 | -132.3748 | -125.5 | -132.0585 | 266.2706 | 266.3072
2020-12-18 15:00 | -68 | -68.0074 | -15.9587 | 16.0725 | 74.8593 | 75.0545 | -68 | -68.0074 | -171.1917 | 171.2087 | -171.1917 | 171.2087 | 25.5291 | 95.0619 | 86.4 | 92.381 | 87.3 | 93.2233 | -118.2 | -124.3121 | -122.4 | -129.1161 | -125.1 | -131.9622 | -124.4 | -131.3308 | 265.7351 | 265.7498
2020-12-18 15:30 | -76 | -76 | -24.0178 | 24.0785 | 84.6338 | 84.8847 | -75 | -75 | -175.6281 | 175.6787 | -175.6281 | 175.6787 | 16.4381 | 86.1652 | 89.1 | 95.0148 | 86.7 | 92.5562 | -117.9 | -123.7201 | -121.7 | -128.1363 | -124.1 | -130.7288 | -123.9 | -130.6337 | 270.5479 | 270.5588
2020-12-18 16:00 | -80 | -80.0062 | -28.8124 | 29.0513 | 93.5075 | 93.8751 | -80 | -80 | -186.5335 | 186.5335 | -186.5335 | 186.5335 | 15.8746 | 83.4206 | 86.4 | 92.2752 | 87.3 | 92.3108 | -116.9 | -122.2883 | -121 | -126.9471 | -123.8 | -129.9488 | -123.9 | -130.1968 | 275.6745 | 275.8277
2020-12-18 16:30 | -86 | -86.093 | -29.956 | 30.4118 | 95.9229 | 96.4691 | -86 | -86.093 | -196.612 | 196.6425 | -196.612 | 196.6425 | 15.3257 | 83.0579 | 86.1 | 91.5787 | 87 | 92.733 | -117.1 | -122.3628 | -121.6 | -127.5191 | -124.6 | -130.7717 | -124 | -130.2002 | 320.2766 | 320.3103
2020-12-18 17:00 | -79 | -79.0063 | -15.7192 | 16.0679 | 94.1229 | 94.4408 | -82 | -82.0061 | -196.9328 | 196.9364 | -196.9328 | 196.9364 | 33.7989 | 92.842 | 99.3 | 104.5456 | 100.2 | 105.0347 | -132.4 | -138.2527 | -138.8 | -145.2196 | -140.7 | -147.271 | -141.5 | -148.0944 | 319.5843 | 319.6591
2020-12-18 17:30 | -70 | -70 | -3.602 | 3.8677 | 86.6166 | 86.7713 | -69 | -69 | -194.106 | 194.126 | -194.106 | 194.126 | 35.8812 | 97.272 | 101.7 | 106.7364 | 103.2 | 107.9883 | -137.2 | -143.3971 | -142.5 | -149.3464 | -146.2 | -153.1761 | -145.8 | -152.9447 | 343.1161 | 343.1865
2020-12-18 18:00 | -69 | -69.029 | 7.085 | 7.4126 | 82.9252 | 83.0108 | -67 | -67.0671 | -201.9222 | 201.9247 | -201.9222 | 201.9247 | 62.2445 | 102.2357 | 109.8 | 113.8246 | 112.5 | 116.4313 | -150.1 | -155.39 | -155.5 | -162.3899 | -159.2 | -166.25 | -159.2 | -166.3947 | 359.0917 | 360.0642
2020-12-18 18:30 | -41 | -41.4367 | 37.8164 | 37.9668 | 58.2273 | 58.2815 | -41 | -41.4367 | -171.5548 | 171.5787 | -171.5548 | 171.5787 | 68.2039 | 116.8432 | 120.3 | 125.1493 | 119.7 | 124.5726 | -161.6 | -168.9528 | -165.3 | -174.2099 | -169.3 | -178.4158 | -169.5 | -178.8274 | 345.7212 | 346.0919
2020-12-18 19:00 | -33 | -34.2053 | 49.2707 | 49.904 | 51.7261 | 52.3131 | -33 | -34.2053 | -155.9793 | 156.452 | -155.9793 | 156.452 | 85.9438 | 125.2052 | 122.1 | 126.249 | 120.9 | 125.2442 | -161.1 | -167.816 | -166.5 | -174.7927 | -170.5 | -179.0291 | -170.3 | -179.0227 | 370.7045 | 371.4967
2020-12-18 19:30 | -26 | -28.6356 | 60.0538 | 60.8912 | 43.556 | 44.8367 | -28 | -30.4631 | -144.402 | 145.1687 | -144.402 | 145.1687 | 81.0312 | 130.6538 | 123.9 | 128.1425 | 125.1 | 129.4562 | -164.2 | -171.1283 | -168.6 | -176.2027 | -173 | -180.7531 | -172.1 | -180.1647 | 351.9887 | 352.2353
2020-12-18 20:00 | -25 | -25.0799 | 68.2673 | 68.5389 | 39.4982 | 40.8443 | -24 | -24.0832 | -136.3197 | 136.5215 | -136.3197 | 136.5215 | 75.834 | 126.5433 | 123.3 | 127.7176 | 123.9 | 128.454 | -164.4 | -171.5184 | -168.9 | -176.6062 | -173 | -180.9072 | -172.7 | -180.8573 | 349.7576 | 349.7913
2020-12-18 20:30 | -14 | -14.1421 | 74.7555 | 75.0668 | 33.6071 | 35.1943 | -13 | -13.1529 | -128.5522 | 128.7794 | -128.5522 | 128.7794 | 80.7826 | 129.962 | 123.6 | 127.8525 | 124.8 | 129.3223 | -165.1 | -172.0482 | -169.7 | -177.3134 | -173.4 | -181.1156 | -173.2 | -181.1277 | 347.8169 | 347.8984
2020-12-18 21:00 | -10 | -10.4403 | 73.8616 | 74.0515 | 31.7236 | 33.486 | -9 | -9.2195 | -130.0547 | 130.4546 | -130.0547 | 130.4546 | 92.8909 | 137.3017 | 123.9 | 128.3751 | 124.2 | 128.5093 | -164.9 | -172.0086 | -169.7 | -177.3134 | -173.8 | -181.5274 | -173.3 | -181.2819 | 340.086 | 340.206
2020-12-18 21:30 | -15 | -15.5242 | 68.2913 | 68.5094 | 34.1226 | 36.3264 | -16 | -16.4924 | -134.6498 | 135.333 | -134.6498 | 135.333 | 123.4643 | 159.1755 | 150.9 | 153.4576 | 152.1 | 154.8026 | -199.7 | -206.159 | -200.3 | -207.0407 | -205.2 | -212.0849 | -204.9 | -212.0757 | 277.517 | 277.9555
2020-12-18 22:00 | -19 | -19.6469 | 62.8344 | 63.1789 | 36.617 | 38.9491 | -19 | -19.6469 | -134.636 | 135.7116 | -134.636 | 135.7116 | 123.7466 | 165.4001 | 149.4 | 153.3317 | 149.7 | 153.7599 | -184.6 | -192.8203 | -186.4 | -193.9258 | -191.5 | -199.2141 | -190.3 | -198.228 | 273.3315 | 278.4188
2020-12-18 22:30 | -10 | -11.1803 | 68.1192 | 68.2122 | 26.1539 | 29.6445 | -12 | -12.6491 | -123.9465 | 125.1327 | -123.9465 | 125.1327 | 122.0133 | 162.7235 | 138 | 142.4681 | 139.8 | 144.4359 | -172.2 | -180.5938 | -173.8 | -181.5853 | -177.6 | -185.3396 | -177.1 | -185.2668 | 284.9806 | 291.9298
2020-12-18 23:00 | -1 | -6.0828 | 75.122 | 75.2153 | 17.2601 | 23.1261 | -1 | -6.0828 | -114.6025 | 115.9997 | -114.6025 | 115.9997 | 112.0025 | 157.4217 | 129.3 | 134.9673 | 129.6 | 135.3409 | -161.6 | -170.8974 | -162.3 | -171.0476 | -166.2 | -175.0641 | -165.7 | -174.8751 | 280.9009 | 286.3265
2020-12-18 23:30 | 0 | 4 | 73.2426 | 73.2603 | 16.8244 | 22.0782 | -1 | -5.099 | -123.1059 | 123.9822 | -123.1059 | 123.9822 | 99.53 | 147.2323 | 130.2 | 135.41 | 129.9 | 135.2045 | -163.2 | -171.7143 | -163.4 | -172.3125 | -167.4 | -176.4867 | -166 | -175.2554 | 274.2106 | 279.9168
2020-12-19 | 1 | 4.1231 | 75.2633 | 75.2645 | 11.1114 | 18.228 | 3 | 5.831 | -105.2407 | 106.9239 | -105.2407 | 106.9239 | 102.3878 | 149.6123 | 130.8 | 135.9871 | 131.1 | 136.3578 | -163.3 | -172.0912 | -163.6 | -172.6296 | -167.7 | -176.8982 | -167.1 | -176.4882 | 257.2074 | 263.8874
2020-12-19 00:30 | 2 | 4.4721 | 75.5105 | 75.5171 | 6.8687 | 16.228 | 5 | 6.4031 | -91.5624 | 93.7122 | -91.5624 | 93.7122 | 110.3909 | 156.422 | 130.8 | 136.405 | 129.9 | 135.5422 | -164 | -172.8185 | -164.1 | -173.1992 | -167.9 | -177.2154 | -167.1 | -176.6514 | 257.5556 | 264.3324
2020-12-19 01:00 | 9 | 9.8489 | 73.8323 | 73.868 | 4.7112 | 15.627 | 8 | 8.9443 | -83.1648 | 86.1479 | -83.1648 | 86.1479 | 114.0012 | 156.6246 | 131.1 | 136.4406 | 132 | 137.3056 | -163.6 | -172.3759 | -162.9 | -171.9984 | -167.4 | -176.6457 | -166.5 | -176.1165 | 243.7496 | 255.0926
2020-12-19 01:30 | 6 | 7.2111 | 69.2771 | 69.3415 | 6.7385 | 16.4923 | 5 | 6.4031 | -86.1029 | 88.8467 | -86.1029 | 88.8467 | 127.5653 | 166.1457 | 131.7 | 137.184 | 131.7 | 137.4386 | -163.9 | -172.9139 | -163.2 | -172.5405 | -166.6 | -176.1434 | -166.4 | -176.1856 | 239.5782 | 251.4642
2020-12-19 02:00 | 7 | 7.6158 | 71.9683 | 72.1108 | 2.5344 | 14.0042 | 6 | 6.7082 | -77.0005 | 79.9342 | -77.0005 | 79.9342 | 133.6529 | 169.442 | 130.8 | 135.9871 | 130.8 | 136.236 | -164.1 | -172.663 | -163.2 | -172.0919 | -167.1 | -176.2976 | -166.5 | -175.9865 | 242.944 | 256.575
2020-12-19 02:30 | 3 | 5.831 | 64.939 | 64.9877 | 8.8675 | 18.4975 | 4 | 6.4031 | -85.0087 | 88.2605 | -85.0087 | 88.2605 | 134.1256 | 171.1922 | 132 | 137.3056 | 131.1 | 136.4406 | -163.3 | -171.8716 | -163.2 | -172.2825 | -166.2 | -175.3808 | -166.3 | -175.9601 | 229.2553 | 243.7226
2020-12-19 03:00 | 7 | 8.0623 | 70.9327 | 71.0187 | 3.8776 | 15.2761 | 9 | 9.8489 | -76.6933 | 80.2075 | -76.6933 | 80.2075 | 129.7169 | 168.2278 | 131.1 | 136.6081 | 131.7 | 137.184 | -163.9 | -172.8821 | -162.5 | -171.7163 | -166.8 | -176.3027 | -166.1 | -175.9353 | 222.1082 | 239.0979
2020-12-19 03:30 | 3 | 3.6056 | 65.4933 | 65.5954 | 9.6647 | 17.1611 | 3 | 3.6056 | -84.8788 | 87.8898 | -84.8788 | 87.8898 | 134.0543 | 172.6964 | 131.1 | 137.302 | 132.3 | 138.537 | -163.2 | -173.3007 | -161.8 | -172.4436 | -165.8 | -176.5964 | -165.6 | -176.8609 | 219.7721 | 235.5667
2020-12-19 04:00 | 0 | 1 | 61.373 | 61.5024 | 12.5122 | 19.441 | 0 | 2 | -90.7423 | 93.7181 | -90.7423 | 93.7181 | 132.1547 | 171.0325 | 132 | 138.1617 | 131.1 | 137.302 | -164.6 | -174.6532 | -162.6 | -172.9052 | -167.7 | -178.2794 | -167 | -177.8952 | 221.3902 | 236.955
2020-12-19 04:30 | 4 | 5 | 66.8144 | 66.9375 | 8.1875 | 16.9106 | 4 | 5.6569 | -85.3458 | 88.3106 | -85.3458 | 88.3106 | 125.5795 | 166.0023 | 131.7 | 137.7866 | 131.7 | 137.7866 | -163.7 | -173.7716 | -162.6 | -172.9733 | -166.5 | -177.0829 | -165.9 | -176.6999 | 218.8899 | 234.3737
2020-12-19 05:00 | 3 | 5 | 64.2892 | 64.4129 | 11.3335 | 18.572 | 4 | 5.6569 | -91.756 | 94.4603 | -91.756 | 94.4603 | 122.8711 | 164.1411 | 130.8 | 137.1955 | 132.3 | 138.537 | -164.3 | -174.4375 | -163 | -173.5545 | -166.8 | -177.5014 | -166.3 | -177.4118 | 224.8765 | 240.3474
2020-12-19 05:30 | 11 | 11.1803 | 72.4668 | 72.6431 | 3.9549 | 13.7473 | 11 | 11.4018 | -81.715 | 84.0068 | -81.715 | 84.0068 | 116.1975 | 151.2048 | 131.7 | 137.5247 | 131.7 | 138.0538 | -163.9 | -173.7599 | -163.1 | -173.2065 | -167.1 | -177.478 | -166.6 | -177.2792 | 227.0651 | 237.6619
2020-12-19 06:00 | 0 | 1 | 60.1122 | 60.1635 | 16.2345 | 21.5842 | 0 | 2 | -102.9071 | 104.9505 | -102.9071 | 104.9505 | 100.1794 | 137.1317 | 131.7 | 136.853 | 131.7 | 137.0173 | -165 | -173.5186 | -163.5 | -172.1553 | -167.7 | -176.5512 | -167 | -176.1074 | 213.3919 | 223.8137
2020-12-19 06:30 | -9 | -10.2956 | 56.9277 | 56.9278 | 17.5974 | 23.6408 | -10 | -11.1803 | -104.6654 | 107.1089 | -104.6654 | 107.1089 | 91.831 | 122.3106 | 132.6 | 136.5725 | 132.9 | 136.8638 | -165.2 | -171.9764 | -163.8 | -171.6155 | -167.8 | -175.9465 | -167.2 | -175.49 | 222.5142 | 237.1956
2020-12-19 07:00 | -5 | -7.8102 | 40.7874 | 40.8282 | 29.7892 | 33.9253 | -4 | -6.4031 | -117.5753 | 119.8796 | -117.5753 | 119.8796 | 89.3615 | 117.9458 | 131.4 | 134.916 | 130.8 | 134.3317 | -165.5 | -170.9197 | -164.9 | -171.2767 | -168.8 | -175.383 | -168.8 | -175.5057 | 230.3176 | 244.8348
2020-12-19 07:30 | -18 | -18.9737 | 40.9841 | 40.986 | 24.929 | 29.6156 | -18 | -18.9737 | -109.2718 | 111.4849 | -109.2718 | 111.4849 | 86.3408 | 115.2042 | 130.8 | 133.8054 | 131.1 | 134.1621 | -164 | -169.0473 | -165.2 | -171.3514 | -169 | -175.254 | -168.8 | -175.2211 | 244.3146 | 257.1097
2020-12-19 08:00 | -16 | -16.7631 | 32.4591 | 32.4754 | 28.5537 | 32.354 | -16 | -16.7631 | -114.2154 | 115.9832 | -114.2154 | 115.9832 | 95.9385 | 124.0638 | 130.2 | 133.4123 | 130.2 | 133.3867 | -163.1 | -168.396 | -165.2 | -171.4046 | -167.8 | -173.9909 | -169.1 | -175.6989 | 248.3523 | 259.3854
2020-12-19 08:30 | -22 | -22.8035 | 28.6934 | 28.7208 | 31.6633 | 35.4607 | -22 | -22.561 | -122.2219 | 123.9565 | -122.2219 | 123.9565 | 108.4016 | 132.9225 | 131.1 | 134.0359 | 132 | 134.9787 | -163.3 | -168.5401 | -165.1 | -171.3617 | -168.6 | -175.0285 | -168.2 | -174.8875 | 234.1167 | 246.0534
2020-12-19 09:00 | -18 | -18.9737 | 39.7759 | 39.8429 | 28.8168 | 32.6423 | -18 | -18.6815 | -113.9495 | 115.5351 | -113.9495 | 115.5351 | 112.0452 | 138.785 | 131.1 | 135.2631 | 131.4 | 134.8482 | -162.7 | -169.3526 | -163.7 | -171.2242 | -167.5 | -175.209 | -167.2 | -175.1292 | 230.7815 | 239.2867
2020-12-19 09:30 | -23 | -24.0416 | 31.2591 | 31.479 | 33.0348 | 37.2059 | -22 | -23.0868 | -125.1047 | 126.8105 | -125.1047 | 126.8105 | 94.8306 | 121.5816 | 129.6 | 134.1134 | 129.6 | 134.0366 | -162.8 | -170.0812 | -163.6 | -171.158 | -167 | -174.6431 | -166.6 | -174.5565 | 232.927 | 239.5819
2020-12-19 10:00 | -18 | -19.3132 | 24.4515 | 24.7521 | 37.2483 | 41.0724 | -18 | -19.3132 | -128.9233 | 130.5234 | -128.9233 | 130.5234 | 86.6562 | 113.3092 | 130.2 | 134.4656 | 131.1 | 135.6402 | -163.5 | -170.2601 | -163.8 | -171.116 | -167.8 | -175.2921 | -167 | -174.7017 | 213.7243 | 222.0083
2020-12-19 10:30 | -29 | -29.8329 | 19.7128 | 20.1729 | 39.63 | 43.3033 | -30 | -31.0483 | -128.3349 | 130.0725 | -128.3349 | 130.0725 | 88.793 | 127.6047 | 132.6 | 136.3598 | 131.1 | 135.3372 | -164.4 | -171.0139 | -162.9 | -169.656 | -166.6 | -173.544 | -165.8 | -172.8891 | 203.8292 | 209.5031
2020-12-19 11:00 | -28 | -29.1204 | 20.4504 | 20.6346 | 34.5037 | 38.6772 | -28 | -28.8617 | -125.0121 | 126.9301 | -125.0121 | 126.9301 | 94.5749 | 127.0906 | 132.9 | 136.7924 | 132 | 135.9182 | -164.6 | -171.1523 | -162.3 | -169.8567 | -166.3 | -174.0033 | -165.8 | -173.7333 | 212.728 | 221.0704
2020-12-19 11:30 | -26 | -27.5136 | 22.3515 | 22.9175 | 37.4554 | 42.1698 | -26 | -27.5136 | -112.8202 | 114.8806 | -112.8202 | 114.8806 | 85.9387 | 126.8433 | 131.7 | 135.9185 | 132.3 | 136.5742 | -164.4 | -171.4048 | -162.5 | -169.3281 | -166.5 | -173.6001 | -165.8 | -173.0601 | 195.7896 | 200.9919
2020-12-19 12:00 | -30 | -31.3209 | 11.6174 | 12.1657 | 40.788 | 44.9849 | -28 | -29.4109 | -118.4829 | 120.6125 | -118.4829 | 120.6125 | 93.6897 | 125.7992 | 131.4 | 135.4805 | 132.3 | 135.9291 | -165 | -171.6458 | -163.8 | -171.2613 | -167.7 | -175.3126 | -166.6 | -174.4079 | 203.0882 | 214.9773
2020-12-19 12:30 | -26 | -27.2029 | 8.5547 | 8.7811 | 33.937 | 38.6617 | -27 | -28.1603 | -118.5706 | 120.4247 | -118.5706 | 120.4247 | 103.9436 | 127.2322 | 131.4 | 134.916 | 131.1 | 134.8312 | -164.7 | -170.6141 | -163.9 | -171.6217 | -168 | -176.0121 | -167.6 | -175.8408 | 199.4558 | 220.4418
2020-12-19 13:00 | -26 | -26.9258 | 13.9526 | 14.1243 | 35.523 | 39.8061 | -26 | -26.9258 | -124.4985 | 126.1296 | -124.4985 | 126.1296 | 112.3361 | 143.5663 | 131.1 | 134.916 | 130.8 | 134.4003 | -163.4 | -169.4302 | -163.9 | -171.0107 | -168.2 | -175.7329 | -167.8 | -175.4082 | 202.2049 | 219.5411
2020-12-19 13:30 | -33 | -33.9559 | 0.49801 | 1.5225 | 40.8433 | 44.8375 | -33 | -33.9559 | -126.5632 | 128.4958 | -126.5632 | 128.4958 | 108.407 | 140.6552 | 130.5 | 134.0396 | 130.5 | 134.1084 | -163.3 | -169.2284 | -164 | -171.221 | -167.5 | -174.8321 | -168 | -175.6871 | 200.3108 | 217.292
2020-12-19 14:00 | -37 | -37.2156 | 0.72637 | 3.062 | 52.4006 | 54.2174 | -37 | -37.1214 | -141.9102 | 142.4575 | -141.9102 | 142.4575 | 105.1884 | 140.7547 | 129 | 133.2287 | 129.3 | 133.6701 | -160.7 | -167.2646 | -160.6 | -168.3227 | -164.4 | -172.3676 | -164.9 | -173.0556 | 216.5451 | 228.9647
2020-12-19 14:30 | -46 | -47.2969 | 0.25422 | 5.2023 | 55.5937 | 59.1775 | -44 | -45.3542 | -139.6783 | 142.0325 | -139.6783 | 142.0325 | 111.9593 | 142.9947 | 127.8 | 131.6969 | 127.8 | 131.6969 | -158.6 | -164.7247 | -158.4 | -165.513 | -161.7 | -168.9902 | -162.4 | -169.9818 | 222.3846 | 236.0068
2020-12-19 15:00 | -49 | -50.448 | -14.8585 | 15.6033 | 55.7138 | 59.8871 | -49 | -50.2195 | -142.851 | 145.297 | -142.851 | 145.297 | 96.2072 | 129.674 | 118.5 | 122.5385 | 118.5 | 122.4625 | -148.8 | -154.4587 | -151.6 | -158.2521 | -155.2 | -162.0163 | -154.8 | -161.836 | 236.8708 | 249.359
2020-12-19 15:30 | -45 | -46.8402 | 7.2445 | 10.2815 | 56.6903 | 60.8292 | -45 | -46.8402 | -146.8669 | 149.4315 | -146.8669 | 149.4315 | 99.0185 | 133.981 | 125.7 | 129.7339 | 126.6 | 130.6802 | -159.9 | -166.2202 | -162.9 | -170.1677 | -167 | -174.5847 | -166.4 | -174.1283 | 227.5739 | 240.023
2020-12-19 16:00 | -45 | -46.3249 | 7.2191 | 9.1723 | 54.6733 | 58.4743 | -45 | -46.0977 | -148.0542 | 150.2084 | -148.0542 | 150.2084 | 86.5204 | 133.5212 | 127.2 | 131.5629 | 125.4 | 129.8234 | -159.9 | -166.4683 | -163.1 | -169.9321 | -167 | -174.0402 | -166.9 | -174.1142 | 244.5132 | 251.4333
2020-12-19 16:30 | -40 | -40.7922 | 13.4895 | 13.7203 | 56.4563 | 59.1147 | -40 | -40.6079 | -146.3647 | 147.9065 | -146.3647 | 147.9065 | 63.1442 | 119.9247 | 128.7 | 132.9383 | 129.3 | 133.3708 | -160.7 | -167.2092 | -163.6 | -170.44 | -167.8 | -174.8361 | -169.5 | -176.8344 | 251.7378 | 259.1717
2020-12-19 17:00 | -42 | -42.5793 | 18.2605 | 18.3325 | 56.452 | 58.6583 | -43 | -43.566 | -159.2432 | 160.4291 | -159.2432 | 160.4291 | 61.8819 | 117.3616 | 130.5 | 134.39 | 130.2 | 134.0986 | -162.5 | -168.5094 | -165.4 | -171.8392 | -169.1 | -175.9315 | -168 | -174.8329 | 269.1969 | 277.2793
2020-12-19 17:30 | -34 | -34.3657 | 31.6443 | 31.6548 | 47.2796 | 49.6118 | -34 | -34.3657 | -147.4398 | 148.5351 | -147.4398 | 148.5351 | 62.4328 | 117.521 | 129.9 | 133.6647 | 130.2 | 133.8861 | -163.1 | -169.0354 | -166.4 | -172.8289 | -170.4 | -177.0315 | -170 | -176.7831 | 281.8394 | 289.2422
2020-12-19 18:00 | -27 | -27.2947 | 34.6329 | 34.6772 | 46.033 | 48.1769 | -26 | -26.3059 | -140.9845 | 141.7551 | -140.9845 | 141.7551 | 70.6072 | 122.5238 | 129.9 | 134.0262 | 130.8 | 135.0467 | -162.5 | -169.1604 | -165.5 | -172.5447 | -169.5 | -176.7491 | -168.9 | -176.3742 | 276.7134 | 282.7429
2020-12-19 18:30 | -31 | -31 | 35.5485 | 36.2034 | 46.5458 | 47.5897 | -32 | -32 | -150.4813 | 150.7205 | -150.4813 | 150.7205 | 69.921 | 121.293 | 130.2 | 133.8861 | 129.3 | 133.225 | -162.8 | -168.985 | -165.6 | -172.3607 | -170 | -177.0042 | -169.4 | -176.388 | 278.9474 | 288.3575
2020-12-19 19:00 | -17 | -17 | 52.813 | 53.4845 | 31.8861 | 32.9391 | -16 | -16 | -129.4676 | 129.624 | -129.4676 | 129.624 | 83.6003 | 129.5518 | 130.2 | 134.0986 | 129.9 | 134.1708 | -162.6 | -168.8461 | -165.3 | -172.0447 | -169.4 | -176.2061 | -168.9 | -175.948 | 293.4093 | 303.0811
2020-12-19 19:30 | -20 | -20.0998 | 53.245 | 53.8791 | 35.996 | 36.71 | -17 | -17.2627 | -137.433 | 137.5341 | -137.433 | 137.5341 | 92.7147 | 135.8021 | 129.6 | 133.2328 | 130.8 | 134.5396 | -163.1 | -168.9308 | -166.7 | -173.0909 | -170.5 | -176.9394 | -170.1 | -176.8518 | 307.2497 | 316.9041
2020-12-19 20:00 | -16 | -16.1245 | 60.3397 | 60.8489 | 32.3688 | 33.0062 | -18 | -18.1108 | -129.7639 | 129.7989 | -129.7639 | 129.7989 | 85.3674 | 130.4071 | 130.2 | 133.7475 | 129.6 | 133.3732 | -162.6 | -168.3255 | -166.5 | -172.8713 | -170.1 | -176.5005 | -169.5 | -176.1382 | 305.9087 | 315.3525
2020-12-19 20:30 | -23 | -23.0217 | 58.4855 | 58.771 | 35.1047 | 35.8057 | -24 | -24.0208 | -133.7716 | 133.857 | -133.7716 | 133.857 | 86.3367 | 130.3729 | 131.1 | 134.5559 | 130.2 | 133.8165 | -162.6 | -168.5267 | -165.4 | -171.6618 | -169.5 | -176.0839 | -168.8 | -175.7125 | 304.2273 | 314.2157
2020-12-19 21:00 | -19 | -19 | 55.3145 | 55.5484 | 35.9086 | 37.0443 | -19 | -19 | -134.4417 | 134.6904 | -134.4417 | 134.6904 | 93.8802 | 136.1961 | 130.8 | 134.2637 | 130.2 | 133.8165 | -163.2 | -169.0534 | -165.7 | -172.047 | -169.5 | -176.0568 | -169 | -175.7666 | 290.447 | 301.5208
2020-12-19 21:30 | -25 | -25 | 52.7891 | 52.9047 | 36.6038 | 38.1665 | -24 | -24 | -139.0422 | 139.4653 | -139.0422 | 139.4653 | 104.1777 | 144.0329 | 130.5 | 134.39 | 129.6 | 133.6617 | -163.3 | -169.7368 | -165.3 | -172.1003 | -169.5 | -176.4683 | -169.6 | -176.845 | 287.8739 | 299.1321
2020-12-19 22:00 | -25 | -25.02 | 48.773 | 49.0152 | 37.9064 | 39.4542 | -26 | -26.0192 | -136.3539 | 136.9634 | -136.3539 | 136.9634 | 111.4869 | 149.2085 | 131.1 | 134.9016 | 130.8 | 134.8986 | -164.6 | -170.9879 | -166 | -172.745 | -170.2 | -177.0854 | -169.5 | -176.6926 | 280.2472 | 291.3837
2020-12-19 22:30 | -22 | -22.2036 | 46.3797 | 46.5235 | 39.0783 | 41.0372 | -22 | -22.0907 | -140.3218 | 141.0699 | -140.3218 | 141.0699 | 102.2829 | 146.9002 | 131.4 | 137.0655 | 131.4 | 136.7289 | -163.9 | -172.7236 | -163.7 | -172.6606 | -167.7 | -176.8982 | -167.2 | -176.5272 | 244.5262 | 256.4506
2020-12-19 23:00 | -17 | -17.0294 | 48.4498 | 48.8776 | 32.9281 | 35.0986 | -17 | -17.0294 | -134.5287 | 135.0946 | -134.5287 | 135.0946 | 110.7227 | 151.4225 | 131.7 | 136.6911 | 132.3 | 137.4305 | -164.6 | -173.2954 | -163.9 | -172.8185 | -167.6 | -176.7398 | -167.3 | -176.7113 | 235.9774 | 250.1157
2020-12-19 23:30 | -12 | -12.0416 | 52.9238 | 53.2836 | 28.4893 | 30.8324 | -12 | -12.0416 | -136.4548 | 136.8697 | -136.4548 | 136.8697 | 102.3623 | 141.8409 | 132 | 135.7764 | 131.7 | 135.5555 | -165 | -171.346 | -164.7 | -171.6081 | -168.8 | -175.9082 | -168.4 | -175.7231 | 254.2955 | 272.2568
2020-12-20 | -14 | -14.1421 | 49.8902 | 50.3193 | 28.9839 | 31.4108 | -14 | -14.1421 | -129.1989 | 129.8538 | -129.1989 | 129.8538 | 99.4006 | 141.6766 | 132 | 135.99 | 130.2 | 134.3169 | -164.4 | -171.1245 | -163.8 | -170.8578 | -167.1 | -174.306 | -166.7 | -174.1813 | 237.967 | 257.7714
2020-12-20 00:30 | -24 | -24.1868 | 35.8857 | 36.4417 | 39.8938 | 41.991 | -24 | -24.0832 | -139.7808 | 140.7016 | -139.7808 | 140.7016 | 106.4465 | 146.7934 | 132.6 | 136.6447 | 130.8 | 135.0467 | -164.7 | -171.3723 | -162.8 | -170.0431 | -167.1 | -174.4489 | -166.5 | -174.165 | 228.0008 | 249.6992
2020-12-20 01:00 | -30 | -30.0666 | 33.9739 | 34.1802 | 39.2844 | 45.3282 | -28 | -28.1603 | -133.3287 | 137.2376 | -133.3287 | 137.2376 | 111.6023 | 151.0532 | 132 | 135.9182 | 131.7 | 135.6269 | -165.1 | -171.5505 | -164.4 | -171.112 | -168.2 | -175.22 | -168.1 | -175.4356 | 228.097 | 249.1651
2020-12-20 01:30 | -26 | -28.2312 | 32.2876 | 32.3603 | 39.8355 | 45.2056 | -26 | -27.8568 | -132.9669 | 136.4686 | -132.9669 | 136.4686 | 119.9126 | 157.5011 | 132 | 136.0625 | 132.6 | 136.7174 | -164.4 | -171.264 | -162.8 | -170.0142 | -166.8 | -174.2192 | -166.5 | -174.1944 | 216.2824 | 238.9112
2020-12-20 02:00 | -25 | -27.7308 | 32.715 | 32.8807 | 38.5651 | 44.9058 | -26 | -28.6356 | -127.1517 | 131.5301 | -127.1517 | 131.5301 | 116.7601 | 153.3291 | 131.1 | 137.1249 | 129.3 | 135.3891 | -163.1 | -172.8725 | -160.6 | -169.9849 | -165.1 | -174.7935 | -164.4 | -174.2979 | 210.9968 | 221.3956
2020-12-20 02:30 | -24 | -24.7386 | 33.2717 | 33.5222 | 36.8431 | 40.7412 | -23 | -23.7697 | -123.3623 | 125.768 | -123.3623 | 125.768 | 111.6047 | 154.7941 | 127.8 | 134.3384 | 130.5 | 136.7293 | -158.8 | -168.9237 | -157.2 | -166.9439 | -161 | -170.9935 | -160.7 | -171.154 | 197.5755 | 211.1221
2020-12-20 03:00 | -27 | -27.1662 | 31.7815 | 31.9551 | 38.8315 | 45.1431 | -27 | -27.1662 | -124.8638 | 129.5533 | -124.8638 | 129.5533 | 127.4327 | 160.1139 | 129.3 | 137.306 | 130.8 | 138.8196 | -159.1 | -171.9035 | -158.5 | -171.046 | -162.9 | -175.7624 | -161.7 | -174.8403 | 217.7098 | 218.8688
2020-12-20 03:30 | -15 | -19.2094 | 41.7036 | 41.7664 | 28.3381 | 36.3139 | -16 | -19.4165 | -109.1792 | 114.4138 | -109.1792 | 114.4138 | 129.937 | 158.8303 | 130.5 | 138.2375 | 129.6 | 137.6895 | -161.6 | -174.2974 | -160.7 | -175.9291 | -164.3 | -180.0727 | -164.2 | -180.1868 | 215.279 | 217.125
2020-12-20 04:00 | -19 | -22.4722 | 38.4495 | 38.525 | 31.8739 | 39.0281 | -19 | -22.4722 | -114.8676 | 119.7863 | -114.8676 | 119.7863 | 138.5858 | 166.9551 | 132.3 | 140.3336 | 132 | 140.3542 | -164.1 | -177.2507 | -163.6 | -179.1072 | -167.5 | -183.4429 | -167.1 | -183.4886 | 219.8217 | 222.6284
2020-12-20 04:30 | -13 | -17.0294 | 45.5129 | 45.5334 | 25.186 | 33.5081 | -14 | -17.8045 | -105.0555 | 110.2749 | -105.0555 | 110.2749 | 138.8176 | 165.774 | 127.2 | 135.2281 | 128.1 | 135.9742 | -159.4 | -171.7683 | -159.5 | -174.5482 | -163.3 | -178.7517 | -162.8 | -178.7011 | 229.0603 | 230.8477
2020-12-20 05:00 | -6 | -11.6619 | 45.211 | 45.2214 | 24.1153 | 32.1988 | -6 | -11.6619 | -105.1893 | 110.0903 | -105.1893 | 110.0903 | 143.7397 | 169.8077 | 128.4 | 136.2568 | 126.9 | 135.0483 | -160.1 | -173.0564 | -159.8 | -175.3124 | -163.5 | -179.4254 | -163.1 | -179.4342 | 233.278 | 234.9249
2020-12-20 05:30 | -5 | -9.434 | 52.4261 | 52.5202 | 15.1694 | 24.9465 | -5 | -9.434 | -93.8159 | 98.9449 | -93.8159 | 98.9449 | 146.1196 | 168.6534 | 131.7 | 139.1758 | 131.1 | 138.5208 | -163.4 | -175.8169 | -163.4 | -178.2386 | -167.5 | -182.7563 | -167.1 | -182.7523 | 229.2774 | 231.4712
2020-12-20 06:00 | 0 | 7 | 56.6599 | 56.8046 | 8.2989 | 20.5745 | 0 | 7 | -84.9214 | 90.2861 | -84.9214 | 90.2861 | 132.8427 | 158.0546 | 131.7 | 139.1758 | 130.8 | 138.5208 | -163.4 | -176.0392 | -163.8 | -178.7252 | -167.9 | -183.2029 | -167.7 | -183.2096 | 218.9355 | 221.7573
2020-12-20 06:30 | 2 | 7.2801 | 45.9996 | 46.2272 | 15.4467 | 24.0902 | 2 | 7.2801 | -95.6817 | 99.6108 | -95.6817 | 99.6108 | 137.156 | 159.6327 | 131.1 | 138.7058 | 130.5 | 138.1388 | -161.9 | -174.0908 | -163.1 | -177.6451 | -167.1 | -182.0564 | -166.5 | -181.7198 | 230.2834 | 232.8468
2020-12-20 07:00 | -5 | -9.434 | 38.8795 | 39.0374 | 18.2797 | 26.9171 | -6 | -9.2195 | -97.1059 | 101.9403 | -97.1059 | 101.9403 | 126.8712 | 150.5985 | 130.8 | 138.1304 | 130.8 | 138.4223 | -161.6 | -173.7383 | -162.8 | -177.3296 | -166.9 | -181.768 | -166 | -181.257 | 223.3699 | 226.9499
2020-12-20 07:30 | -11 | -13.6015 | 29.9601 | 30.2362 | 19.2881 | 27.3718 | -12 | -14.4222 | -101.2109 | 105.2659 | -101.2109 | 105.2659 | 122.4417 | 143.5177 | 126.6 | 133.5751 | 125.4 | 132.6326 | -157.2 | -168.3468 | -158.9 | -172.2005 | -163.2 | -177.1092 | -162 | -176.1216 | 217.8256 | 222.6675
2020-12-20 08:00 | -7 | -10.6301 | 28.9716 | 29.2885 | 16.2089 | 25.1394 | -7 | -10.6301 | -93.6537 | 97.6248 | -93.6537 | 97.6248 | 112.6295 | 135.518 | 125.1 | 132.4472 | 125.1 | 132.6455 | -154.6 | -165.9435 | -156.6 | -170.0036 | -160.3 | -174.244 | -160.3 | -174.507 | 220.8931 | 226.1349
2020-12-20 08:30 | -14 | -16.1245 | 27.1066 | 27.2855 | 23.9542 | 30.9264 | -14 | -16.1245 | -101.2111 | 104.7408 | -101.2111 | 104.7408 | 114.6654 | 137.5701 | 124.5 | 131.9799 | 124.5 | 131.782 | -155.6 | -166.8034 | -156.4 | -169.9115 | -159.9 | -173.7976 | -160.2 | -174.3882 | 210.9777 | 217.1633
2020-12-20 09:00 | -19 | -19.105 | 21.9904 | 24.0557 | 29.2234 | 31.7713 | -20 | -20.025 | -108.5078 | 109.4921 | -108.5078 | 109.4921 | 110.1612 | 135.0738 | 121.8 | 129.5378 | 120.9 | 128.692 | -151.1 | -162.6137 | -153.1 | -166.8789 | -156.7 | -170.8183 | -156.4 | -170.8637 | 221.2972 | 228.4005
2020-12-20 09:30 | -16 | -16 | 23.3878 | 25.5961 | 24.4536 | 26.9662 | -16 | -16 | -100.1099 | 100.8376 | -100.1099 | 100.8376 | 112.7543 | 135.757 | 126.9 | 134.1487 | 128.1 | 135.3811 | -157.3 | -168.7498 | -159.6 | -172.8616 | -163.6 | -177.2077 | -163.3 | -177.2791 | 218.091 | 226.7944
2020-12-20 10:00 | -13 | -14.7648 | 19.4548 | 19.7053 | 23.6173 | 29.7839 | -13 | -14.3178 | -96.2958 | 99.1978 | -96.2958 | 99.1978 | 98.6847 | 122.4047 | 112.5 | 120.0843 | 111.3 | 119.174 | -142.3 | -151.9896 | -145.2 | -157.1389 | -148.9 | -161.2539 | -148.6 | -161.2086 | 232.2827 | 238.6772
2020-12-20 10:30 | -16 | -17.4642 | 16.6564 | 17.0669 | 22.6251 | 28.7437 | -16 | -17.088 | -88.9437 | 91.7424 | -88.9437 | 91.7424 | 95.3054 | 122.3631 | 120.3 | 127.6199 | 120.9 | 128.4876 | -149.7 | -160.7608 | -151.4 | -164.4494 | -155 | -168.3884 | -154.3 | -168.0201 | 206.6106 | 215.3348
2020-12-20 11:00 | -14 | -14.8661 | 18.5592 | 19.1076 | 21.5484 | 27.5099 | -14 | -15.2315 | -84.5014 | 87.3295 | -84.5014 | 87.3295 | 107.6782 | 129.7542 | 120.9 | 127.9875 | 120.9 | 127.9875 | -151.3 | -161.6808 | -152.1 | -164.4785 | -155.7 | -168.4929 | -155.3 | -168.3927 | 217.6245 | 225.5051
2020-12-20 11:30 | -17 | -18.0278 | 16.9058 | 17.4495 | 18.4616 | 25.2761 | -17 | -18.0278 | -76.4238 | 79.4587 | -76.4238 | 79.4587 | 108.6949 | 130.8106 | 121.8 | 129.0349 | 122.1 | 129.517 | -151.6 | -162.1514 | -152 | -164.6386 | -155.3 | -168.4314 | -155.1 | -168.5978 | 200.2618 | 208.9897
2020-12-20 12:00 | -17 | -17.72 | 6.0608 | 6.8477 | 24.8935 | 30.543 | -19 | -19.6469 | -82.6293 | 85.6891 | -82.6293 | 85.6891 | 105.8405 | 127.0867 | 106.5 | 113.8345 | 107.7 | 115.1691 | -134 | -143.7721 | -134.8 | -146.8274 | -137.8 | -150.1366 | -138.2 | -150.8224 | 221.9417 | 228.95
2020-12-20 12:30 | -21 | -21.587 | 5.6709 | 7.2789 | 18.8857 | 25.3059 | -20 | -20.6155 | -73.2778 | 76.805 | -73.2778 | 76.805 | 107.8111 | 127.9873 | 106.8 | 114.2212 | 107.7 | 115.3831 | -133.1 | -142.9701 | -134.4 | -146.3413 | -137 | -149.4826 | -136.9 | -149.6028 | 211.9144 | 219.2968
2020-12-20 13:00 | -13 | -13.9284 | -1.0693 | 5.0081 | 19.3161 | 25.5806 | -13 | -13.6015 | -73.6687 | 77.4742 | -73.6687 | 77.4742 | 109.7271 | 129.9629 | 106.8 | 114.7617 | 105.6 | 113.6458 | -134 | -143.9435 | -135.4 | -147.4834 | -137.9 | -150.2681 | -138 | -150.7195 | 208.6567 | 216.128
2020-12-20 13:30 | -16 | -17.088 | -0.62909 | 4.3339 | 18.5431 | 25.2685 | -16 | -17.088 | -70.5443 | 74.1045 | -70.5443 | 74.1045 | 109.1893 | 129.8988 | 107.4 | 114.9955 | 108 | 115.7304 | -134.7 | -144.8252 | -134.8 | -147.0662 | -138.1 | -150.8111 | -137.5 | -150.5455 | 195.6803 | 204.3322
2020-12-20 14:00 | -9 | -10.2956 | 1.8184 | 4.6217 | 14.7869 | 22.5945 | -10 | -11.1803 | -65.1216 | 68.5956 | -65.1216 | 68.5956 | 111.1596 | 131.3416 | 105.6 | 113.757 | 107.7 | 115.491 | -134.5 | -144.6392 | -135.8 | -147.9437 | -139 | -151.516 | -138.8 | -151.6934 | 194.8055 | 203.7088
2020-12-20 14:30 | -16 | -16.1245 | -0.93402 | 7.2058 | 19.6599 | 23.9948 | -16 | -16.1245 | -73.5468 | 75.5091 | -73.5468 | 75.5091 | 114.4261 | 127.9708 | 106.8 | 113.8776 | 107.1 | 114.1866 | -133.4 | -141.943 | -135.5 | -146.3879 | -138.7 | -149.9556 | -138.5 | -149.9617 | 211.676 | 218.5586
2020-12-20 15:00 | -10 | -10.198 | -0.32637 | 7.1271 | 24.0677 | 27.6548 | -10 | -10.0499 | -81.7485 | 83.5171 | -81.7485 | 83.5171 | 109.1081 | 123.0596 | 106.2 | 113.0315 | 105.3 | 112.3948 | -133.3 | -141.9175 | -135.5 | -146.4637 | -138.7 | -150.0318 | -138.8 | -150.3923 | 226.6411 | 233.0804
2020-12-20 15:30 | -15 | -15.1327 | 6.8134 | 10.4335 | 20.9475 | 24.8756 | -14 | -14.0357 | -80.6735 | 82.5066 | -80.6735 | 82.5066 | 104.2392 | 119.0859 | 106.5 | 113.624 | 106.2 | 113.1346 | -131 | -139.517 | -135.3 | -146.0517 | -138.5 | -149.6189 | -138.2 | -149.5696 | 229.7967 | 235.5556
2020-12-20 16:00 | -12 | -12.1655 | 19.4011 | 20.9329 | 15.6283 | 20.3618 | -12 | -12.1655 | -77.7641 | 79.5186 | -77.7641 | 79.5186 | 103.8292 | 119.532 | 108.6 | 114.5061 | 106.2 | 111.7555 | -133.1 | -139.9352 | -138.8 | -147.7356 | -142.3 | -151.5034 | -142.9 | -152.412 | 265.1417 | 271.3617
2020-12-20 16:30 | -11 | -13.0384 | 27.5633 | 27.7085 | 17.4736 | 24.8684 | -10 | -12.2066 | -81.217 | 84.141 | -81.217 | 84.141 | 67.2558 | 95.8381 | 108.9 | 115.2738 | 108.6 | 115.1891 | -136.4 | -144.303 | -139.2 | -148.4561 | -142.4 | -151.8736 | -142.3 | -151.9082 | 234.7257 | 240.4583
2020-12-20 17:00 | -9 | -10.8167 | 34.2645 | 34.396 | 18.9496 | 25.4257 | -10 | -11.6619 | -83.718 | 85.6807 | -83.718 | 85.6807 | 99.139 | 121.4327 | 122.4 | 127.4163 | 123 | 128.2446 | -154.4 | -161.9284 | -158.8 | -167.7607 | -162.7 | -171.7769 | -162.9 | -172.2893 | 284.543 | 289.793
2020-12-20 17:30 | -8 | -12.0416 | 43.2899 | 43.3185 | 21.1187 | 28.7273 | -8 | -12.0416 | -91.4783 | 94.1506 | -91.4783 | 94.1506 | 91.3683 | 115.3201 | 129.6 | 134.6689 | 129.6 | 135.3409 | -162.2 | -170.1192 | -167.3 | -177.3987 | -171 | -181.3204 | -171.2 | -181.8437 | 276.7637 | 281.1374
2020-12-20 18:00 | -14 | -16.1245 | 42.0041 | 42.0097 | 29.1742 | 34.179 | -14 | -16.1245 | -105.6891 | 107.3092 | -105.6891 | 107.3092 | 105.2986 | 125.464 | 129.6 | 134.6689 | 129.6 | 134.5877 | -161.9 | -169.2981 | -168 | -177.6325 | -172.6 | -182.4703 | -171.8 | -181.943 | 323.7058 | 327.4529
2020-12-20 18:30 | -10 | -12.8062 | 56.5783 | 56.5804 | 21.838 | 28.1348 | -10 | -12.8062 | -96.635 | 98.2912 | -96.635 | 98.2912 | 105.0644 | 125.5464 | 129.9 | 134.7164 | 129.3 | 134.0584 | -160.5 | -168.0189 | -167.3 | -177.1014 | -171.3 | -181.405 | -171.3 | -181.6699 | 341.366 | 344.9
2020-12-20 19:00 | -12 | -13.8924 | 55.9985 | 56.0091 | 28.6959 | 33.5703 | -11 | -13.0384 | -110.587 | 111.8062 | -110.587 | 111.8062 | 105.0523 | 125.3148 | 129.6 | 134.269 | 128.7 | 133.7213 | -163.2 | -170.5417 | -168.3 | -177.9555 | -172.3 | -182.1865 | -172.2 | -182.4525 | 343.1421 | 346.6133
2020-12-20 19:30 | -8 | -10.6301 | 62.748 | 62.7552 | 26.1547 | 30.9547 | -8 | -10.6301 | -107.8699 | 109.0399 | -107.8699 | 109.0399 | 112.1662 | 131.193 | 128.4 | 133.3513 | 129 | 133.8488 | -160.7 | -168.2099 | -166.5 | -176.5018 | -170.5 | -180.6167 | -170.5 | -180.9628 | 351.2747 | 353.8806
2020-12-20 20:00 | -14 | -14.8661 | 60.3076 | 60.3161 | 31.2877 | 34.9893 | -15 | -16.1555 | -120.5346 | 121.6721 | -120.5346 | 121.6721 | 107.2482 | 131.6625 | 127.8 | 132.2969 | 129.3 | 133.6701 | -162.3 | -169.4491 | -167.3 | -176.4872 | -171.7 | -181.1677 | -171 | -180.7298 | 358.6848 | 364.052
2020-12-20 20:30 | -21 | -22.1359 | 53.5958 | 53.768 | 39.8076 | 43.0394 | -23 | -24.0416 | -135.0757 | 136.4006 | -135.0757 | 136.4006 | 113.0775 | 134.1669 | 129.9 | 134.0262 | 129 | 133.69 | -160.7 | -167.3481 | -166.8 | -175.6338 | -170.8 | -179.7761 | -170.3 | -179.6813 | 362.3393 | 367.2069
2020-12-20 21:00 | -24 | -25.632 | 51.9528 | 52.3194 | 39.8046 | 43.8044 | -23 | -24.6982 | -129.5442 | 131.4105 | -129.5442 | 131.4105 | 113.1568 | 135.6184 | 129.6 | 134.269 | 129 | 134.1738 | -161.5 | -168.982 | -166.3 | -175.8329 | -170.1 | -179.8785 | -170.1 | -180.3054 | 332.1799 | 336.8159
2020-12-20 21:30 | -31 | -32.28 | 41.2607 | 41.7398 | 48.4883 | 52.104 | -31 | -32.28 | -141.4418 | 143.3069 | -141.4418 | 143.3069 | 119.4576 | 145.9559 | 129 | 134.3401 | 128.4 | 134.2797 | -161.5 | -169.4782 | -164.5 | -173.4827 | -169.2 | -178.3841 | -168.8 | -178.3569 | 320.4044 | 320.584
2020-12-20 22:00 | -38 | -40.4969 | 29.4233 | 31.0504 | 55.3124 | 60.5406 | -38 | -40.4969 | -142.3363 | 145.8906 | -142.3363 | 145.8906 | 111.2014 | 147.6336 | 130.2 | 136.1765 | 130.5 | 135.948 | -162.4 | -171.9806 | -164.9 | -174.1172 | -168.8 | -178.1321 | -168.5 | -178.1378 | 269.9995 | 272.6145
2020-12-20 22:30 | -35 | -37.3363 | 33.1263 | 34.5879 | 50.9667 | 56.4071 | -36 | -38.6264 | -139.0542 | 142.3797 | -139.0542 | 142.3797 | 120.9878 | 155.1163 | 131.4 | 137.2375 | 130.5 | 136.5514 | -163.7 | -173.0459 | -164.7 | -173.5464 | -168.8 | -177.9414 | -168.4 | -177.7245 | 264.0024 | 267.1006
2020-12-20 23:00 | -20 | -23.3238 | 43.9031 | 44.2375 | 37.1572 | 43.209 | -21 | -24.1868 | -120.7932 | 123.699 | -120.7932 | 123.699 | 128.4838 | 162.4049 | 132 | 137.9856 | 131.7 | 137.7866 | -164.8 | -174.4117 | -165 | -174.212 | -168.5 | -177.8479 | -168.7 | -178.4897 | 258.9196 | 262.5648
2020-12-20 23:30 | -12 | -15.6205 | 56.8592 | 56.9659 | 24.8086 | 32.1196 | -13 | -16.4012 | -114.8657 | 117.2964 | -114.8657 | 117.2964 | 114.7279 | 159.2181 | 131.1 | 136.6927 | 131.1 | 136.8638 | -163.9 | -172.9777 | -165 | -173.6428 | -169.3 | -178.0407 | -168.5 | -177.3412 | 262.9662 | 273.1588
2020-12-21 | -13 | -17.6918 | 49.7566 | 49.9349 | 28.3044 | 35.7414 | -13 | -17.0294 | -109.1215 | 112.4326 | -109.1215 | 112.4326 | 112.0666 | 150.8323 | 132.3 | 138.0994 | 131.4 | 137.2375 | -163.9 | -173.4959 | -163.5 | -172.0928 | -167.8 | -176.5216 | -167.3 | -176.3602 | 234.3794 | 242.7911
2020-12-21 00:30 | -10 | -17.2047 | 45.8228 | 46.2328 | 29.3827 | 38.0022 | -9 | -16.6433 | -101.2228 | 105.7293 | -101.2228 | 105.7293 | 105.6274 | 157.217 | 132.3 | 138.8067 | 132 | 138.7039 | -163.4 | -173.9988 | -162 | -171.6029 | -165.8 | -175.5204 | -165.3 | -175.3797 | 204.6878 | 216.0446
2020-12-21 01:00 | -12 | -18.4391 | 42.0301 | 42.4863 | 31.7094 | 40.1135 | -12 | -17.6918 | -101.2327 | 106.3156 | -101.2327 | 106.3156 | 110.2693 | 157.2204 | 132 | 138.34 | 133.2 | 139.3086 | -165.5 | -175.7022 | -164.3 | -173.7759 | -168.3 | -177.9487 | -167.7 | -177.7097 | 203.1339 | 220.9989
2020-12-21 01:30 | -13 | -18.3848 | 46.8806 | 47.05 | 26.2463 | 34.7353 | -13 | -17.6918 | -92.6399 | 97.2871 | -92.6399 | 97.2871 | 120.5228 | 164.4776 | 132.6 | 138.735 | 132 | 138.0733 | -164.9 | -174.6705 | -164.4 | -173.5795 | -168 | -177.2795 | -167.6 | -177.3194 | 199.7958 | 221.5313
2020-12-21 02:00 | -14 | -18.4391 | 47.4926 | 47.6972 | 25.3306 | 34.5213 | -13 | -18.3848 | -86.877 | 92.2889 | -86.877 | 92.2889 | 122.5257 | 165.6777 | 132.9 | 139.0218 | 132.3 | 138.8977 | -166.4 | -176.6842 | -163.8 | -173.238 | -166.8 | -176.498 | -166.7 | -176.6006 | 189.4095 | 212.974
2020-12-21 02:30 | -15 | -19.2094 | 46.6529 | 46.7806 | 24.5527 | 33.716 | -15 | -19.2094 | -85.697 | 90.81 | -85.697 | 90.81 | 132.1881 | 173.6462 | 132.9 | 139.1101 | 132.9 | 139.4693 | -164.6 | -174.9561 | -162.7 | -172.4288 | -166.7 | -176.6006 | -166.4 | -176.5836 | 198.2918 | 220.3803
2020-12-21 03:00 | -3 | -11.4018 | 56.2997 | 56.3396 | 16.9141 | 27.4328 | -3 | -11.4018 | -72.5081 | 77.8697 | -72.5081 | 77.8697 | 133.7186 | 174.2988 | 132.3 | 138.473 | 132.3 | 138.6263 | -165.6 | -175.5959 | -164.3 | -173.646 | -168.3 | -177.7869 | -167.8 | -177.6065 | 201.2667 | 223.8264
2020-12-21 03:30 | -11 | -15.5563 | 51.2379 | 51.3338 | 22.8404 | 31.232 | -11 | -15.5563 | -84.349 | 89.1722 | -84.349 | 89.1722 | 131.6112 | 171.9157 | 132.6 | 138.5597 | 132.6 | 138.8235 | -165.6 | -175.3643 | -164.5 | -173.6102 | -168.2 | -177.5316 | -167.3 | -176.938 | 197.694 | 220.4389
2020-12-21 04:00 | 0 | 9 | 57.88 | 57.8844 | 17.9402 | 26.2742 | 0 | 9 | -78.6243 | 82.7013 | -78.6243 | 82.7013 | 132.7763 | 172.1114 | 132.3 | 138.0994 | 132 | 137.8985 | -167.2 | -176.5523 | -166.1 | -175.0637 | -169.5 | -178.6055 | -169.7 | -179.0808 | 216.9848 | 237.2764
2020-12-21 04:30 | -3 | -8.544 | 56.7981 | 56.8343 | 23.7413 | 29.9565 | -4 | -8.9443 | -85.1187 | 88.3548 | -85.1187 | 88.3548 | 134.3586 | 171.8479 | 131.1 | 136.6081 | 131.7 | 137.0173 | -164.6 | -173.2004 | -165.5 | -173.871 | -169.9 | -178.4272 | -169 | -177.7865 | 253.0932 | 270.0039
2020-12-21 05:00 | -4 | -8.9443 | 62.8953 | 62.9322 | 20.4453 | 26.7619 | -6 | -10 | -86.1746 | 89.2085 | -86.1746 | 89.2085 | 120.2408 | 160.7401 | 132.3 | 137.9286 | 132.6 | 138.3013 | -165.1 | -174.5649 | -164.5 | -173.3561 | -167.4 | -176.329 | -167.9 | -177.2474 | 250.8522 | 264.2598
2020-12-21 05:30 | 12 | 13 | 84.6762 | 84.6989 | 5.0549 | 15.2794 | 11 | 12.083 | -70.2109 | 73.1263 | -70.2109 | 73.1263 | 115.0152 | 154.7842 | 131.7 | 137.5247 | 131.1 | 137.1249 | -164.4 | -173.5795 | -165.3 | -173.4022 | -169.2 | -177.3965 | -168.9 | -177.3528 | 277.4032 | 287.5282
2020-12-21 06:00 | 8 | 10 | 81.6253 | 81.8983 | 10.1528 | 17.469 | 7 | 9.2195 | -83.2442 | 85.5591 | -83.2442 | 85.5591 | 107.7001 | 128.2556 | 130.8 | 135.9871 | 130.8 | 136.1524 | -162.7 | -171.649 | -165.6 | -176.896 | -168.9 | -180.4072 | -168.6 | -180.303 | 288.8499 | 312.7764
2020-12-21 06:30 | 5 | 5.831 | 82.7336 | 83.0202 | 13.3089 | 17.5456 | 4 | 5.6569 | -95.0417 | 95.9897 | -95.0417 | 95.9897 | 85.3522 | 108.4067 | 129.9 | 135.6282 | 130.2 | 135.9156 | -162.9 | -172.0305 | -165.4 | -176.85 | -168.9 | -180.5482 | -167.9 | -179.6131 | 306.7383 | 323.2383
2020-12-21 07:00 | 13 | 13.6015 | 90.4005 | 90.7328 | 4.8435 | 12.6851 | 14 | 14.8661 | -85.8111 | 86.8431 | -85.8111 | 86.8431 | 73.1239 | 98.8343 | 130.5 | 135.5353 | 129.6 | 134.7508 | -162.4 | -170.1898 | -165.4 | -175.1097 | -169.3 | -179.319 | -169 | -179.2347 | 308.1991 | 325.7349
2020-12-21 07:30 | 12 | 12.1655 | 89.3961 | 89.6658 | 6.6816 | 11.6939 | 12 | 12.1655 | -93.5069 | 93.8743 | -93.5069 | 93.8743 | 78.8767 | 104.2387 | 129 | 134.1738 | 129.3 | 134.4623 | -161.2 | -169.3183 | -166.3 | -176.5565 | -170 | -180.4111 | -170.3 | -180.929 | 334.1609 | 346.4382
2020-12-21 08:00 | 14 | 14.1421 | 85.6761 | 85.7775 | 1.1788 | 9.7321 | 14 | 14.1421 | -78.2278 | 78.6432 | -78.2278 | 78.6432 | 54.4023 | 87.2615 | 128.7 | 133.803 | 128.4 | 133.5145 | -161.6 | -169.3069 | -166.8 | -176.4653 | -170.9 | -180.7325 | -170.4 | -180.3907 | 338.5016 | 349.8145
2020-12-21 08:30 | 9 | 9.0554 | 67.8446 | 67.89 | 3.9016 | 11.2317 | 9 | 9.0554 | -85.0746 | 85.4834 | -85.0746 | 85.4834 | 91.8466 | 118.0266 | 130.2 | 135.9156 | 130.8 | 136.1524 | -161.6 | -170.2282 | -164.1 | -174.6564 | -167.9 | -178.7403 | -167.7 | -178.794 | 319.6704 | 331.3447
2020-12-21 09:00 | 1 | 1 | 76.9818 | 77.029 | 9.6609 | 11.823 | 2 | 2 | -86.1406 | 86.209 | -86.1406 | 86.209 | 87.586 | 134.7285 | 129.3 | 134.4623 | 129 | 134.3401 | -160.5 | -168.1973 | -165.8 | -172.0362 | -170 | -176.3242 | -170 | -176.3851 | 314.9298 | 316.7647
2020-12-21 09:30 | 11 | 11 | 72.3774 | 72.4105 | 12.5901 | 13.8798 | 11 | 11 | -102.2226 | 102.2233 | -102.2226 | 102.2233 | 80.8846 | 131.1201 | 129.3 | 134.0584 | 128.4 | 133.1905 | -161.2 | -168.5995 | -167 | -173.0013 | -171.4 | -177.3621 | -170.7 | -176.7634 | 338.3938 | 339.513
2020-12-21 10:00 | -1 | -1 | 73.5812 | 73.7074 | 19.0821 | 19.8772 | 0 | 0 | -109.579 | 109.5794 | -109.579 | 109.5794 | 75.7676 | 107.8494 | 128.7 | 133.3219 | 129 | 133.69 | -160 | -167.1603 | -167.4 | -174.3844 | -172 | -179.2603 | -171.7 | -179.0573 | 362.987 | 365.9826
2020-12-21 10:30 | 0 | 0 | 59.5034 | 59.525 | 8.4816 | 11.5504 | 0 | 0 | -85.4351 | 85.4973 | -85.4351 | 85.4973 | 57.6261 | 100.3688 | 127.5 | 132.4037 | 126.9 | 131.7451 | -158.3 | -165.7103 | -166 | -173.1946 | -170.1 | -177.514 | -169.8 | -177.3513 | 369.8283 | 372.2498
2020-12-21 11:00 | 0 | 0 | 83.9678 | 84.1336 | 18.9626 | 19.4249 | 0 | 0 | -89.381 | 89.3844 | -89.381 | 89.3844 | 92.1447 | 118.663 | 129 | 133.6115 | 128.7 | 133.2439 | -161.2 | -168.1093 | -166.5 | -173.5323 | -170.9 | -178.0641 | -170.5 | -177.85 | 341.131 | 344.1512
2020-12-21 11:30 | -2 | -2.2361 | 79.9021 | 80.4918 | 21.8445 | 24.0156 | -2 | -2.8284 | -113.1682 | 113.3075 | -113.1682 | 113.3075 | 54.5754 | 96.6732 | 127.8 | 132.0671 | 127.8 | 132.2197 | -158.7 | -165.485 | -167.5 | -174.2419 | -171.7 | -178.555 | -171.6 | -178.6652 | 349.2366 | 351.5614
2020-12-21 12:00 | -9 | -9.8489 | 72.4348 | 73.3992 | 26.1341 | 28.5928 | -8 | -8.9443 | -119.2656 | 119.5168 | -119.2656 | 119.5168 | 48.2803 | 98.5925 | 128.1 | 132.8218 | 128.4 | 133.0323 | -159.7 | -166.9022 | -165.8 | -173.1463 | -170.5 | -178.0216 | -169.9 | -177.5338 | 367.6977 | 370.121
2020-12-21 12:30 | -8 | -10 | 49.5736 | 50.7652 | 22.0078 | 26.6156 | -8 | -9.434 | -102.2288 | 103.1119 | -102.2288 | 103.1119 | 91.8243 | 126.4535 | 129.9 | 134.7164 | 130.8 | 135.5057 | -162.8 | -170.512 | -165.7 | -173.4299 | -170.9 | -178.9 | -168.9 | -176.901 | 336.6022 | 340.1619
2020-12-21 13:00 | -19 | -19.6469 | 55.817 | 57.3052 | 34.6273 | 36.9764 | -19 | -19.6469 | -113.6427 | 114.1945 | -113.6427 | 114.1945 | 86.7318 | 122.6605 | 126.6 | 131.4561 | 128.4 | 133.2706 | -159.4 | -166.6735 | -170.1 | -177.4951 | -174.8 | -182.3421 | -173.8 | -181.5563 | 372.2828 | 374.476
2020-12-21 13:30 | -33 | -33.0151 | 47.0421 | 48.1162 | 52.4149 | 53.108 | -34 | -34.0147 | -151.6345 | 151.6681 | -151.6345 | 151.6681 | 63.231 | 102.2272 | 126 | 130.4031 | 126.9 | 131.0454 | -160 | -166.3438 | -169.5 | -176.0839 | -174 | -180.7407 | -173.5 | -180.4781 | 408.8678 | 410.747
2020-12-21 14:00 | -20 | -20.025 | 54.5625 | 55.0105 | 37.1002 | 38.3269 | -21 | -21.0238 | -136.2512 | 136.2903 | -136.2512 | 136.2903 | 67.3026 | 108.1378 | 127.5 | 132.0072 | 126.9 | 131.5061 | -159.5 | -166.4512 | -166.7 | -173.8372 | -171 | -178.2445 | -170.6 | -178.0028 | 381.3503 | 383.8111
2020-12-21 14:30 | -19 | -19.0263 | 49.4329 | 49.7358 | 35.0426 | 36.1609 | -19 | -19.0263 | -131.7221 | 131.7944 | -131.7221 | 131.7944 | 94.5703 | 124.5277 | 128.7 | 133.2439 | 129.3 | 133.9795 | -160.7 | -167.7155 | -166.8 | -174.0469 | -171 | -178.4147 | -170.6 | -178.2038 | 378.8947 | 382.2112
2020-12-21 15:00 | -23 | -23 | 53.416 | 53.7625 | 39.1855 | 40.0768 | -24 | -24 | -144.626 | 144.6806 | -144.626 | 144.6806 | 84.3994 | 113.6377 | 128.1 | 132.3575 | 127.5 | 132.1639 | -159.6 | -166.1246 | -168.9 | -175.4102 | -173.3 | -180.0127 | -172.6 | -179.5578 | 400.7942 | 402.8351
2020-12-21 15:30 | -20 | -21.1896 | 59.9679 | 61.7245 | 46.3304 | 48.3764 | -20 | -21.1896 | -160.8137 | 161.2366 | -160.8137 | 161.2366 | 71.375 | 106.7296 | 127.2 | 132.1148 | 127.8 | 132.6926 | -160.4 | -167.7059 | -167.8 | -174.9206 | -172.2 | -179.5086 | -172.1 | -179.5546 | 409.5346 | 411.5917
2020-12-21 16:00 | -16 | -17.088 | 67.2107 | 68.4251 | 36.5838 | 38.982 | -16 | -17.088 | -148.2829 | 148.6862 | -148.2829 | 148.6862 | 63.7151 | 103.2885 | 127.5 | 132.4849 | 128.1 | 133.1439 | -159.1 | -166.5115 | -166.9 | -174.029 | -172.1 | -179.3844 | -171.3 | -178.7593 | 406.7476 | 409.217
2020-12-21 16:30 | -25 | -25.9615 | 68.6273 | 70.2818 | 47.0638 | 48.9473 | -24 | -24.7386 | -158.6037 | 158.9345 | -158.6037 | 158.9345 | 60.9761 | 100.0856 | 126.9 | 131.7451 | 127.5 | 132.4849 | -159.6 | -166.7775 | -167.1 | -174.052 | -171.2 | -178.324 | -170.8 | -177.9681 | 411.1631 | 413.6107
2020-12-21 17:00 | -16 | -17.088 | 78.5708 | 79.5513 | 34.3403 | 36.8552 | -16 | -17.088 | -150.5381 | 150.8671 | -150.5381 | 150.8671 | 46.5753 | 93.0425 | 127.5 | 132.4037 | 128.1 | 133.1439 | -159.4 | -166.8203 | -167.6 | -174.8993 | -171.2 | -178.6064 | -171.6 | -179.2479 | 406.7375 | 409.7279
2020-12-21 17:30 | 0 | 0 | 78.2546 | 78.4722 | 28.8742 | 30.306 | 0 | 0 | -146.3052 | 146.3528 | -146.3052 | 146.3528 | 39.1977 | 88.0378 | 126.6 | 131.868 | 126.9 | 132.2401 | -160.1 | -168.3949 | -167.6 | -175.6602 | -171.9 | -180.1821 | -171.6 | -179.9863 | 389.1924 | 392.0097
2020-12-21 18:00 | -8 | -8.2462 | 77.958 | 78.09 | 28.3272 | 29.7396 | -8 | -8.2462 | -142.7423 | 142.8241 | -142.7423 | 142.8241 | 36.8274 | 103.018 | 127.5 | 133.0709 | 128.1 | 133.6459 | -160.5 | -168.6827 | -166.8 | -174.5694 | -170.8 | -178.6572 | -170.9 | -178.9 | 350.0871 | 352.4687
2020-12-21 18:30 | -5 | -5.831 | 80.2803 | 80.513 | 30.1329 | 31.4687 | -6 | -6.7082 | -139.9028 | 140.0118 | -139.9028 | 140.0118 | 52.1712 | 91.5377 | 129.3 | 134.0584 | 128.1 | 133.4761 | -160.7 | -168.1804 | -166.4 | -176.5168 | -170.3 | -180.6604 | -170.3 | -180.8279 | 356.5069 | 358.4184
2020-12-21 19:00 | 0 | 0 | 88.2348 | 88.3272 | 21.4438 | 22.6904 | 0 | 0 | -123.2313 | 123.3074 | -123.2313 | 123.3074 | 47.3586 | 93.1102 | 129 | 133.08 | 128.4 | 132.5728 | -160 | -166.7321 | -165.5 | -173.9941 | -169.3 | -177.9147 | -169.1 | -177.9437 | 348.9215 | 351.2923
2020-12-21 19:30 | 0 | 0 | 92.5862 | 92.6573 | 18.5231 | 19.569 | 1 | 1 | -117.6551 | 117.6744 | -117.6551 | 117.6744 | 49.4611 | 92.5746 | 128.4 | 132.5728 | 129.3 | 133.5192 | -160.3 | -167.0482 | -165.5 | -173.9325 | -169.2 | -177.7914 | -168.4 | -177.0611 | 327.7467 | 330.1624
2020-12-21 20:00 | 5 | 5 | 94.2252 | 94.287 | 17.8536 | 18.6306 | 5 | 5 | -119.1081 | 119.1085 | -119.1081 | 119.1085 | 56.1864 | 94.1134 | 128.4 | 133.4326 | 129 | 134.0916 | -162.3 | -170.2447 | -167.1 | -176.2976 | -170.7 | -180.0287 | -170.9 | -180.5705 | 336.0534 | 341.8442
2020-12-21 20:30 | 1 | 1 | 93.5282 | 93.5582 | 16.6884 | 17.5905 | 1 | 1 | -112.9232 | 112.9408 | -112.9232 | 112.9408 | 63.9772 | 96.8046 | 128.1 | 132.7428 | 128.7 | 133.2439 | -159.9 | -167.4162 | -164.7 | -173.5774 | -168.2 | -177.3089 | -167.9 | -177.1515 | 332.9839 | 336.1571
2020-12-21 21:00 | 2 | 2.8284 | 90.6658 | 90.6663 | 16.7794 | 17.2975 | 2 | 2.8284 | -111.5083 | 111.5253 | -111.5083 | 111.5253 | 78.215 | 104.4392 | 129 | 133.304 | 129.6 | 134.0366 | -161.5 | -168.397 | -165.7 | -173.9393 | -169.5 | -178.077 | -169.4 | -178.1978 | 316.4885 | 317.8328
2020-12-21 21:30 | 5 | 5 | 86.8259 | 86.8261 | 16.3707 | 17.5359 | 5 | 5 | -110.8735 | 111.0092 | -110.8735 | 111.0092 | 89.9389 | 114.3519 | 130.2 | 134.391 | 129.3 | 133.7465 | -160.5 | -167.6968 | -164.4 | -173.2931 | -167.7 | -176.6452 | -167.5 | -176.6768 | 301.4947 | 302.3532
2020-12-21 22:00 | 0 | 0 | 82.0418 | 82.0429 | 17.1947 | 18.6928 | 0 | 0 | -106.3403 | 106.6122 | -106.3403 | 106.6122 | 105.5673 | 127.8229 | 130.2 | 135.1656 | 129.9 | 134.7164 | -163.1 | -170.4751 | -164.9 | -173.8626 | -168.9 | -178.1631 | -168.4 | -177.8816 | 292.3285 | 293.0807
2020-12-21 22:30 | 7 | 7 | 85.92 | 85.9269 | 8.7786 | 12.6328 | 7 | 7 | -98.1735 | 98.6519 | -98.1735 | 98.6519 | 117.69 | 137.9421 | 130.2 | 134.6933 | 129.6 | 134.4271 | -163.5 | -170.771 | -164.6 | -173.609 | -168.7 | -177.8782 | -168.3 | -177.7869 | 292.0544 | 292.5064
2020-12-21 23:00 | 3 | 3.1623 | 80.9193 | 80.9204 | 13.4647 | 16.5273 | 3 | 3.1623 | -106.1136 | 106.5682 | -106.1136 | 106.5682 | 127.9647 | 146.9326 | 130.2 | 135.0853 | 130.2 | 135.2464 | -162.2 | -170.1494 | -163.7 | -173.176 | -167.7 | -177.5777 | -167.2 | -177.3377 | 286.6757 | 287.3556
2020-12-21 23:30 | 12 | 12 | 87.8399 | 87.8658 | 4.1726 | 10.0923 | 12 | 12 | -100.3949 | 100.637 | -100.3949 | 100.637 | 111.9385 | 132.1571 | 131.7 | 136.0681 | 130.2 | 134.7705 | -162.4 | -169.8934 | -163.5 | -172.5988 | -168 | -177.4063 | -166.6 | -176.2763 | 289.8341 | 290.155
2020-12-22 | 5 | 5.3852 | 77.8281 | 77.8284 | 11.1408 | 16.096 | 5 | 5 | -102.6132 | 103.4382 | -102.6132 | 103.4382 | 133.5672 | 150.9199 | 129.9 | 134.7962 | 131.4 | 135.9301 | -161.7 | -169.3428 | -163.2 | -172.573 | -167.2 | -176.8434 | -166.7 | -176.6667 | 303.936 | 304.6392
2020-12-22 00:30 | -9 | -10.8167 | 59.9953 | 60.0117 | 24.2384 | 29.0406 | -9 | -10.8167 | -114.8389 | 116.6866 | -114.8389 | 116.6866 | 127.8778 | 148.8416 | 129.9 | 135.288 | 129.9 | 135.3721 | -162.2 | -170.9527 | -163 | -173.1461 | -166.8 | -177.2632 | -166.8 | -177.742 | 276.9434 | 277.7078
2020-12-22 01:00 | -22 | -24.5967 | 46.133 | 47.1092 | 37.7113 | 43.5012 | -23 | -25.4951 | -126.1674 | 129.9075 | -126.1674 | 129.9075 | 126.4443 | 150.0502 | 129.9 | 135.288 | 129 | 134.1738 | -162.5 | -170.9868 | -162.8 | -173.0254 | -166.6 | -177.1852 | -165.8 | -176.6999 | 266.9498 | 267.0646
2020-12-22 01:30 | -30 | -34.4819 | 34.6485 | 37.4105 | 46.9791 | 53.9855 | -30 | -34 | -135.0427 | 140.2326 | -135.0427 | 140.2326 | 117.259 | 143.5486 | 130.2 | 136.0889 | 129.3 | 135.675 | -161.7 | -171.2867 | -161.5 | -172.6009 | -165.2 | -176.5922 | -164.8 | -176.6106 | 235.8523 | 236.0425
2020-12-22 02:00 | -45 | -50.0899 | 20.9747 | 28.5732 | 60.0973 | 67.8681 | -45 | -50.0899 | -148.4199 | 154.9956 | -148.4199 | 154.9956 | 111.9738 | 140.9153 | 129.9 | 137.3699 | 130.2 | 137.7572 | -162.3 | -173.9542 | -161.1 | -174.4324 | -164.5 | -178.2308 | -164.1 | -178.1328 | 217.4025 | 218.2202
2020-12-22 02:30 | -62 | -66.8506 | 6.1248 | 22.6154 | 73.6933 | 80.6676 | -61 | -66.3099 | -169.311 | 175.5651 | -169.311 | 175.5651 | 109.5932 | 136.61 | 125.7 | 132.9162 | 126.6 | 134.1487 | -157.7 | -169.072 | -155.8 | -168.7385 | -159.2 | -172.5308 | -158.9 | -172.5645 | 216.6694 | 217.1775
2020-12-22 03:00 | -61 | -65.9242 | 5.4849 | 21.9435 | 75.0299 | 81.6684 | -62 | -66.8506 | -170.6553 | 176.8131 | -170.6553 | 176.8131 | 118.2344 | 140.6281 | 130.2 | 135.66 | 130.5 | 135.948 | -162.6 | -170.8962 | -160.7 | -170.4761 | -165.3 | -175.5474 | -164.8 | -175.3142 | 213.6047 | 214.0297
2020-12-22 03:30 | -56 | -61.327 | 13.5727 | 24.7687 | 69.0278 | 75.9 | -55 | -60.4152 | -162.1899 | 168.3483 | -162.1899 | 168.3483 | 114.027 | 160.385 | 137.4 | 146.249 | 138 | 146.3078 | -171 | -185.1157 | -168.3 | -182.5857 | -172.1 | -186.8253 | -172 | -187.0854 | 191.1133 | 192.5423
2020-12-22 04:00 | -60 | -63.5689 | 10.6458 | 22.916 | 73.3044 | 79.1902 | -59 | -62.6259 | -169.6302 | 174.7801 | -169.6302 | 174.7801 | 123.2862 | 167.3769 | 147.6 | 154.9328 | 146.7 | 153.9842 | -182.2 | -195.8736 | -179.6 | -193.2721 | -183.4 | -197.4314 | -183.1 | -197.7112 | 185.7652 | 187.1827
2020-12-22 04:30 | -61 | -64.846 | 12.5589 | 24.3281 | 73.9829 | 79.197 | -60 | -63.5689 | -169.1891 | 173.6725 | -169.1891 | 173.6725 | 118.6935 | 162.2806 | 150 | 157.1313 | 150.6 | 157.6154 | -186.3 | -200.238 | -183.6 | -197.6172 | -187.5 | -201.8325 | -187.5 | -202.2796 | 180.6934 | 181.1512
2020-12-22 05:00 | -63 | -66.4078 | 19.0776 | 28.5586 | 74.2868 | 78.7026 | -63 | -66.0984 | -172.2845 | 175.6856 | -172.2845 | 175.6856 | 122.6786 | 162.1528 | 159.9 | 165.4774 | 158.7 | 164.4747 | -197 | -209.2686 | -194.7 | -206.8674 | -199.2 | -211.7788 | -198.7 | -211.5821 | 196.6826 | 197.0998
2020-12-22 05:30 | -61 | -63.6003 | 19.0949 | 28.2002 | 78.6924 | 82.0611 | -61 | -63.6003 | -183.5367 | 186.0385 | -183.5367 | 186.0385 | 118.1566 | 160.1016 | 167.4 | 172.5156 | 165.6 | 171.218 | -207.1 | -220.1941 | -205.1 | -217.437 | -209.9 | -222.6623 | -209.2 | -222.2041 | 205.2458 | 205.4592
2020-12-22 06:00 | -62 | -64.846 | 25.8803 | 35.1045 | 73.7732 | 77.688 | -62 | -64.5601 | -180.5188 | 183.1591 | -180.5188 | 183.1591 | 104.1782 | 143.2623 | 168.3 | 172.2977 | 168.9 | 172.8838 | -208.6 | -218.8525 | -207.7 | -218.0556 | -212.2 | -222.8903 | -212.2 | -223.1673 | 221.9049 | 222.5182
2020-12-22 06:30 | -65 | -68.3081 | 23.0753 | 35.8498 | 79.3958 | 83.6738 | -64 | -67.3573 | -192.2606 | 194.843 | -192.2606 | 194.843 | 102.5361 | 133.3037 | 168 | 171.3861 | 166.5 | 169.9762 | -206.3 | -215.3577 | -207.7 | -217.9039 | -212.4 | -222.9283 | -212.4 | -223.2033 | 256.4046 | 257.0726
2020-12-22 07:00 | -73 | -76.5376 | 9.8615 | 32.6298 | 91.396 | 95.6002 | -71 | -74.6324 | -213.494 | 216.1249 | -213.494 | 216.1249 | 91.408 | 119.5668 | 168 | 171.877 | 166.8 | 170.8979 | -206.2 | -216.3835 | -209 | -220.8596 | -213.9 | -226.1432 | -213.8 | -226.2442 | 284.8428 | 286.089
2020-12-22 07:30 | -70 | -72.8011 | 6.8857 | 27.1641 | 85.8654 | 89.5494 | -70 | -72.8011 | -207.6297 | 209.1467 | -207.6297 | 209.1467 | 84.0448 | 110.1842 | 165.9 | 170.0195 | 164.7 | 168.982 | -206.1 | -215.8677 | -209.5 | -220.9169 | -214.3 | -226.1676 | -213.8 | -225.8868 | 288.6263 | 288.9866
2020-12-22 08:00 | -63 | -63.9531 | 4.8849 | 20.0834 | 90.2748 | 91.6757 | -63 | -63.9531 | -214.0076 | 214.2889 | -214.0076 | 214.2889 | 77.6722 | 112.814 | 167.1 | 171.4555 | 167.7 | 172.2434 | -206.6 | -217.693 | -209.6 | -221.9815 | -214.6 | -227.4275 | -214.5 | -227.4659 | 303.5819 | 305.3957
2020-12-22 08:30 | -69 | -69.8713 | -0.15762 | 19.3158 | 89.4219 | 91.1461 | -69 | -69.8713 | -204.2441 | 204.7857 | -204.2441 | 204.7857 | 74.295 | 114.458 | 166.8 | 171.2306 | 167.1 | 171.3221 | -206.8 | -217.6306 | -209.6 | -221.7193 | -214.3 | -226.8805 | -214.8 | -227.5501 | 297.2516 | 299.2205
2020-12-22 09:00 | -81 | -81.8841 | -7.9664 | 16.5621 | 93.3634 | 94.4408 | -80 | -80.7527 | -207.5779 | 207.7227 | -207.5779 | 207.7227 | 72.3571 | 113.1178 | 165.9 | 170.2187 | 166.5 | 170.8036 | -206.5 | -217.0081 | -210.7 | -222.469 | -215.6 | -227.8488 | -216.3 | -228.7705 | 306.4543 | 308.5273
2020-12-22 09:30 | -79 | -79.6304 | -10.7527 | 17.8129 | 89.0291 | 90.2846 | -79 | -79.6304 | -195.9415 | 196.1186 | -195.9415 | 196.1186 | 52.3886 | 110.4509 | 162.3 | 166.8502 | 162 | 166.6988 | -201.6 | -212.4104 | -203.6 | -214.5922 | -207.6 | -219.0839 | -208.4 | -220.0339 | 274.0584 | 279.3912
2020-12-22 10:00 | -81 | -82.0366 | -15.8961 | 23.3677 | 94.1298 | 95.7996 | -82 | -82.8734 | -209.0818 | 209.4452 | -209.0818 | 209.4452 | 39.8999 | 99.8708 | 152.4 | 157.1633 | 151.5 | 156.5143 | -188.6 | -198.4983 | -191.8 | -202.0069 | -196.1 | -206.6549 | -196.1 | -206.8132 | 288.3318 | 292.9666
2020-12-22 10:30 | -88 | -89.2693 | -14.0606 | 22.1996 | 92.3822 | 94.0046 | -89 | -90.0944 | -209.7268 | 210.1738 | -209.7268 | 210.1738 | 31.0671 | 97.4138 | 141.3 | 146.2687 | 141.3 | 146.4249 | -178.1 | -187.2716 | -180.9 | -190.5278 | -185.7 | -195.7766 | -184.9 | -195.1775 | 286.3661 | 290.6546
2020-12-22 11:00 | -103 | -104.7378 | -27.8628 | 34.8415 | 107.8388 | 109.6692 | -103 | -104.561 | -218.4603 | 219.1305 | -218.4603 | 219.1305 | 50.0484 | 101.4573 | 144.9 | 149.599 | 144 | 148.9551 | -176.2 | -185.3471 | -179.9 | -189.4842 | -183.8 | -193.8793 | -183.8 | -193.9115 | 303.5404 | 309.4051
2020-12-22 11:30 | -100 | -101.6071 | -29.5406 | 37.2715 | 116.2698 | 117.8956 | -99 | -100.449 | -235.2166 | 235.7114 | -235.2166 | 235.7114 | 60.1523 | 104.105 | 143.7 | 148.5885 | 143.4 | 148.0715 | -178.6 | -187.5667 | -181.5 | -190.0908 | -185.8 | -194.6722 | -185.7 | -194.6012 | 296.359 | 304.5886
2020-12-22 12:00 | -103 | -103.6967 | -28.09 | 34.0304 | 119.4574 | 120.3943 | -102 | -102.5914 | -249.1604 | 249.2196 | -249.1604 | 249.2196 | 62.536 | 112.3739 | 145.2 | 150.2689 | 145.5 | 150.5588 | -180.5 | -190.4969 | -181.8 | -191.3202 | -186.2 | -196.0622 | -185.2 | -195.239 | 278.2019 | 288.2819
2020-12-22 12:30 | -106 | -108.0602 | -49.8814 | 54.5711 | 113.8278 | 116.2657 | -103 | -105.119 | -235.5728 | 236.4944 | -235.5728 | 236.4944 | 58.3484 | 100.9995 | 143.7 | 148.5124 | 143.4 | 148.2222 | -179.5 | -189.0103 | -180.9 | -189.8488 | -185.8 | -195.0946 | -185.6 | -194.9959 | 290.5988 | 299.6377
2020-12-22 13:00 | -114 | -116.1034 | -35.5999 | 45.9217 | 129.1777 | 131.1725 | -113 | -115.1217 | -262.9505 | 263.6162 | -262.9505 | 263.6162 | 60.657 | 103.7243 | 143.4 | 148.3751 | 143.7 | 148.8983 | -179.4 | -188.4813 | -181.6 | -189.8041 | -185.5 | -193.9428 | -185.8 | -194.4939 | 286.9838 | 294.8405
2020-12-22 13:30 | -111 | -114.2366 | -34.3462 | 47.0736 | 124.804 | 127.8775 | -110 | -112.8051 | -259.0306 | 260.2949 | -259.0306 | 260.2949 | 78.25 | 117.2579 | 143.4 | 148.5303 | 143.4 | 148.6878 | -178.9 | -188.1891 | -179.8 | -188.3786 | -183.8 | -192.6141 | -183.8 | -192.7642 | 284.9582 | 292.4267
2020-12-22 14:00 | -115 | -118.1271 | -35.4965 | 48.2577 | 130.7445 | 133.6491 | -115 | -118.1271 | -269.5939 | 270.9481 | -269.5939 | 270.9481 | 69.1247 | 108.8099 | 141 | 145.8247 | 141.6 | 146.7144 | -175.6 | -183.982 | -182.4 | -190.9799 | -186.7 | -195.5016 | -186.3 | -195.3289 | 303.513 | 311.7165
2020-12-22 14:30 | -107 | -110.354 | -21.5464 | 38.958 | 123.5458 | 126.5629 | -107 | -110.1136 | -254.2064 | 255.7108 | -254.2064 | 255.7108 | 72.9967 | 115.1055 | 143.4 | 147.8498 | 142.8 | 147.4283 | -177.5 | -185.9745 | -181.3 | -189.9893 | -185 | -194.0592 | -185.1 | -194.3669 | 284.1443 | 292.2667
2020-12-22 15:00 | -110 | -112.1784 | -21.6813 | 34.7545 | 125.0511 | 126.9562 | -109 | -111.0045 | -260.4846 | 261.1767 | -260.4846 | 261.1767 | 92.0365 | 113.3037 | 149.4 | 153.7467 | 150.6 | 154.843 | -187.6 | -195.7799 | -189.9 | -198.8626 | -194.4 | -203.7458 | -193.8 | -203.5064 | 290.7474 | 295.8825
2020-12-22 15:30 | -116 | -118.6634 | -30.2239 | 43.3633 | 132.9951 | 135.4988 | -116 | -118.6634 | -278.0256 | 278.9594 | -278.0256 | 278.9594 | 84.6443 | 113.3753 | 151.5 | 156.0721 | 151.2 | 156 | -188.8 | -198.2261 | -190.2 | -200.2368 | -194.7 | -204.949 | -194.8 | -205.3267 | 299.0256 | 303.2257
2020-12-22 16:00 | -118 | -119.0798 | 3.7765 | 15.8923 | 109.2365 | 109.7694 | -119 | -119.9417 | -242.0476 | 242.049 | -242.0476 | 242.049 | 75.462 | 123.415 | 157.2 | 162.1846 | 156.6 | 161.5293 | -195.1 | -205.5798 | -197.4 | -208.3322 | -202.1 | -213.3932 | -202 | -213.4919 | 297.0077 | 302.7114
2020-12-22 16:30 | -113 | -115.9526 | -5.1825 | 28.5105 | 122.6363 | 124.8142 | -114 | -116.709 | -264.424 | 265.0583 | -264.424 | 265.0583 | 73.3137 | 106.6209 | 162.6 | 166.2823 | 163.5 | 167.1003 | -203.3 | -212.3985 | -206.7 | -216.3518 | -211.2 | -221.2366 | -211.3 | -221.5775 | 326.3994 | 331.4851
2020-12-22 17:00 | -107 | -108.8531 | -9.5902 | 28.3728 | 123.6342 | 125.5862 | -107 | -108.8531 | -264.2239 | 264.8319 | -264.2239 | 264.8319 | 48.4879 | 94.1823 | 169.5 | 174.0644 | 168.6 | 173.257 | -206.4 | -217.819 | -208.2 | -219.2731 | -213.7 | -225.249 | -212.9 | -224.5855 | 305.8085 | 312.2189
2020-12-22 17:30 | -112 | -113.2828 | -17.623 | 30.4066 | 133.8664 | 134.9711 | -112 | -113.1371 | -275.8199 | 276.1455 | -275.8199 | 276.1455 | 56.6399 | 98.5777 | 167.1 | 172.0803 | 165.6 | 170.7696 | -206.1 | -217.9867 | -208.8 | -220.3488 | -214.5 | -226.3571 | -213.4 | -225.6054 | 304.7155 | 311.3375
2020-12-22 18:00 | -109 | -110.0273 | -15.8987 | 25.6815 | 126.2274 | 127.2572 | -107 | -107.912 | -265.3583 | 265.6224 | -265.3583 | 265.6224 | 68.2062 | 108.2433 | 168.3 | 173.3172 | 168 | 173.0979 | -210.6 | -222.2782 | -214.7 | -226.0411 | -219.5 | -231.132 | -219.3 | -231.2258 | 319.9103 | 325.515
2020-12-22 18:30 | -99 | -100.8067 | -2.2465 | 23.3297 | 112.0132 | 113.8759 | -100 | -101.6071 | -242.3098 | 243.1574 | -242.3098 | 243.1574 | 66.6372 | 101.5787 | 168.9 | 172.82 | 169.2 | 173.1769 | -209.5 | -219.4707 | -212.9 | -223.6147 | -218 | -229.2396 | -217.5 | -228.9509 | 290.3999 | 294.4149
2020-12-22 19:00 | -79 | -79.6304 | 16.1978 | 22.5546 | 95.4796 | 96.5086 | -77 | -77.6466 | -217.3569 | 217.6207 | -217.3569 | 217.6207 | 80.0519 | 112.0933 | 169.8 | 173.2099 | 169.2 | 172.6815 | -209.2 | -218.8587 | -211.9 | -222.6047 | -216.7 | -227.6641 | -216.4 | -227.5944 | 292.3002 | 293.9563
2020-12-22 19:30 | -58 | -58.6941 | 38.4633 | 41.2491 | 74.9957 | 76.3392 | -57 | -57.7062 | -185.8566 | 186.2137 | -185.8566 | 186.2137 | 67.4093 | 108.8688 | 168.3 | 172.7596 | 167.4 | 172.0201 | -207.3 | -218.7997 | -209.8 | -221.3604 | -215.4 | -227.3697 | -214.6 | -226.8055 | 259.3578 | 262.2302
2020-12-22 20:00 | -49 | -49.2544 | 50.3018 | 51.3919 | 64.579 | 65.384 | -51 | -51.2445 | -174.9453 | 175.0409 | -174.9453 | 175.0409 | 72.1433 | 111.6447 | 168.3 | 172.7596 | 169.5 | 173.9964 | -209.4 | -220.9174 | -211 | -222.3714 | -216.2 | -227.8106 | -215.3 | -227.1791 | 252.3732 | 255.3228
2020-12-22 20:30 | -47 | -47.1699 | 46.252 | 47.2719 | 65.6031 | 66.375 | -46 | -46.0977 | -173.8586 | 173.9465 | -173.8586 | 173.9465 | 76.6504 | 113.405 | 171.6 | 175.5226 | 171.6 | 175.4597 | -211.7 | -222.63 | -212.4 | -223.4505 | -217.6 | -228.9524 | -217.2 | -228.8227 | 236.1298 | 237.595
2020-12-22 21:00 | -49 | -49.0918 | 45.9543 | 46.9919 | 64.0362 | 64.8699 | -50 | -50.0899 | -167.1099 | 167.2688 | -167.1099 | 167.2688 | 94.0734 | 137.9984 | 176.1 | 180.1744 | 175.8 | 180.0092 | -216.8 | -228.2547 | -216.9 | -227.7322 | -222.2 | -233.4545 | -221.6 | -233.0034 | 216.5436 | 219.5851
2020-12-22 21:30 | -41 | -41.7732 | 43.1386 | 44.3969 | 61.4685 | 63.2233 | -40 | -40.7922 | -162.0978 | 162.8087 | -162.0978 | 162.8087 | 84.1956 | 128.7864 | 177.3 | 181.1605 | 177.3 | 181.4107 | -219.4 | -230.7589 | -217.2 | -228.3861 | -222.2 | -233.7908 | -221.6 | -233.4083 | 157.4962 | 160.659
2020-12-22 22:00 | -48 | -49.0306 | 36.6865 | 38.2977 | 63.625 | 65.7103 | -47 | -48.0521 | -159.4009 | 160.4506 | -159.4009 | 160.4506 | 99.3852 | 140.6474 | 177 | 181.1175 | 177.9 | 182.0607 | -218.6 | -230.562 | -215.5 | -227.1464 | -220.5 | -232.5542 | -220 | -232.304 | 148.6291 | 151.7704
2020-12-22 22:30 | -52 | -53.3667 | 27.7647 | 30.4712 | 68.5423 | 71.1996 | -53 | -54.1295 | -169.4143 | 170.7894 | -169.4143 | 170.7894 | 117.3359 | 151.5313 | 179.1 | 183.7553 | 177 | 181.9148 | -219.5 | -232.9134 | -215 | -227.9375 | -220.9 | -234.4 | -220.2 | -233.9424 | 146.1595 | 149.1397
2020-12-22 23:00 | -48 | -50 | 26.8075 | 29.7524 | 66.7068 | 70.107 | -49 | -50.9608 | -168.2283 | 170.0192 | -168.2283 | 170.0192 | 125.4074 | 158.2554 | 177.9 | 182.7219 | 176.7 | 181.7626 | -218.7 | -232.0591 | -214.7 | -227.7211 | -219.6 | -233.0411 | -218.9 | -232.6514 | 150.3261 | 153.372
2020-12-22 23:30 | -46 | -47.2969 | 29.9956 | 31.3888 | 61.3032 | 64.3695 | -46 | -47.2969 | -171.2265 | 172.2995 | -171.2265 | 172.2995 | 112.1562 | 147.5572 | 177.6 | 182.2262 | 177.3 | 182.1378 | -220.1 | -233.7471 | -215.5 | -228.709 | -219.7 | -233.1019 | -219.5 | -233.216 | 147.8847 | 150.8536
2020-12-23 | -40 | -41.7612 | 35.8657 | 36.9173 | 51.4075 | 55.5254 | -40 | -41.7612 | -147.9914 | 149.8468 | -147.9914 | 149.8468 | 111.5985 | 148.8189 | 179.4 | 184.3194 | 176.7 | 181.9042 | -218.7 | -232.5311 | -213.8 | -227.1754 | -218.4 | -232.147 | -218 | -232.0094 | 128.5493 | 131.2119
2020-12-23 00:30 | -41 | -43.0116 | 28.7017 | 29.8958 | 54.8728 | 58.8336 | -41 | -42.72 | -147.6757 | 149.8286 | -147.6757 | 149.8286 | 115.236 | 150.7778 | 171.9 | 176.6755 | 171.9 | 176.9565 | -212.2 | -225.2983 | -207.2 | -219.9171 | -211.3 | -224.4846 | -211.6 | -225.1403 | 135.6491 | 137.2683
2020-12-23 01:00 | -34 | -36.4006 | 31.2755 | 32.0635 | 50.4938 | 54.7739 | -33 | -35.1141 | -138.9816 | 141.3721 | -138.9816 | 141.3721 | 124.3444 | 145.9102 | 173.4 | 178.9942 | 173.7 | 179.7391 | -214.9 | -229.1337 | -209.6 | -223.5143 | -214.6 | -229.0266 | -214.2 | -229.1099 | 128.5037 | 143.3126
2020-12-23 01:30 | -34 | -35.4401 | 32.7396 | 32.9635 | 46.5733 | 50.3838 | -34 | -35.4401 | -132.4931 | 134.5636 | -132.4931 | 134.5636 | 140.7955 | 162.9969 | 177.9 | 184.1839 | 178.2 | 184.8672 | -220 | -236.873 | -214.2 | -230.7451 | -218.6 | -235.6474 | -218.3 | -235.7077 | 119.8084 | 138.6533
2020-12-23 02:00 | -29 | -30.3645 | 40.0137 | 40.0678 | 38.5233 | 42.6107 | -29 | -30.3645 | -120.1237 | 122.3067 | -120.1237 | 122.3067 | 145.1873 | 163.8261 | 178.2 | 184.6297 | 178.8 | 185.5255 | -219.1 | -236.2987 | -212.7 | -229.3533 | -217.8 | -234.981 | -216.9 | -234.5256 | 111.0689 | 137.436
2020-12-23 02:30 | -25 | -25.9615 | 40.2195 | 40.2217 | 36.3897 | 40.2858 | -24 | -25 | -118.8929 | 121.0459 | -118.8929 | 121.0459 | 165.9534 | 182.3955 | 179.1 | 184.9628 | 178.2 | 184.0164 | -219.9 | -235.7202 | -214.9 | -230.4436 | -220 | -236.1754 | -219.9 | -236.4479 | 130.0972 | 144.7018
2020-12-23 03:00 | -23 | -24.0416 | 40.0795 | 40.0879 | 36.8612 | 40.4638 | -23 | -24.0416 | -118.4629 | 120.4513 | -118.4629 | 120.4513 | 165.6114 | 182.385 | 177.6 | 183.5108 | 178.2 | 184.3194 | -219.6 | -235.4765 | -214.7 | -230.4746 | -219.9 | -236.1915 | -219.6 | -236.2795 | 127.0216 | 142.0956
2020-12-23 03:30 | -22 | -22.8035 | 43.6185 | 43.6315 | 35.0128 | 38.3831 | -20 | -21.1896 | -119.7014 | 121.6347 | -119.7014 | 121.6347 | 166.1026 | 182.3662 | 178.8 | 184.5975 | 178.5 | 184.6862 | -218.3 | -234.0836 | -213.8 | -229.3095 | -218.4 | -234.394 | -218.9 | -235.3147 | 129.2988 | 144.0869
2020-12-23 04:00 | -22 | -22.561 | 42.307 | 42.3389 | 37.1176 | 40.104 | -22 | -22.561 | -124.551 | 126.2881 | -124.551 | 126.2881 | 160.3255 | 176.7017 | 177.6 | 183.5865 | 177.9 | 183.9529 | -218.2 | -233.8103 | -214.2 | -229.6104 | -218.9 | -234.8238 | -218.3 | -234.7394 | 136.7173 | 151.7241
2020-12-23 04:30 | -15 | -16.1555 | 51.4825 | 51.4921 | 30.7395 | 34.104 | -16 | -16.7631 | -113.7874 | 115.4056 | -113.7874 | 115.4056 | 148.8162 | 166.0641 | 176.7 | 182.4143 | 177.3 | 182.9956 | -219.3 | -234.3632 | -215.5 | -230.22 | -219.9 | -235.1133 | -219.7 | -235.318 | 138.8861 | 153.7166
2020-12-23 05:00 | -7 | -7.6158 | 60.76 | 60.7902 | 23.5044 | 26.5868 | -6 | -6.7082 | -106.1028 | 107.2559 | -106.1028 | 107.2559 | 144.3681 | 159.3438 | 178.2 | 183.5757 | 177.6 | 183.1389 | -217.6 | -232.5377 | -214.7 | -229.2252 | -219.2 | -234.1057 | -219.1 | -234.3652 | 147.9747 | 165.5476
2020-12-23 05:30 | -12 | -12.0416 | 60.7448 | 60.8517 | 29.5761 | 31.2807 | -12 | -12.0416 | -119.8262 | 120.4523 | -119.8262 | 120.4523 | 126.496 | 140.8001 | 177.6 | 182.5679 | 177.6 | 182.7749 | -217.5 | -231.3346 | -215.3 | -228.0222 | -220.1 | -233.2794 | -220.2 | -233.7404 | 165.762 | 180.32
2020-12-23 06:00 | -8 | -8 | 64.9278 | 64.9399 | 24.1433 | 25.5536 | -9 | -9.0554 | -116.324 | 116.8582 | -116.324 | 116.8582 | 99.2426 | 111.2923 | 177.9 | 181.8715 | 176.7 | 180.6979 | -218.2 | -229.6783 | -215.7 | -226.1047 | -220.9 | -231.6654 | -220.5 | -231.4354 | 145.8623 | 161.7963
2020-12-23 06:30 | -17 | -17.4642 | 55 | 55.1881 | 32.91 | 35.2079 | -16 | -16.7631 | -135.1608 | 135.8848 | -135.1608 | 135.8848 | 84.3059 | 91.4341 | 178.8 | 184.5975 | 176.4 | 182.4259 | -217.9 | -232.6428 | -216.2 | -227.6222 | -222.1 | -233.8831 | -221.4 | -233.3761 | 165.1023 | 180.1761
2020-12-23 07:00 | -20 | -20.6155 | 47.5566 | 47.9454 | 37.0051 | 39.165 | -20 | -20.6155 | -142.5046 | 143.1029 | -142.5046 | 143.1029 | 76.1729 | 85.0933 | 179.1 | 185.1136 | 178.2 | 184.3194 | -218.1 | -233.0761 | -217.7 | -229.4865 | -223.3 | -235.2422 | -222.9 | -235.2114 | 184.5796 | 206.9467
2020-12-23 07:30 | -14 | -14.8661 | 51.9335 | 52.111 | 30.4443 | 32.7818 | -15 | -15.5242 | -131.6146 | 132.0226 | -131.6146 | 132.0226 | 73.4885 | 83.383 | 175.8 | 181.8458 | 175.8 | 182.1563 | -215.6 | -230.6672 | -215.8 | -227.7168 | -220.7 | -232.9031 | -220.5 | -232.9061 | 183.7778 | 205.9957
2020-12-23 08:00 | -25 | -25.4951 | 39.7242 | 40.1175 | 39.527 | 41.6883 | -25 | -25.4951 | -141.1527 | 141.555 | -141.1527 | 141.555 | 82.2693 | 91.1111 | 177.6 | 183.2123 | 177.3 | 182.9956 | -218.5 | -233.0306 | -218.6 | -230.4046 | -223.8 | -235.8432 | -223.3 | -235.4951 | 187.4352 | 209.4401
2020-12-23 08:30 | -34 | -34.7131 | 33.6173 | 34.959 | 53.3645 | 55.444 | -37 | -37.6563 | -159.7213 | 160.2761 | -159.7213 | 160.2761 | 85.9614 | 95.4053 | 176.7 | 182.489 | 175.8 | 182.078 | -218.1 | -233.1467 | -217.6 | -229.6492 | -223.7 | -236.2577 | -222.3 | -234.9649 | 209.3509 | 232.6389
2020-12-23 09:00 | -43 | -43.4166 | 25.3825 | 26.7302 | 53.8654 | 55.8753 | -42 | -42.4264 | -154.9698 | 155.5265 | -154.9698 | 155.5265 | 94.5687 | 113.2239 | 178.8 | 184.3028 | 177.3 | 183.0701 | -218.9 | -233.4404 | -217.5 | -228.6405 | -221.8 | -233.2554 | -222.3 | -233.9481 | 210.965 | 235.1978
2020-12-23 09:30 | -33 | -33.1361 | 29.5517 | 29.6509 | 40.9378 | 42.5429 | -34 | -34.1321 | -136.5348 | 136.8552 | -136.5348 | 136.8552 | 93.928 | 107.4369 | 177.3 | 180.3449 | 177 | 180.2171 | -218 | -227.9756 | -218.3 | -228.2625 | -223.2 | -233.387 | -223.1 | -233.556 | 188.0725 | 211.2862
2020-12-23 10:00 | -35 | -35.0571 | 23.0568 | 23.0709 | 42.4134 | 43.6254 | -35 | -35.0571 | -135.82 | 135.8914 | -135.82 | 135.8914 | 115.6557 | 128.4403 | 177.6 | 180.8065 | 176.4 | 179.7421 | -218.8 | -229.1529 | -217.7 | -228.1028 | -222.8 | -233.5377 | -222.7 | -233.7137 | 188.0184 | 211.7626
2020-12-23 10:30 | -30 | -30.0167 | 24.1301 | 24.2974 | 43.8926 | 44.7576 | -30 | -30 | -137.95 | 137.9989 | -137.95 | 137.9989 | 125.0115 | 136.4407 | 176.4 | 179.7421 | 176.7 | 180.0365 | -218.6 | -228.7253 | -219.3 | -229.4237 | -224.7 | -235.1143 | -224 | -234.6828 | 196.9726 | 219.1374
2020-12-23 11:00 | -40 | -40.1123 | 19.4672 | 19.564 | 50.669 | 51.9945 | -40 | -40.1123 | -136.2305 | 136.4079 | -136.2305 | 136.4079 | 130.6253 | 140.1169 | 177.3 | 181.2224 | 177 | 181.2457 | -217.1 | -228.6022 | -218.5 | -230.5628 | -223.8 | -236.1921 | -223.8 | -236.546 | 197.9732 | 216.1838
2020-12-23 11:30 | -32 | -32.0624 | 21.1302 | 21.1532 | 42.394 | 43.8101 | -32 | -32.1403 | -131.9684 | 132.1991 | -131.9684 | 132.1991 | 139.3294 | 147.9253 | 173.4 | 177.4722 | 173.1 | 177.1792 | -216.2 | -227.2189 | -218.7 | -230.4984 | -223.9 | -236.159 | -223.7 | -236.1613 | 208.0776 | 223.1711
2020-12-23 12:00 | -34 | -34.1321 | 14.6114 | 14.66 | 40.2683 | 42.2201 | -33 | -33.1361 | -131.2613 | 131.4805 | -131.2613 | 131.4805 | 142.514 | 153.032 | 177.6 | 181.9613 | 175.5 | 180.0452 | -217.9 | -230.1548 | -219.2 | -232.2978 | -224.1 | -237.5505 | -223.6 | -237.4468 | 184.6315 | 204.4093
2020-12-23 12:30 | -33 | -33.0606 | 15.058 | 15.1519 | 44.1113 | 45.7051 | -33 | -33.0606 | -131.0064 | 131.227 | -131.0064 | 131.227 | 140.8679 | 149.46 | 167.4 | 171.5488 | 168.9 | 173.1439 | -207.4 | -217.92 | -209.6 | -221.2027 | -214.4 | -226.2943 | -213.7 | -225.9216 | 206.8445 | 221.1434
2020-12-23 13:00 | -40 | -40.1123 | 10.1602 | 10.2097 | 49.0863 | 50.5447 | -39 | -39.1152 | -138.2798 | 138.5856 | -138.2798 | 138.5856 | 141.1553 | 149.0581 | 163.8 | 168.3096 | 163.5 | 168.0177 | -201.4 | -212.4105 | -203.1 | -214.9553 | -208.1 | -220.3018 | -208.3 | -220.807 | 208.2834 | 223.876
2020-12-23 13:30 | -33 | -33.1361 | 20.576 | 20.6087 | 44.4472 | 46.0494 | -33 | -33.1361 | -123.691 | 124.1118 | -123.691 | 124.1118 | 143.9776 | 152.0884 | 163.5 | 168.0177 | 162.3 | 167.1326 | -201.5 | -212.3786 | -203.3 | -215.2098 | -207.7 | -219.9569 | -207.3 | -219.8777 | 205.8897 | 221.1281
2020-12-23 14:00 | -32 | -32.249 | 23.5345 | 23.6305 | 44.7879 | 46.4616 | -32 | -32.249 | -130.0973 | 130.4546 | -130.0973 | 130.4546 | 145.8399 | 153.3278 | 162.3 | 166.9904 | 162 | 166.8413 | -202.5 | -213.2021 | -204.9 | -216.6568 | -210 | -222.0975 | -209.6 | -222.0804 | 211.3038 | 226.0252
2020-12-23 14:30 | -40 | -40.3113 | 18.0754 | 18.9981 | 47.8533 | 49.5915 | -41 | -41.3038 | -136.8404 | 137.1748 | -136.8404 | 137.1748 | 139.6529 | 147.6318 | 164.1 | 168.4649 | 164.4 | 168.9626 | -200.6 | -211.4615 | -201.9 | -213.6904 | -206.6 | -218.7866 | -206.3 | -218.8349 | 209.4012 | 224.409
2020-12-23 15:00 | -33 | -33.3766 | 13.5781 | 14.1303 | 46.2374 | 48.0933 | -33 | -33.3766 | -137.6309 | 137.9158 | -137.6309 | 137.9158 | 153.4268 | 160.7228 | 170.1 | 174.1202 | 170.1 | 174.1846 | -209.3 | -220.1002 | -209.4 | -220.9493 | -214.5 | -226.4211 | -215 | -227.2811 | 208.3399 | 221.7318
2020-12-23 15:30 | -44 | -44.2832 | 11.7674 | 12.9828 | 54.4342 | 55.9184 | -43 | -43.1856 | -150.1956 | 150.4723 | -150.1956 | 150.4723 | 139.5987 | 155.1301 | 169.5 | 173.5987 | 168.3 | 172.4272 | -208.7 | -219.191 | -209.2 | -219.9433 | -214.1 | -225.2217 | -213.6 | -224.9966 | 214.6188 | 230.1917
2020-12-23 16:00 | -44 | -44.5533 | 13.693 | 15.2758 | 54.9379 | 56.5754 | -43 | -43.4166 | -147.5688 | 147.9574 | -147.5688 | 147.9574 | 136.2227 | 153.5963 | 175.2 | 179.3589 | 175.2 | 179.4883 | -215.4 | -226.8939 | -215.8 | -227.3365 | -220.3 | -232.1114 | -220.9 | -233.2206 | 199.6018 | 219.8368
2020-12-23 16:30 | -43 | -43 | 14.6963 | 15.0942 | 54.4053 | 54.9088 | -43 | -43 | -153.3218 | 153.3269 | -153.3218 | 153.3269 | 126.0615 | 145.2264 | 174.9 | 179.0658 | 174.9 | 179.1954 | -215.5 | -227.3686 | -215.6 | -227.4953 | -220.8 | -233.0938 | -220.6 | -233.227 | 209.3073 | 227.9044
2020-12-23 17:00 | -58 | -58.0086 | 8.2049 | 8.5268 | 71.0731 | 71.6218 | -58 | -58.0345 | -179.8519 | 179.9066 | -179.8519 | 179.9066 | 115.1989 | 134.4197 | 176.7 | 180.5733 | 176.7 | 180.5733 | -217.1 | -228.3839 | -218.3 | -229.7421 | -223.1 | -234.8642 | -223.2 | -235.2735 | 216.5919 | 232.3822
2020-12-23 17:30 | -61 | -61.0082 | 8.934 | 9.551 | 75.6744 | 76.1433 | -61 | -61.0328 | -189.6082 | 189.639 | -189.6082 | 189.639 | 125.0104 | 141.1514 | 177.3 | 181.2847 | 178.2 | 182.2275 | -220.4 | -232.112 | -221.7 | -233.0984 | -226.6 | -238.3149 | -226.8 | -238.8478 | 256.2813 | 270.089
2020-12-23 18:00 | -45 | -45 | 27.4907 | 27.5059 | 59.2819 | 59.7535 | -45 | -45 | -168.829 | 168.8438 | -168.829 | 168.8438 | 104.0325 | 127.74 | 178.2 | 182.9459 | 176.7 | 181.7626 | -217 | -230.4914 | -219 | -231.6164 | -224.1 | -237.0246 | -223.9 | -237.1304 | 237.7493 | 252.798
2020-12-23 18:30 | -34 | -34.0588 | 39.9971 | 40.1643 | 49.9229 | 50.0419 | -33 | -33.0606 | -160.9035 | 160.9252 | -160.9035 | 160.9252 | 99.9953 | 125.6629 | 177.6 | 182.5679 | 177.3 | 182.346 | -217.9 | -231.2718 | -219.5 | -232.0243 | -224.8 | -237.6541 | -224.5 | -237.6642 | 233.3565 | 246.9585
2020-12-23 19:00 | -18 | -19.3132 | 58.1527 | 58.7925 | 32.2795 | 33.0721 | -17 | -18.7883 | -134.927 | 135.1874 | -134.927 | 135.1874 | 109.4331 | 129.4072 | 171 | 174.9995 | 170.4 | 174.4775 | -209.8 | -220.5141 | -213.7 | -224.84 | -218 | -229.3948 | -217.9 | -229.6762 | 261.7868 | 271.3612
2020-12-23 19:30 | -4 | -8.0623 | 70.1445 | 70.641 | 21.3945 | 22.9055 | -4 | -8.0623 | -113.5171 | 113.9399 | -113.5171 | 113.9399 | 113.7581 | 134.6994 | 174.6 | 178.6449 | 174.3 | 178.5446 | -215.5 | -226.7078 | -218.6 | -230.3404 | -224.3 | -236.2858 | -223.4 | -235.7172 | 242.4451 | 251.4949
2020-12-23 20:00 | 0 | 10 | 70.3257 | 71.0957 | 22.6884 | 25.1905 | 0 | 9 | -124.6291 | 125.2871 | -124.6291 | 125.2871 | 112.7875 | 132.7427 | 174 | 177.5645 | 173.7 | 177.2109 | -214.5 | -224.81 | -216.9 | -227.7286 | -221.9 | -232.9784 | -221.7 | -233.1913 | 246.0714 | 253.2674
2020-12-23 20:30 | -6 | -10.8167 | 68.569 | 69.0669 | 24.0093 | 25.6695 | -7 | -11.4018 | -121.4287 | 121.8245 | -121.4287 | 121.8245 | 118.8529 | 139.6732 | 169.2 | 172.8023 | 170.1 | 173.8678 | -211.8 | -221.9047 | -214.6 | -225.2979 | -219.2 | -230.0753 | -219.3 | -230.5379 | 247.8872 | 254.4002
2020-12-23 21:00 | -2 | -7.2801 | 70.2787 | 70.6867 | 20.6847 | 22.2096 | -2 | -7.2801 | -115.8227 | 116.0161 | -115.8227 | 116.0161 | 130.5399 | 151.1133 | 173.7 | 177.6388 | 174 | 177.8076 | -216 | -227.0903 | -217.6 | -229.1397 | -222.9 | -234.7682 | -222.5 | -234.6412 | 241.8998 | 249.8829
2020-12-23 21:30 | -6 | -9.2195 | 66.244 | 66.7825 | 21.4542 | 22.7675 | -5 | -8.6023 | -119.574 | 119.7151 | -119.574 | 119.7151 | 142.4876 | 161.2675 | 174.3 | 178.5446 | 174.9 | 179.1304 | -215.8 | -227.4628 | -216.8 | -228.8241 | -221.7 | -233.8509 | -221.8 | -234.3947 | 229.865 | 238.1175
2020-12-23 22:00 | -6 | -7.8102 | 62.9934 | 63.5095 | 21.8199 | 22.7084 | -6 | -8.4853 | -114.4117 | 114.4418 | -114.4117 | 114.4418 | 131.6344 | 152.1087 | 177 | 181.2457 | 176.4 | 180.7903 | -216.4 | -228.6704 | -216.5 | -229.0574 | -220.6 | -233.3572 | -220.4 | -233.3975 | 182.2841 | 191.1039
2020-12-23 22:30 | 3 | 5.831 | 70.3128 | 70.9467 | 12.4174 | 13.9603 | 3 | 6.7082 | -103.7296 | 103.7935 | -103.7296 | 103.7935 | 135.612 | 159.7895 | 176.4 | 181.2618 | 177 | 181.9148 | -218.4 | -231.543 | -215.7 | -227.5582 | -221 | -233.2513 | -220.4 | -232.9082 | 150.3406 | 150.9021
2020-12-23 23:00 | 1 | 5.099 | 68.9421 | 69.7548 | 14.9229 | 15.7202 | 1 | 3.1623 | -108.9514 | 108.9616 | -108.9514 | 108.9616 | 140.7832 | 165.0334 | 177 | 182.8546 | 177.6 | 183.2123 | -218 | -233.4086 | -214.4 | -228.4224 | -219.4 | -233.7364 | -219 | -233.7083 | 138.5983 | 139.513
2020-12-23 23:30 | 8 | 9.434 | 80.1865 | 81.0205 | 6.8853 | 8.4306 | 8 | 9.434 | -103.6403 | 103.6911 | -103.6403 | 103.6911 | 124.5967 | 147.2381 | 177.9 | 182.9294 | 178.2 | 183.2212 | -218.6 | -232.7444 | -214.4 | -228.2161 | -219.2 | -233.411 | -218.8 | -233.3119 | 134.0109 | 136.3786
2020-12-24 | 10 | 10.7703 | 79.1816 | 80.0717 | 3.9395 | 5.7088 | 10 | 10.7703 | -92.1055 | 92.1187 | -92.1055 | 92.1187 | 133.2227 | 154.9124 | 177.6 | 181.6408 | 177.9 | 182.1892 | -218 | -230.3139 | -213.8 | -225.7902 | -218.5 | -230.8517 | -217.9 | -230.6058 | 118.8938 | 119.3825
2020-12-24 00:30 | 10 | 10.4403 | 75.2534 | 76.2111 | 3.5879 | 6.6641 | 9 | 9.4868 | -85.2463 | 85.4037 | -85.2463 | 85.4037 | 136.007 | 160.0409 | 177.6 | 182.7079 | 177.6 | 182.7785 | -219.4 | -233.6331 | -214.1 | -228.1063 | -219.1 | -233.3265 | -218.6 | -233.2636 | 101.7299 | 103.6519
2020-12-24 01:00 | 6 | 7.2111 | 69.3585 | 70.6482 | 7.9908 | 9.5205 | 5 | 6.4031 | -86.3279 | 86.5088 | -86.3279 | 86.5088 | 144.9199 | 169.1482 | 178.8 | 183.7355 | 178.2 | 183.1517 | -220.1 | -233.8557 | -215.2 | -228.6357 | -219.6 | -233.4116 | -219.7 | -234.0181 | 104.332 | 104.8154
2020-12-24 01:30 | 5 | 5.831 | 67.2747 | 67.9698 | 6.6863 | 12.2729 | 5 | 5.831 | -80.8076 | 81.9757 | -80.8076 | 81.9757 | 153.8371 | 177.5611 | 179.1 | 184.4495 | 178.8 | 184.3028 | -219.9 | -234.6913 | -214.6 | -229.1666 | -219.3 | -234.1292 | -218.8 | -234.0138 | 92.5954 | 93.3587
2020-12-24 02:00 | 8 | 8.0623 | 70.0241 | 71.2892 | 5.8898 | 9.9197 | 8 | 8.0623 | -77.7696 | 78.5007 | -77.7696 | 78.5007 | 164.8926 | 184.7079 | 181.8 | 187.0723 | 182.4 | 187.7974 | -223.4 | -238.39 | -217.9 | -232.5029 | -222.7 | -237.6992 | -222.5 | -237.9343 | 86.6801 | 87.6402
2020-12-24 02:30 | 7 | 7.2801 | 65.4441 | 66.8913 | 8.6941 | 11.9134 | 6 | 6.3246 | -78.3544 | 79.1522 | -78.3544 | 79.1522 | 176.6947 | 195.6656 | 189 | 193.8077 | 188.7 | 193.8532 | -231.9 | -247.392 | -225.9 | -240.7792 | -230.7 | -246.0688 | -230.5 | -246.3016 | 78.4561 | 80.0633
2020-12-24 03:00 | 7 | 7.6158 | 67.4492 | 69.2336 | 7.0186 | 9.3327 | 7 | 7.6158 | -73.6118 | 74.1242 | -73.6118 | 74.1242 | 186.239 | 202.9134 | 189.3 | 194.0341 | 189 | 193.8077 | -231.7 | -246.9028 | -226.1 | -240.8876 | -231.3 | -246.4929 | -230.6 | -246.2546 | 87.4032 | 88.8183
2020-12-24 03:30 | 8 | 9.434 | 67.4629 | 69.3801 | 7.9858 | 9.6336 | 8 | 8.9443 | -75.7054 | 76.0826 | -75.7054 | 76.0826 | 180.4834 | 196.4451 | 187.8 | 192.571 | 188.7 | 193.5818 | -232.3 | -247.3627 | -226.3 | -240.7666 | -231.2 | -245.9953 | -230.7 | -246.0688 | 79.9246 | 81.5885
2020-12-24 04:00 | 7 | 8.0623 | 68.6936 | 70.4447 | 8.5823 | 10.1487 | 8 | 8.9443 | -77.1502 | 77.5417 | -77.1502 | 77.5417 | 175.9121 | 192.6468 | 189.3 | 193.9033 | 190.2 | 194.9781 | -233.6 | -248.6524 | -227.4 | -241.843 | -232.6 | -247.6101 | -232.2 | -247.5796 | 80.2287 | 82.0384
2020-12-24 04:30 | 0 | 1 | 64.4707 | 65.7362 | 15.3858 | 16.779 | 0 | 0 | -89.3118 | 89.8644 | -89.3118 | 89.8644 | 171.9178 | 187.4294 | 189.3 | 193.2154 | 189.6 | 193.4495 | -233.5 | -246.5662 | -227.7 | -240.4954 | -233.2 | -246.3788 | -232.4 | -245.9145 | 91.9559 | 92.8204
2020-12-24 05:00 | 5 | 6.4031 | 69.8582 | 71.2219 | 10.8707 | 12.2927 | 5 | 6.4031 | -83.8787 | 84.3004 | -83.8787 | 84.3004 | 167.4222 | 183.4365 | 188.1 | 191.9796 | 188.7 | 192.749 | -232.1 | -245.0798 | -226.9 | -239.6093 | -231.9 | -244.9225 | -231.6 | -244.9299 | 100.7147 | 101.5411
2020-12-24 05:30 | 0 | 0 | 67.7438 | 68.8814 | 15.9367 | 17.2016 | 0 | 0 | -93.4843 | 93.978 | -93.4843 | 93.978 | 124.1342 | 141.689 | 168.6 | 172.72 | 169.5 | 173.5341 | -207.9 | -218.7382 | -204.5 | -215.3834 | -209.5 | -220.7587 | -208.9 | -220.4117 | 131.6276 | 131.8121
2020-12-24 06:00 | -3 | -11.4018 | 62.4222 | 65.3484 | 20.3725 | 22.2372 | -3 | -10.4403 | -102.5456 | 102.5814 | -102.5456 | 102.5814 | 100.7923 | 117.6716 | 153.3 | 158.1831 | 153.9 | 158.8386 | -188 | -198.4025 | -186.5 | -196.9175 | -190.8 | -201.5357 | -190.5 | -201.4786 | 148.25 | 149.7328
2020-12-24 06:30 | -14 | -16.6433 | 52.788 | 55.2981 | 31.2044 | 31.9163 | -14 | -16.6433 | -121.7211 | 121.7306 | -121.7211 | 121.7306 | 82.3155 | 101.8274 | 145.2 | 149.7418 | 145.8 | 150.47 | -180.2 | -189.1515 | -180.6 | -189.8692 | -184.6 | -194.0752 | -184.5 | -194.135 | 174.8891 | 175.2666
2020-12-24 07:00 | -23 | -24.3516 | 41.7832 | 44.1335 | 41.2015 | 41.412 | -23 | -24.3516 | -132.788 | 132.8723 | -132.788 | 132.8723 | 60.8922 | 82.824 | 138 | 142.2471 | 137.7 | 142.1031 | -171.9 | -179.5351 | -174.1 | -182.2597 | -177.9 | -186.2375 | -177.8 | -186.3205 | 211.0775 | 211.1811
2020-12-24 07:30 | -33 | -33.7343 | 29.4932 | 31.514 | 49.0631 | 49.3026 | -33 | -33.7343 | -141.928 | 142.1565 | -141.928 | 142.1565 | 69.6986 | 96.8342 | 135.9 | 139.7787 | 138 | 141.9609 | -170.8 | -178.1945 | -173.9 | -181.7892 | -177.9 | -186.149 | -177.9 | -186.4159 | 236.5909 | 236.7079
2020-12-24 08:00 | -39 | -39.0512 | 15.9843 | 18.8786 | 53.5717 | 54.107 | -39 | -39.0512 | -151.7515 | 152.0012 | -151.7515 | 152.0012 | 79.5819 | 112.9373 | 141.6 | 145.6014 | 142.2 | 146.3963 | -177.6 | -185.6863 | -182.9 | -191.6955 | -187.1 | -196.2423 | -186.7 | -196.0737 | 251.6528 | 251.6759
2020-12-24 08:30 | -40 | -40.0125 | 14.597 | 18.7134 | 50.6835 | 51.3464 | -40 | -40.0125 | -145.4675 | 145.6915 | -145.4675 | 145.6915 | 86.714 | 118.8118 | 144.6 | 148.8701 | 144.9 | 149.4509 | -181.2 | -189.4798 | -184.7 | -193.8988 | -189 | -198.4471 | -188.9 | -198.5388 | 231.4285 | 231.4624
2020-12-24 09:00 | -41 | -41.0122 | 6.077 | 13.6883 | 52.2324 | 52.8237 | -41 | -41.0122 | -149.8864 | 149.99 | -149.8864 | 149.99 | 98.2287 | 126.6263 | 146.1 | 150.1874 | 145.2 | 149.3822 | -181.2 | -189.4506 | -185.1 | -194.1545 | -189.3 | -198.6417 | -189 | -198.6001 | 238.1009 | 238.1155
2020-12-24 09:30 | -35 | -35.0571 | 5.7608 | 14.5972 | 42.5706 | 43.2291 | -34 | -34.0147 | -137.1327 | 137.2309 | -137.1327 | 137.2309 | 115.5691 | 139.7937 | 149.1 | 152.7083 | 148.2 | 151.9612 | -183.5 | -191.4223 | -185.4 | -194.2605 | -189.2 | -198.3053 | -188.9 | -198.1046 | 221.6413 | 221.9744
2020-12-24 10:00 | -39 | -39 | 2.0005 | 11.8428 | 48.4864 | 49.1404 | -39 | -39.0128 | -139.9666 | 140.1141 | -139.9666 | 140.1141 | 72.0743 | 98.9396 | 89.7 | 94.1188 | 90.3 | 95.248 | -121.2 | -125.7179 | -127.4 | -133.3239 | -130.6 | -136.8311 | -130.5 | -136.7891 | 313.1176 | 314.4258
2020-12-24 10:30 | -39 | -39 | -1.5634 | 11.2448 | 47.9672 | 48.7368 | -38 | -38 | -142.6017 | 142.799 | -142.6017 | 142.799 | 69.3926 | 97.8954 | 87.3 | 92.3108 | 86.4 | 91.4602 | -118.2 | -122.7741 | -123.7 | -129.6723 | -126.7 | -132.9245 | -126.6 | -132.8899 | 300.5209 | 301.6767
2020-12-24 11:00 | -46 | -46 | -2.5311 | 10.5472 | 56.0962 | 56.848 | -47 | -47 | -137.7462 | 138.0368 | -137.7462 | 138.0368 | 77.0674 | 102.1968 | 87.9 | 93.074 | 88.5 | 93.6409 | -118 | -122.94 | -123.8 | -130.071 | -126.6 | -133.0427 | -126.3 | -132.9122 | 302.4439 | 303.5029
2020-12-24 11:30 | -48 | -48.0104 | -0.91925 | 7.183 | 53.1935 | 54.6831 | -47 | -47.0106 | -136.2961 | 137.0304 | -136.2961 | 137.0304 | 67.5913 | 105.0961 | 87.6 | 92.2128 | 88.2 | 92.8765 | -118.3 | -122.4477 | -122.4 | -126.8489 | -125.2 | -129.787 | -125.4 | -130.0328 | 275.7053 | 283.9304
2020-12-24 12:00 | -49 | -49.0408 | -5.9307 | 9.3597 | 51.9356 | 53.6924 | -50 | -50.01 | -129.8443 | 130.6009 | -129.8443 | 130.6009 | 66.4124 | 105.6566 | 85.2 | 89.2857 | 85.8 | 90.2202 | -114.7 | -118.4828 | -120.2 | -124.2337 | -123.1 | -127.2417 | -122.7 | -127.0342 | 264.0252 | 272.1424
2020-12-24 12:30 | -45 | -45.0111 | -11.3734 | 14.599 | 53.5023 | 54.7693 | -44 | -44 | -134.6377 | 135.1857 | -134.6377 | 135.1857 | 75.7744 | 108.7763 | 85.2 | 89.7456 | 85.2 | 89.936 | -114.7 | -118.4801 | -119.6 | -123.6279 | -122.7 | -126.8802 | -122.5 | -126.8411 | 266.291 | 274.8225
2020-12-24 13:00 | -55 | -55.0818 | -20.626 | 21.5686 | 63.03 | 64.5146 | -55 | -55.0818 | -145.2937 | 145.9453 | -145.2937 | 145.9453 | 76.0751 | 105.8032 | 84.9 | 89.4609 | 85.5 | 89.937 | -116.2 | -120.0102 | -120.4 | -124.3768 | -123 | -127.0945 | -123 | -127.2468 | 260.8645 | 268.9016
2020-12-24 13:30 | -60 | -60.1332 | -23.5182 | 24.1588 | 67.3052 | 68.8154 | -60 | -60.1332 | -141.2608 | 141.853 | -141.2608 | 141.853 | 83.9149 | 110.3214 | 85.5 | 90.1299 | 85.2 | 89.8404 | -115.9 | -119.6698 | -119.9 | -123.9688 | -122.8 | -127.0279 | -122.3 | -126.6479 | 257.5842 | 266.1509
2020-12-24 14:00 | -62 | -62.2013 | -27.3991 | 27.8333 | 70.4119 | 71.9444 | -62 | -62.1289 | -148.4131 | 149.1326 | -148.4131 | 149.1326 | 79.0713 | 109.5287 | 86.1 | 90.6005 | 86.1 | 90.6943 | -116.5 | -120.4771 | -120.4 | -124.5543 | -123.3 | -127.6397 | -123.2 | -127.6472 | 250.9575 | 259.3421
2020-12-24 14:30 | -67 | -67.2681 | -26.2443 | 26.3929 | 79.1642 | 80.7703 | -67 | -67.2681 | -156.3075 | 157.1718 | -156.3075 | 157.1718 | 78.8949 | 105.7304 | 86.1 | 90.3244 | 86.7 | 90.9871 | -115.8 | -119.376 | -120.1 | -123.9123 | -123.2 | -127.188 | -123.1 | -127.0945 | 256.2194 | 265.2857
2020-12-24 15:00 | -67 | -67.2681 | -22.992 | 23.2365 | 77.8326 | 79.4892 | -67 | -67.2681 | -164.872 | 165.923 | -164.872 | 165.923 | 67.9897 | 104.1376 | 86.4 | 90.8856 | 87.3 | 91.7416 | -115.7 | -119.501 | -120.2 | -124.3098 | -123.1 | -127.3691 | -122.7 | -127.1123 | 257.5113 | 265.4631
2020-12-24 15:30 | -71 | -71.3442 | -19.7023 | 19.9227 | 81.6677 | 83.1146 | -70 | -70.3491 | -166.7851 | 167.8625 | -166.7851 | 167.8625 | 59.7315 | 95.7536 | 86.4 | 90.9792 | 87 | 91.5492 | -117.5 | -121.2446 | -120.6 | -124.6207 | -123.8 | -127.9695 | -123.5 | -127.8071 | 280.5419 | 288.9772
2020-12-24 16:00 | -77 | -77.4145 | -24.2785 | 24.3621 | 88.1997 | 89.6752 | -77 | -77.4145 | -176.998 | 178.1935 | -176.998 | 178.1935 | 58.6073 | 93.0023 | 86.4 | 90.7013 | 87.3 | 91.7416 | -117 | -120.6161 | -122.2 | -126.0954 | -124.9 | -128.959 | -124.8 | -128.9876 | 299.071 | 306.7484
2020-12-24 16:30 | -76 | -76.3217 | -14.3196 | 14.8009 | 87.1294 | 88.2326 | -76 | -76.2365 | -182.0408 | 182.8902 | -182.0408 | 182.8902 | 64.6909 | 96.1234 | 86.1 | 89.969 | 86.4 | 90.3433 | -117.3 | -120.4123 | -122.8 | -126.4352 | -125.9 | -129.7168 | -125.8 | -129.7361 | 332.1572 | 339.9338
2020-12-24 17:00 | -78 | -78.5175 | -12.4241 | 12.4927 | 90.0545 | 91.6445 | -77 | -77.5242 | -193.4637 | 194.7615 | -193.4637 | 194.7615 | 52.6173 | 91.7057 | 87.3 | 91.469 | 87.6 | 91.7554 | -118.6 | -122.0704 | -125.9 | -129.7566 | -128.9 | -132.861 | -128.8 | -132.8862 | 336.9295 | 344.4949
2020-12-24 17:30 | -71 | -71.5681 | -4.0523 | 4.604 | 87.8969 | 89.6077 | -71 | -71.5681 | -189.7285 | 190.9908 | -189.7285 | 190.9908 | 49.1811 | 91.3193 | 87.9 | 92.3128 | 87.6 | 92.0272 | -118.9 | -122.6745 | -126 | -130.2245 | -129.2 | -133.5734 | -128.9 | -133.4054 | 343.9811 | 350.3332
2020-12-24 18:00 | -74 | -74.5453 | -2.831 | 3.2517 | 88.769 | 90.2925 | -74 | -74.5453 | -195.0669 | 196.2474 | -195.0669 | 196.2474 | 55.5285 | 94.86 | 87.9 | 93.074 | 88.2 | 93.3574 | -118.2 | -122.9801 | -126 | -131.264 | -128.9 | -134.3846 | -128.6 | -134.2394 | 350.7852 | 357.3296
2020-12-24 18:30 | -62 | -62.2896 | 14.156 | 14.349 | 75.7624 | 77.2191 | -62 | -62.2896 | -179.2842 | 180.2417 | -179.2842 | 180.2417 | 48.4912 | 95.9448 | 88.5 | 94.2444 | 88.8 | 94.4238 | -119.9 | -125.5977 | -126.4 | -132.458 | -129.4 | -135.5899 | -129.4 | -135.74 | 335.8342 | 342.7866
2020-12-24 19:00 | -50 | -50.2494 | 26.8482 | 27.3624 | 65.0183 | 66.249 | -48 | -48.1664 | -166.4669 | 167.1564 | -166.4669 | 167.1564 | 43.085 | 96.3952 | 88.5 | 94.8384 | 88.5 | 94.6637 | -120.3 | -126.2764 | -126.7 | -132.9852 | -129.8 | -136.2424 | -129.5 | -136.079 | 328.836 | 335.9688
2020-12-24 19:30 | -40 | -40.1123 | 36.1449 | 36.6044 | 57.3972 | 58.6359 | -40 | -40.05 | -154.207 | 154.8218 | -154.207 | 154.8218 | 42.4421 | 95.3821 | 89.1 | 95.3311 | 89.1 | 95.4382 | -119.7 | -125.7327 | -126.5 | -132.7642 | -129.5 | -135.8656 | -129.2 | -135.7292 | 321.9012 | 328.6986
2020-12-24 20:00 | -37 | -38.0789 | 44.6289 | 44.7941 | 50.1988 | 53.8943 | -37 | -38.0789 | -148.6377 | 150.9477 | -148.6377 | 150.9477 | 32.6948 | 103.0661 | 89.1 | 95.1582 | 89.1 | 95.4382 | -119.8 | -126.0814 | -127.1 | -132.2648 | -130.4 | -135.685 | -129.9 | -135.316 | 310.7798 | 329.9643
2020-12-24 20:30 | -30 | -31.0483 | 45.7573 | 45.7607 | 49.2823 | 51.7936 | -30 | -31.0483 | -151.567 | 152.9401 | -151.567 | 152.9401 | 34.3042 | 104.1135 | 89.4 | 96.8308 | 88.8 | 95.7075 | -120.3 | -127.8215 | -126.1 | -132.3224 | -129.3 | -135.5797 | -129 | -135.5111 | 304.4881 | 321.9055
2020-12-24 21:00 | -31 | -31.5753 | 43.9155 | 43.9731 | 48.6967 | 51.0406 | -31 | -31.5753 | -150.7959 | 152.2595 | -150.7959 | 152.2595 | 38.8056 | 105.7709 | 90 | 96.6023 | 90 | 96.822 | -120.7 | -127.8032 | -126 | -132.1318 | -129.2 | -135.489 | -128.7 | -135.1337 | 295.9549 | 316.6226
2020-12-24 21:30 | -27 | -27.8927 | 44.1911 | 44.2627 | 45.8036 | 48.5947 | -28 | -28.6356 | -149.5741 | 151.2232 | -149.5741 | 151.2232 | 54.3914 | 114.0954 | 89.4 | 96.8308 | 89.1 | 96.6698 | -120.8 | -128.598 | -125.9 | -132.596 | -129.2 | -135.9483 | -128.8 | -135.725 | 298.827 | 320.19
2020-12-24 22:00 | -29 | -29.6142 | 41.7402 | 41.882 | 45.2079 | 48.1616 | -29 | -29.6142 | -145.0172 | 147.3015 | -145.0172 | 147.3015 | 64.2939 | 119.3946 | 89.7 | 97.4561 | 90 | 97.6158 | -120.8 | -128.9794 | -125.9 | -132.7525 | -128.8 | -135.8199 | -128.4 | -135.6311 | 295.6438 | 318.0506
2020-12-24 22:30 | -27 | -27.8927 | 41.4995 | 41.6206 | 43.1971 | 46.7436 | -28 | -28.8617 | -144.9967 | 147.1009 | -144.9967 | 147.1009 | 78.3979 | 127.0619 | 89.7 | 97.2231 | 90 | 97.777 | -121.3 | -129.1706 | -125.5 | -132.2465 | -128.7 | -135.5671 | -128.1 | -135.1882 | 288.9465 | 312.1968
2020-12-24 23:00 | -29 | -30.3645 | 35.3644 | 35.396 | 47.1633 | 51.1696 | -29 | -30.3645 | -151.9627 | 154.4287 | -151.9627 | 154.4287 | 81.4916 | 128.7673 | 90.6 | 97.9398 | 90.9 | 98.7952 | -122.3 | -130.5945 | -125.9 | -132.944 | -128.8 | -136.1383 | -128.4 | -135.8599 | 278.6632 | 302.5096
2020-12-24 23:30 | -23 | -24.3516 | 42.8416 | 42.943 | 37.9916 | 42.2694 | -24 | -25.2982 | -146.0553 | 147.8975 | -146.0553 | 147.8975 | 69.3015 | 127.0376 | 90 | 97.5 | 90.3 | 98.0087 | -121 | -129.5068 | -124.5 | -132.1467 | -127.6 | -135.4634 | -127.1 | -135.0061 | 278.5302 | 307.3638
2020-12-25 | -19 | -20.2485 | 41.6616 | 41.9387 | 35.3647 | 39.6115 | -20 | -21.1896 | -131.9211 | 134.0654 | -131.9211 | 134.0654 | 68.1963 | 120.8971 | 90.6 | 98.1257 | 90.9 | 98.5618 | -121.5 | -130.1876 | -124.3 | -131.7912 | -127.4 | -134.9482 | -126.9 | -134.8709 | 256.7027 | 283.0805
2020-12-25 00:30 | -20 | -21.5407 | 38.2963 | 38.6547 | 35.545 | 40.0963 | -20 | -21.1896 | -126.0209 | 128.8233 | -126.0209 | 128.8233 | 73.4634 | 133.4529 | 90.3 | 98.0087 | 90.6 | 98.4018 | -122.1 | -130.5837 | -123.8 | -131.4537 | -127 | -134.6425 | -126.5 | -134.5101 | 247.1781 | 283.8394
2020-12-25 01:00 | -24 | -25.2982 | 34.0803 | 34.3942 | 37.5757 | 42.4257 | -24 | -25.2982 | -122.7802 | 126.171 | -122.7802 | 126.171 | 79.5756 | 139.0416 | 90.6 | 98.4018 | 91.2 | 99.0713 | -122.7 | -131.5733 | -124.3 | -132.229 | -127.6 | -135.7745 | -126.8 | -135.2651 | 242.0065 | 279.9898
2020-12-25 01:30 | -24 | -25.632 | 36.5864 | 36.7898 | 32.1636 | 38.7628 | -24 | -25.632 | -116.8948 | 121.3582 | -116.8948 | 121.3582 | 91.8272 | 146.1691 | 91.2 | 99.2778 | 91.5 | 99.3073 | -123 | -131.7812 | -124 | -132.1437 | -127.1 | -135.3047 | -126.8 | -135.2063 | 236.9978 | 277.0171
2020-12-25 02:00 | -23 | -24.3516 | 35.443 | 35.7758 | 32.4281 | 38.2271 | -24 | -25.632 | -112.7299 | 116.8911 | -112.7299 | 116.8911 | 100.6716 | 153.2581 | 90.9 | 98.4462 | 91.2 | 98.7952 | -122.9 | -131.028 | -124.2 | -131.5315 | -127.5 | -134.8168 | -127 | -134.5818 | 236.69 | 273.259
2020-12-25 02:30 | -21 | -22.1359 | 31.9289 | 32.7313 | 34.4894 | 39.3075 | -21 | -22.1359 | -112.5436 | 116.2679 | -112.5436 | 116.2679 | 107.267 | 156.9574 | 91.2 | 98.6088 | 91.5 | 98.7729 | -122.5 | -130.6532 | -123.7 | -131.0264 | -127.1 | -134.5376 | -126.4 | -134.1714 | 234.9303 | 272.0937
2020-12-25 03:00 | -31 | -33.2415 | 21.7911 | 21.9629 | 44.4974 | 50.0502 | -31 | -33.2415 | -126.9867 | 131.985 | -126.9867 | 131.985 | 104.2381 | 153.07 | 91.2 | 98.4951 | 91.5 | 99.164 | -123.4 | -131.6252 | -124.3 | -131.7492 | -127.5 | -135.0097 | -127.1 | -134.9315 | 221.3631 | 260.2504
2020-12-25 03:30 | -32 | -33.8378 | 21.047 | 21.4008 | 44.8634 | 50.0227 | -31 | -32.8938 | -128.1767 | 132.891 | -128.1767 | 132.891 | 92.8615 | 142.3364 | 78.6 | 86.2039 | 78.9 | 86.7249 | -105.9 | -113.2733 | -108.5 | -115.0282 | -111.1 | -117.8461 | -110.7 | -117.5432 | 245.0067 | 281.8925
2020-12-25 04:00 | -33 | -34.2053 | 20.22 | 21.1279 | 45.595 | 49.6817 | -33 | -34.2053 | -129.3152 | 133.0322 | -129.3152 | 133.0322 | 83.9557 | 128.3359 | 77.7 | 85.7612 | 78.3 | 86.3052 | -104.8 | -112.4619 | -106.8 | -113.292 | -109.3 | -116.0433 | -109.2 | -116.0228 | 231.8067 | 267.7078
2020-12-25 04:30 | -31 | -31.5753 | 21.9071 | 22.9836 | 45.0494 | 48.7479 | -32 | -32.5576 | -128.8255 | 132.3548 | -128.8255 | 132.3548 | 87.6143 | 130.1697 | 77.4 | 84.8634 | 77.7 | 85.0149 | -104.9 | -111.6732 | -107.3 | -113.1464 | -109.8 | -115.8346 | -109.5 | -115.6786 | 241.4299 | 276.3128
2020-12-25 05:00 | -33 | -33.7343 | 18.5641 | 19.6134 | 46.8814 | 50.8969 | -33 | -33.7343 | -131.7081 | 135.5819 | -131.7081 | 135.5819 | 81.523 | 127.6659 | 77.7 | 85.1371 | 78.3 | 85.8073 | -105.1 | -112.0089 | -107.3 | -113.3382 | -109.9 | -116.0895 | -109.5 | -115.7463 | 237.1248 | 274.6076
2020-12-25 05:30 | -32 | -32.9848 | 20.2542 | 21.1351 | 45.1238 | 49.4867 | -33 | -34.2053 | -132.5403 | 136.6439 | -132.5403 | 136.6439 | 78.9607 | 126.7885 | 80.7 | 88.1229 | 80.4 | 87.7278 | -108.5 | -115.614 | -110.6 | -116.6885 | -113.4 | -119.7879 | -113.2 | -119.6948 | 235.2521 | 272.9471
2020-12-25 06:00 | -38 | -39.5601 | 11.1594 | 11.7849 | 53.9465 | 58.2655 | -39 | -40.2616 | -147.5495 | 151.7887 | -147.5495 | 151.7887 | 75.4483 | 118.8921 | 79.8 | 85.4658 | 80.7 | 86.4135 | -108.9 | -113.857 | -111.7 | -115.7025 | -114.7 | -118.9203 | -114.1 | -118.4217 | 246.3881 | 280.8286
2020-12-25 06:30 | -36 | -37.3631 | 13.8895 | 14.515 | 52.0961 | 56.2347 | -36 | -37.108 | -148.3312 | 152.0961 | -148.3312 | 152.0961 | 63.6013 | 115.2566 | 79.8 | 85.4658 | 80.4 | 86.1334 | -107.8 | -112.8261 | -111.2 | -115.4134 | -114 | -118.395 | -113.7 | -118.0754 | 247.0961 | 282.2791
2020-12-25 07:00 | -34 | -34.5254 | 13.4855 | 15.4409 | 50.9686 | 53.9926 | -34 | -34.5254 | -146.1575 | 148.7189 | -146.1575 | 148.7189 | 66.8004 | 118.7072 | 79.5 | 85.294 | 80.1 | 85.746 | -108.2 | -113.0333 | -111.6 | -115.6758 | -114.5 | -118.701 | -114 | -118.3522 | 258.9437 | 291.5292
2020-12-25 07:30 | -47 | -48.0521 | 7.2814 | 7.5962 | 62.6606 | 66.0558 | -46 | -47.0744 | -169.299 | 172.1121 | -169.299 | 172.1121 | 41.5745 | 104.8205 | 72.6 | 78.1038 | 71.1 | 76.9387 | -97.5 | -102.1294 | -101.7 | -105.4312 | -104.3 | -108.1501 | -104 | -107.9408 | 254.3289 | 283.259
2020-12-25 08:00 | -61 | -62.5859 | -1.8982 | 4.2685 | 74.9066 | 78.4703 | -60 | -61.6117 | -180.3355 | 183.7659 | -180.3355 | 183.7659 | 33.6106 | 97.1231 | 65.7 | 71.6152 | 66.3 | 71.9312 | -89.6 | -93.352 | -95.7 | -98.7369 | -98.4 | -101.5016 | -98.1 | -101.285 | 272.9569 | 298.0653
2020-12-25 08:30 | -64 | -65.7343 | -0.056183 | 1.7291 | 73.2324 | 76.2489 | -64 | -65.5134 | -170.4951 | 173.332 | -170.4951 | 173.332 | 24.0861 | 96.1449 | 65.1 | 70.8267 | 65.4 | 71.2208 | -88.8 | -92.5681 | -94.2 | -97.1601 | -96.8 | -99.8279 | -96.4 | -99.4893 | 270.7548 | 294.81
2020-12-25 09:00 | -53 | -53.7587 | -2.2617 | 3.7061 | 66.1842 | 69.089 | -54 | -54.7449 | -152.7431 | 155.0578 | -152.7431 | 155.0578 | 24.2632 | 98.2434 | 64.8 | 70.433 | 64.5 | 70.3952 | -89.1 | -93.0433 | -94.8 | -98.0156 | -97.6 | -100.8258 | -97.1 | -100.3925 | 271.5251 | 295.1223
2020-12-25 09:30 | -48 | -48.8365 | -5.5657 | 6.5378 | 61.047 | 64.4813 | -48 | -48.8365 | -152.9038 | 155.5358 | -152.9038 | 155.5358 | 30.5272 | 100.8707 | 65.4 | 71.3401 | 66.3 | 72.2851 | -88.5 | -92.4979 | -94.6 | -97.7211 | -97.3 | -100.5104 | -97 | -100.2958 | 252.4074 | 276.7464
2020-12-25 10:00 | -48 | -48.8365 | 2.4698 | 4.6169 | 59.8001 | 62.8135 | -47 | -47.8539 | -147.1594 | 149.6699 | -147.1594 | 149.6699 | 37.9 | 104.1405 | 66.6 | 72.5603 | 66.3 | 72.1661 | -90.6 | -94.7986 | -94.8 | -98.0156 | -97.3 | -100.6114 | -96.9 | -100.2759 | 246.5059 | 271.6119
2020-12-25 10:30 | -45 | -45.7056 | -0.17302 | 5.6053 | 56.8532 | 59.7129 | -45 | -45.5412 | -138.1764 | 140.4874 | -138.1764 | 140.4874 | 32.8994 | 103.2888 | 64.5 | 70.6377 | 64.5 | 70.3952 | -89.4 | -93.4462 | -95.5 | -98.6928 | -98.2 | -101.4568 | -97.8 | -101.1714 | 263.5926 | 286.534
2020-12-25 11:00 | -34 | -34.7131 | -8.4927 | 11.8569 | 41.1274 | 44.8474 | -34 | -34.5254 | -112.071 | 114.549 | -112.071 | 114.549 | 41.6847 | 108.4433 | 64.8 | 70.9118 | 65.1 | 71.3079 | -88.4 | -92.6084 | -95.1 | -98.4336 | -97.7 | -101.1262 | -97.1 | -100.7918 | 241.1786 | 266.0262
2020-12-25 11:30 | -31 | -31.1448 | -8.5274 | 14.3653 | 33.2886 | 36.3872 | -31 | -31.1448 | -98.3366 | 100.2193 | -98.3366 | 100.2193 | 72.4238 | 117.7429 | 66.9 | 72.9549 | 66.6 | 72.5603 | -91.3 | -95.2656 | -94.4 | -97.5527 | -96.7 | -100.0057 | -96.3 | -99.6704 | 204.6534 | 233.1587
2020-12-25 12:00 | -24 | -24 | -11.9703 | 17.5268 | 31.2972 | 34.1539 | -24 | -24 | -88.7283 | 90.546 | -88.7283 | 90.546 | 79.3133 | 123.5384 | 67.2 | 72.5336 | 67.2 | 72.6006 | -90.7 | -94.4083 | -94.2 | -97.2815 | -96.5 | -99.5615 | -96.2 | -99.4206 | 191.7166 | 228.8469
2020-12-25 12:30 | -25 | -25 | -15.9846 | 21.2115 | 26.0903 | 29.2559 | -25 | -25 | -79.9742 | 81.7481 | -79.9742 | 81.7481 | 79.2586 | 121.6005 | 62.4 | 67.9909 | 62.4 | 68.1106 | -84.4 | -87.8009 | -89.3 | -92.2369 | -91.8 | -94.7602 | -91.5 | -94.4945 | 201.7253 | 239.1331
2020-12-25 13:00 | -19 | -19 | -13.5489 | 18.9117 | 25.0766 | 28.433 | -19 | -19 | -79.6682 | 81.2964 | -79.6682 | 81.2964 | 84.4751 | 124.6851 | 57 | 62.8169 | 57 | 62.8169 | -76.5 | -79.9785 | -80.7 | -83.4382 | -82.9 | -85.821 | -82.4 | -85.3904 | 193.2541 | 233.3519
2020-12-25 13:30 | -30 | -30.0167 | -8.0718 | 14.8355 | 39.2017 | 41.6653 | -31 | -31.0161 | -100.2661 | 101.5905 | -100.2661 | 101.5905 | 79.8655 | 121.2294 | 54.9 | 60.9177 | 55.2 | 61.1882 | -75.9 | -78.8881 | -80.7 | -83.1481 | -82.8 | -85.2555 | -82.7 | -85.3246 | 211.9345 | 249.1467
2020-12-25 14:00 | -47 | -47.1699 | -17.3541 | 19.5167 | 55.2083 | 57.7698 | -48 | -48.1664 | -110.0166 | 112.348 | -110.0166 | 112.348 | 39.6545 | 97.1184 | 54.9 | 60.9177 | 55.2 | 61.1882 | -75.8 | -78.8726 | -82.2 | -84.6218 | -84.6 | -87.1195 | -84.1 | -86.6822 | 258.5154 | 289.3333
2020-12-25 14:30 | -32 | -32.0156 | -12.0358 | 17.8949 | 36.416 | 39.0783 | -33 | -33.0151 | -88.4309 | 90.3566 | -88.4309 | 90.3566 | 46.4649 | 103.1415 | 54.9 | 60.9177 | 55.2 | 61.1882 | -75.2 | -78.3802 | -80.5 | -83.0446 | -82.5 | -85.1555 | -82.1 | -84.818 | 246.41 | 279.5334
2020-12-25 15:00 | -30 | -30.0167 | -15.8204 | 20.6572 | 31.7774 | 34.7805 | -29 | -29.0172 | -88.9755 | 90.9505 | -88.9755 | 90.9505 | 77.9997 | 120.4831 | 54.9 | 60.9177 | 55.2 | 61.1882 | -76.8 | -80.1804 | -78.8 | -81.4735 | -80.8 | -83.5349 | -80.4 | -83.3031 | 206.7788 | 245.6118
2020-12-25 15:30 | -32 | -32.0624 | -8.5893 | 14.6854 | 39.2141 | 41.913 | -33 | -33.0606 | -103.6303 | 105.8968 | -103.6303 | 105.8968 | 60.6877 | 111.7045 | 56.7 | 62.5448 | 55.8 | 61.7301 | -76.7 | -80.0743 | -81 | -83.7537 | -83 | -85.8406 | -82.8 | -85.7244 | 212.002 | 247.6945
2020-12-25 16:00 | -32 | -32.0156 | -8.5068 | 16.528 | 33.6626 | 36.2177 | -32 | -32.0156 | -98.0745 | 99.8811 | -98.0745 | 99.8811 | 55.6821 | 107.6704 | 65.1 | 70.1371 | 65.1 | 70.2 | -88.7 | -91.6586 | -94.4 | -96.8845 | -96.8 | -99.4489 | -96.5 | -99.2496 | 261.4583 | 293.0999
2020-12-25 16:30 | -26 | -26 | -2.0688 | 14.9051 | 33.1521 | 35.5925 | -25 | -25 | -96.6327 | 98.3692 | -96.6327 | 98.3692 | 71.7322 | 118.2407 | 67.2 | 72.5336 | 66.9 | 72.0312 | -90.5 | -93.8736 | -93.1 | -95.9957 | -95.6 | -98.5909 | -95.2 | -98.2772 | 255.2048 | 286.516
2020-12-25 17:00 | -27 | -27.2947 | 15.0005 | 18.0608 | 38.3666 | 41.4386 | -28 | -28.2843 | -105.2417 | 107.8477 | -105.2417 | 107.8477 | 72.1296 | 129.5384 | 66.9 | 72.4846 | 66.9 | 72.5888 | -91.6 | -95.137 | -97.5 | -100.58 | -100.2 | -103.3447 | -99.6 | -102.9124 | 281.9572 | 314.1817
2020-12-25 17:30 | -29 | -29.4279 | 19.263 | 21.8283 | 37.0064 | 40.2297 | -30 | -30.4138 | -107.7136 | 110.0283 | -107.7136 | 110.0283 | 77.5753 | 145.4986 | 76.2 | 82.34 | 76.2 | 82.5692 | -104 | -109.1707 | -109.3 | -115.457 | -112.3 | -118.5871 | -111.7 | -118.2798 | 284.4571 | 311.7777
2020-12-25 18:00 | -25 | -25.1794 | 26.3199 | 28.479 | 36.3865 | 39.1552 | -25 | -25.1794 | -108.4303 | 110.5984 | -108.4303 | 110.5984 | 78.2287 | 149.391 | 82.5 | 89.0798 | 83.1 | 89.6358 | -112.2 | -118.2378 | -116.4 | -123.6104 | -119.3 | -126.7789 | -118.7 | -126.4792 | 281.9689 | 308.8042
2020-12-25 18:30 | -14 | -14.0357 | 39.0709 | 41.1001 | 28.4958 | 31.1423 | -15 | -15.0333 | -103.5286 | 105.1739 | -103.5286 | 105.1739 | 74.5321 | 145.7131 | 87.9 | 94.4281 | 88.2 | 94.5985 | -119 | -125.3844 | -122.6 | -130.116 | -125.8 | -133.5055 | -125.5 | -133.2713 | 275.0747 | 302.3022
2020-12-25 19:00 | -9 | -9.0554 | 58.6843 | 59.9863 | 13.9791 | 18.9306 | -10 | -10 | -85.2431 | 87.2997 | -85.2431 | 87.2997 | 61.1778 | 139.1455 | 90 | 96.279 | 90.3 | 96.4536 | -121.1 | -127.5351 | -124.4 | -131.8524 | -127.5 | -135.0756 | -127.1 | -134.9315 | 257.3312 | 288.8699
2020-12-25 19:30 | -3 | -3 | 59.5287 | 60.985 | 18.7124 | 21.7005 | -3 | -3 | -93.0491 | 94.2692 | -93.0491 | 94.2692 | 55.7672 | 122.0159 | 89.4 | 95.7183 | 89.7 | 95.9986 | -120.5 | -127.1552 | -124.1 | -131.3058 | -127.2 | -134.6278 | -126.7 | -134.3207 | 258.7216 | 286.3439
2020-12-25 20:00 | -4 | -4 | 59.9819 | 61.3022 | 22.3949 | 24.6567 | -5 | -5 | -101.1763 | 101.9636 | -101.1763 | 101.9636 | 47.4419 | 117.5471 | 88.5 | 94.5576 | 88.8 | 94.9442 | -120.3 | -126.6189 | -123.3 | -130.3865 | -126.5 | -133.7378 | -126 | -133.4287 | 263.5041 | 289.671
2020-12-25 20:30 | -14 | -14.0357 | 52.5224 | 53.2302 | 32.9279 | 34.9374 | -14 | -14 | -119.2219 | 120.1814 | -119.2219 | 120.1814 | 50.1222 | 118.9234 | 91.2 | 96.6843 | 91.5 | 97.1676 | -122.9 | -129.0651 | -125.9 | -132.7208 | -128.8 | -135.8515 | -128.5 | -135.6311 | 265.4996 | 291.2885
2020-12-25 21:00 | -20 | -20.025 | 48.1811 | 48.9188 | 36.3 | 38.2813 | -20 | -20.0998 | -124.0086 | 125.0178 | -124.0086 | 125.0178 | 59.9686 | 114.396 | 90.6 | 96.4228 | 91.2 | 96.8851 | -122.7 | -128.6885 | -125.8 | -132.5338 | -129 | -135.9172 | -128.4 | -135.4089 | 274.9796 | 295.9198
2020-12-25 21:30 | -18 | -18.1108 | 48.9799 | 49.8352 | 33.5281 | 35.7692 | -18 | -18.1108 | -122.0758 | 123.1469 | -122.0758 | 123.1469 | 68.0593 | 119.6328 | 90.9 | 96.9111 | 90.9 | 96.7345 | -122 | -128.5162 | -125.6 | -132.4689 | -128.6 | -135.7579 | -128.2 | -135.5764 | 274.1624 | 295.6808
2020-12-25 22:00 | -18 | -18.1108 | 48.6805 | 49.6266 | 32.5276 | 34.7193 | -17 | -17.0294 | -115.386 | 116.5719 | -115.386 | 116.5719 | 75.3285 | 124.8942 | 90.3 | 96.3486 | 90 | 96.279 | -121.5 | -127.7888 | -124.5 | -131.4595 | -127.4 | -134.5919 | -127 | -134.4717 | 274.0867 | 296.0899
2020-12-25 22:30 | -9 | -9.0554 | 54.228 | 55.3027 | 25.2376 | 27.9691 | -9 | -9.0554 | -109.8843 | 111.0199 | -109.8843 | 111.0199 | 82.5079 | 128.96 | 91.2 | 97.2967 | 90.6 | 96.9464 | -122.8 | -129.369 | -125 | -132.2545 | -128 | -135.3839 | -127.9 | -135.4532 | 260.9631 | 284.7922
2020-12-25 23:00 | -7 | -7.0711 | 56.1871 | 57.2341 | 21.5197 | 24.8901 | -6 | -6.0828 | -105.5757 | 106.7888 | -105.5757 | 106.7888 | 82.3873 | 128.3608 | 89.7 | 96.1059 | 89.7 | 95.8921 | -121.2 | -127.8203 | -123.1 | -130.3611 | -125.9 | -133.3672 | -125.7 | -133.3778 | 259.8129 | 283.9747
2020-12-25 23:30 | 0 | 0 | 65.9109 | 66.9768 | 11.7388 | 16.2535 | 0 | 0 | -100.3964 | 101.2162 | -100.3964 | 101.2162 | 64.6556 | 109.3856 | 90 | 95.963 | 90.6 | 96.3486 | -121.6 | -127.8238 | -122.8 | -129.5271 | -125.6 | -132.5317 | -125.2 | -132.3459 | 242.8737 | 265.944
2020-12-26 | 1 | 1 | 64.8869 | 66.1471 | 9.3688 | 14.881 | 1 | 1 | -89.3443 | 90.6843 | -89.3443 | 90.6843 | 62.5859 | 106.5218 | 90.6 | 96.8401 | 90.3 | 96.5595 | -121.9 | -128.2639 | -122.5 | -129.1815 | -125.3 | -132.3136 | -125 | -132.092 | 226.3952 | 251.1507
2020-12-26 00:30 | 7 | 7 | 65.0214 | 66.5507 | 5.8465 | 12.7162 | 7 | 7 | -79.0312 | 80.6667 | -79.0312 | 80.6667 | 66.0193 | 110.2442 | 90.3 | 96.4536 | 90.9 | 97.0156 | -121.6 | -128.262 | -122.3 | -129.3434 | -125.3 | -132.4435 | -124.8 | -132.1968 | 216.7828 | 243.5219
2020-12-26 01:00 | 7 | 8.0623 | 63.2049 | 66.0496 | 5.9395 | 8.745 | 8 | 8.9443 | -74.3025 | 74.9813 | -74.3025 | 74.9813 | 71.849 | 107.4028 | 90.6 | 96.5259 | 91.2 | 96.8851 | -122.2 | -128.3335 | -122.8 | -129.3062 | -125.9 | -132.5311 | -125.2 | -132.057 | 212.501 | 238.5229
2020-12-26 01:30 | 10 | 11.1803 | 65.6557 | 68.3266 | 2.5061 | 7.481 | 10 | 10.7703 | -68.3129 | 69.2279 | -68.3129 | 69.2279 | 75.8394 | 113.1005 | 90.6 | 96.4228 | 91.2 | 97.1926 | -122.2 | -128.6112 | -122.5 | -129.3067 | -125.6 | -132.5957 | -125.1 | -132.2838 | 201.7815 | 227.195
2020-12-26 02:00 | 11 | 12.083 | 64.8513 | 67.6013 | 2.8515 | 7.5538 | 11 | 11.7047 | -63.2184 | 64.2045 | -63.2184 | 64.2045 | 84.0291 | 119.4445 | 90.3 | 96.4536 | 91.8 | 97.8593 | -122.8 | -129.3056 | -123 | -129.8764 | -125.9 | -132.944 | -125.4 | -132.6652 | 207.3418 | 232.3789
2020-12-26 02:30 | 15 | 15.8114 | 67.7012 | 70.5661 | -1.1912 | 6.617 | 14 | 14.8661 | -52.1101 | 52.9792 | -52.1101 | 52.9792 | 86.8786 | 118.2164 | 91.2 | 97.2967 | 91.8 | 97.7558 | -122.5 | -129.0527 | -122.8 | -129.5602 | -125.8 | -132.8493 | -125.4 | -132.6326 | 196.4453 | 220.1723
2020-12-26 03:00 | 15 | 16.1555 | 68.8136 | 71.7402 | -2.0174 | 5.8407 | 15 | 16.1555 | -50.8873 | 51.5845 | -50.8873 | 51.5845 | 90.4596 | 121.0513 | 90.6 | 96.7345 | 90.6 | 96.8401 | -122.2 | -129.0532 | -122.4 | -129.4379 | -125.5 | -132.6946 | -125.2 | -132.6074 | 201.0459 | 221.9296
2020-12-26 03:30 | 19 | 20.2485 | 71.5668 | 74.8153 | -4.6284 | 6.4085 | 18 | 19.3132 | -47.5122 | 48.0547 | -47.5122 | 48.0547 | 93.0747 | 123.7569 | 90.3 | 96.5595 | 91.2 | 97.5074 | -122 | -128.8331 | -122.6 | -129.5622 | -125.5 | -132.6946 | -125.2 | -132.6404 | 201.4094 | 221.7986
2020-12-26 04:00 | 21 | 22.4722 | 73.9627 | 77.4614 | -7.5208 | 8.9569 | 21 | 22.4722 | -43.4911 | 43.7723 | -43.4911 | 43.7723 | 90.3341 | 118.6185 | 90.9 | 96.9111 | 90.6 | 96.7345 | -122.1 | -128.5788 | -122.5 | -129.1791 | -125.6 | -132.468 | -125 | -132.1273 | 196.9848 | 218.1641
2020-12-26 04:30 | 24 | 25.632 | 77.5109 | 81.0314 | -10.0388 | 11.5194 | 24 | 25.632 | -41.8366 | 42.1198 | -41.8366 | 42.1198 | 87.935 | 116.95 | 91.2 | 97.0893 | 90.9 | 96.9111 | -122.9 | -129.1175 | -123 | -129.5588 | -125.8 | -132.5312 | -125.6 | -132.5636 | 197.3551 | 219.9067
2020-12-26 05:00 | 27 | 28.4605 | 77.9526 | 81.5523 | -12.4775 | 13.5703 | 26 | 27.5136 | -40.5757 | 40.953 | -40.5757 | 40.953 | 84.0073 | 114.8168 | 91.2 | 97.2967 | 91.2 | 97.1926 | -122.5 | -128.8325 | -122.9 | -129.4642 | -125.8 | -132.6259 | -125.4 | -132.5331 | 200.5222 | 222.5577
2020-12-26 05:30 | 28 | 29.4109 | 81.1032 | 84.5413 | -15.4422 | 16.3235 | 28 | 29.4109 | -38.8922 | 39.4243 | -38.8922 | 39.4243 | 79.7079 | 108.8528 | 90.9 | 96.6028 | 91.2 | 96.9868 | -122.3 | -128.6131 | -123.1 | -129.4667 | -125.9 | -132.4059 | -125.6 | -132.4362 | 190.9209 | 214.7164
2020-12-26 06:00 | 25 | 26.5707 | 73.9743 | 77.8415 | -11.6422 | 12.6721 | 25 | 26.2488 | -45.1894 | 45.7299 | -45.1894 | 45.7299 | 80.1568 | 109.511 | 91.2 | 96.8851 | 91.2 | 96.9868 | -122.7 | -128.6234 | -123.2 | -129.5927 | -126.3 | -132.7573 | -126.1 | -132.7534 | 194.5912 | 217.2614
2020-12-26 06:30 | 20 | 20.3961 | 65.4644 | 68.2483 | -7.0375 | 10.6332 | 20 | 20.3961 | -54.6024 | 56.5232 | -54.6024 | 56.5232 | 77.6721 | 107.5964 | 90.6 | 96.1185 | 90.6 | 96.3206 | -122.4 | -128.5583 | -124.2 | -130.4212 | -127.3 | -133.648 | -127 | -133.5775 | 197.3805 | 218.2897
2020-12-26 07:00 | 13 | 13.6015 | 53.6024 | 56.9299 | -0.664 | 8.0887 | 13 | 13.6015 | -62.1374 | 64.5514 | -62.1374 | 64.5514 | 78.8417 | 107.7512 | 90 | 95.5532 | 90.6 | 96.2191 | -122 | -127.7514 | -123.8 | -129.8579 | -126.9 | -133.0199 | -126.7 | -133.1379 | 211.4391 | 229.7569
2020-12-26 07:30 | 8 | 8.9443 | 43.4461 | 47.3976 | 3.6587 | 9.143 | 7 | 7.6158 | -67.0198 | 69.2069 | -67.0198 | 69.2069 | 85.5655 | 114.8376 | 90.3 | 95.6365 | 90 | 95.4745 | -120.6 | -126.5659 | -123.2 | -129.3468 | -126.5 | -132.7604 | -126 | -132.5648 | 220.3008 | 235.187
2020-12-26 08:00 | 0 | 1 | 32.1528 | 37.2766 | 8.9112 | 12.4338 | 0 | 1 | -71.8372 | 73.8511 | -71.8372 | 73.8511 | 96.9126 | 124.7538 | 89.1 | 94.4047 | 89.1 | 94.5043 | -119.9 | -125.2167 | -124.2 | -129.7089 | -127.5 | -133.1571 | -127.1 | -133.0372 | 233.0881 | 246.3398
2020-12-26 08:30 | 3 | 4.2426 | 29.4565 | 34.9357 | 3.7542 | 9.5351 | 4 | 5 | -59.1049 | 61.5372 | -59.1049 | 61.5372 | 99.8915 | 123.1432 | 88.5 | 94.6637 | 88.8 | 95.4853 | -119.7 | -126.3339 | -123.5 | -129.7547 | -126.6 | -132.9814 | -126.4 | -133.0072 | 231.6655 | 237.5268
2020-12-26 09:00 | 0 | 1 | 20.9509 | 27.7984 | 8.6571 | 11.9855 | 0 | 1 | -63.7173 | 65.6463 | -63.7173 | 65.6463 | 104.6669 | 125.3029 | 89.1 | 95.2248 | 89.4 | 95.5056 | -120.4 | -126.3996 | -124.9 | -130.6991 | -127.9 | -133.8606 | -127.7 | -133.9136 | 227.3292 | 232.4457
2020-12-26 09:30 | -11 | -11.1803 | 8.2838 | 18.0003 | 17.7082 | 20.1875 | -11 | -11.1803 | -75.3977 | 77.3396 | -75.3977 | 77.3396 | 99.6041 | 124.5091 | 87 | 93.5909 | 86.1 | 92.7548 | -115.8 | -122.2871 | -120.8 | -126.8782 | -123.8 | -130.1355 | -123.8 | -130.2252 | 221.5177 | 225.6803
2020-12-26 10:00 | -20 | -20 | -2.1697 | 13.4803 | 25.2726 | 27.529 | -20 | -20 | -84.0505 | 86.1238 | -84.0505 | 86.1238 | 88.6825 | 113.3816 | 76.2 | 82.5692 | 75.9 | 82.5262 | -102.5 | -107.9919 | -108.3 | -113.4162 | -111.1 | -116.2974 | -110.8 | -116.3177 | 233.4183 | 237.033
2020-12-26 10:30 | -20 | -20 | -6.6166 | 13.5684 | 26.9007 | 29.1214 | -20 | -20 | -86.1115 | 87.9603 | -86.1115 | 87.9603 | 73.7427 | 101.5089 | 66 | 72.7486 | 65.7 | 72.9913 | -89.8 | -95.1315 | -95.8 | -100.6601 | -98.3 | -103.3465 | -97.6 | -102.9008 | 244.1767 | 247.7009
2020-12-26 11:00 | -25 | -25 | -10.2489 | 14.9543 | 31.0872 | 33.1687 | -25 | -25 | -89.3494 | 90.7015 | -89.3494 | 90.7015 | 69.7005 | 99.0217 | 65.4 | 72.0781 | 65.1 | 71.9331 | -88.6 | -93.8626 | -95.6 | -100.2567 | -98 | -102.8467 | -98 | -102.9687 | 240.0239 | 243.2729
2020-12-26 11:30 | -27 | -27 | -12.9206 | 16.1583 | 31.9638 | 34.0286 | -27 | -27 | -89.4318 | 90.7036 | -89.4318 | 90.7036 | 73.2661 | 100.9013 | 65.7 | 72.3504 | 64.8 | 71.4076 | -88.7 | -93.4454 | -94.9 | -99.3497 | -97.5 | -102.2022 | -97.1 | -101.8075 | 238.334 | 241.5135
2020-12-26 12:00 | -30 | -30.0167 | -17.8242 | 19.76 | 35.5628 | 37.6829 | -31 | -31 | -92.7648 | 94.0068 | -92.7648 | 94.0068 | 68.5999 | 96.5124 | 65.4 | 71.9331 | 65.4 | 72.2047 | -88.9 | -93.7935 | -95.8 | -100.3875 | -98.2 | -102.9169 | -98 | -102.8164 | 237.2886 | 240.4789
2020-12-26 12:30 | -31 | -31 | -15.2751 | 17.724 | 32.9192 | 34.9388 | -31 | -31 | -87.2253 | 88.3105 | -87.2253 | 88.3105 | 70.15 | 99.3372 | 66 | 72.4983 | 65.4 | 71.8279 | -88.3 | -92.9715 | -94.8 | -99.1658 | -97.2 | -101.6949 | -97 | -101.5867 | 230.7121 | 233.4498
2020-12-26 13:00 | -27 | -27 | -13.8168 | 16.4694 | 30.7548 | 32.8312 | -27 | -27 | -83.8651 | 84.9115 | -83.8651 | 84.9115 | 74.0689 | 102.7053 | 66 | 72.6229 | 66 | 73.003 | -89.8 | -94.6786 | -95.3 | -99.946 | -97.8 | -102.5053 | -97.1 | -101.7476 | 239.4436 | 242.4633
2020-12-26 13:30 | -26 | -26 | -12.6943 | 15.8189 | 31.5763 | 33.3315 | -25 | -25 | -85.8787 | 86.835 | -85.8787 | 86.835 | 75.7875 | 103.6473 | 66.3 | 72.5262 | 65.4 | 71.7044 | -89.2 | -94.0145 | -95.8 | -100.1513 | -98.3 | -102.8052 | -98.1 | -102.7915 | 242.7907 | 245.7056
2020-12-26 14:00 | -23 | -23.0217 | -7.3001 | 11.7063 | 30.1137 | 31.9657 | -23 | -23.0217 | -85.4681 | 86.4363 | -85.4681 | 86.4363 | 82.1439 | 105.7656 | 67.8 | 73.5465 | 69 | 75.1205 | -93.4 | -97.6223 | -99.8 | -103.7896 | -102.4 | -106.5369 | -102.1 | -106.3881 | 254.1892 | 257.5314
2020-12-26 14:30 | -23 | -23.5372 | -4.4031 | 13.0471 | 30.1894 | 30.9345 | -23 | -23.5372 | -88.3297 | 88.6104 | -88.3297 | 88.6104 | 79.9855 | 105.8226 | 76.2 | 79.6244 | 75 | 78.6555 | -101.9 | -103.984 | -108.6 | -110.6691 | -111.6 | -113.8456 | -111.2 | -113.4535 | 259.8033 | 263.3363
2020-12-26 15:00 | -21 | -21.3776 | 5.0208 | 14.0261 | 26.1328 | 26.7133 | -21 | -21.587 | -84.1067 | 84.2467 | -84.1067 | 84.2467 | 62.4198 | 91.8548 | 65.7 | 68.8838 | 66 | 69.2604 | -89.6 | -91.1614 | -98 | -99.5327 | -100.6 | -102.1266 | -100.6 | -102.2869 | 284.8075 | 288.8976
2020-12-26 15:30 | -16 | -17.4642 | 19.8211 | 24.9182 | 19.0437 | 19.8169 | -15 | -16.5529 | -78.8999 | 79.0344 | -78.8999 | 79.0344 | 45.5672 | 81.4085 | 68.4 | 71.4636 | 69.3 | 72.6781 | -94.3 | -95.9653 | -102.4 | -104.1296 | -105.2 | -106.992 | -104.8 | -106.7896 | 279.9153 | 283.6729
2020-12-26 16:00 | -5 | -9.434 | 33.4544 | 34.6142 | 18.3701 | 19.4912 | -5 | -9.434 | -85.4604 | 85.7168 | -85.4604 | 85.7168 | 50.7755 | 97.8934 | 82.5 | 85.5132 | 84 | 86.9612 | -112.7 | -114.9045 | -119.9 | -122.0257 | -123 | -125.3005 | -122.8 | -125.2202 | 283.4924 | 287.3131
2020-12-26 16:30 | -3 | -5.831 | 47.947 | 49.266 | 11.4221 | 12.2219 | -3 | -5.831 | -76.8885 | 76.9295 | -76.8885 | 76.9295 | 31.1304 | 80.4604 | 87.9 | 91.1176 | 87.6 | 90.9079 | -118.1 | -120.8005 | -124.7 | -127.3817 | -127.8 | -130.6003 | -127.6 | -130.446 | 282.4402 | 286.1846
2020-12-26 17:00 | 0 | 3 | 56.5985 | 57.4752 | 12.4716 | 13.3401 | 0 | 3 | -72.8922 | 72.9034 | -72.8922 | 72.9034 | 14.8347 | 80.4042 | 86.7 | 89.4971 | 87.3 | 90.6189 | -117 | -119.7894 | -124.3 | -127.0106 | -127.6 | -130.3635 | -127.4 | -130.2504 | 300.0354 | 302.5276
2020-12-26 17:30 | 6 | 9.2195 | 70.3611 | 71.1148 | 7.1144 | 9.5681 | 6 | 9.2195 | -69.7089 | 69.8722 | -69.7089 | 69.8722 | -3.288 | 53.853 | 87 | 90.2497 | 87 | 90.2497 | -117.7 | -120.3329 | -125.1 | -127.8712 | -128.4 | -131.1061 | -128.1 | -130.9767 | 308.4937 | 311.5191
2020-12-26 18:00 | 16 | 17.4642 | 85.016 | 85.6709 | -1.656 | 7.5575 | 17 | 18.3848 | -64.0335 | 64.2305 | -64.0335 | 64.2305 | -2.5764 | 58.0659 | 86.1 | 89.7968 | 86.4 | 90.0845 | -116.7 | -119.8735 | -125.6 | -128.4274 | -129.1 | -131.8778 | -128.6 | -131.5284 | 340.674 | 342.7324
2020-12-26 18:30 | 28 | 31.305 | 100.7246 | 102.261 | -12.115 | 19.191 | 28 | 31.305 | -54.1317 | 57.2526 | -54.1317 | 57.2526 | -5.7131 | 54.1671 | 86.7 | 90.9871 | 86.1 | 90.5076 | -115.6 | -119.28 | -125.3 | -128.4341 | -128.8 | -131.9588 | -128.6 | -131.8734 | 331.6741 | 332.5542
2020-12-26 19:00 | 32 | 34.9285 | 108.9821 | 110.4227 | -15.7222 | 21.9082 | 32 | 34.9285 | -46.3167 | 50.1893 | -46.3167 | 50.1893 | 2.9266 | 56.6341 | 85.2 | 89.5589 | 85.8 | 90.2222 | -115.6 | -119.4293 | -125.3 | -128.6122 | -128.7 | -132.0825 | -128.4 | -131.9102 | 341.8363 | 343.0804
2020-12-26 19:30 | 39 | 41.4367 | 116.8085 | 118.2089 | -22.0966 | 26.3103 | 38 | 40.1622 | -40.6821 | 43.937 | -40.6821 | 43.937 | 9.5815 | 54.5271 | 85.8 | 90.1249 | 86.4 | 91.0736 | -116.5 | -120.6055 | -125.5 | -129.0591 | -129 | -132.6028 | -128.7 | -132.4043 | 322.351 | 325.1763
2020-12-26 20:00 | 36 | 38.2753 | 115.1187 | 116.4693 | -18.5356 | 23.2293 | 36 | 38.2753 | -44.0209 | 47.7564 | -44.0209 | 47.7564 | 14.3896 | 60.9069 | 85.8 | 90.6005 | 85.8 | 90.795 | -116 | -120.3678 | -124.6 | -128.3263 | -127.8 | -131.5533 | -127.6 | -131.4546 | 328.6491 | 330.829
2020-12-26 20:30 | 34 | 36.4006 | 114.0766 | 115.3444 | -17.6454 | 22.2874 | 35 | 37.3363 | -40.2867 | 44.4537 | -40.2867 | 44.4537 | 16.9889 | 61.5292 | 87.3 | 91.6499 | 86.7 | 91.2641 | -117.3 | -121.4495 | -125.4 | -128.6871 | -129 | -132.3078 | -128.6 | -132.0076 | 318.3241 | 319.8437
2020-12-26 21:00 | 31 | 32.573 | 107.8956 | 109.0944 | -12.8378 | 17.0275 | 32 | 33.5261 | -44.1273 | 46.6266 | -44.1273 | 46.6266 | 25.3395 | 71.5623 | 86.7 | 91.9298 | 87.3 | 92.4088 | -117.7 | -122.3058 | -124.6 | -128.3984 | -128.2 | -132.0132 | -127.8 | -131.6484 | 306.5619 | 308.0764
2020-12-26 21:30 | 30 | 30.4138 | 102.0547 | 102.8077 | -11.6969 | 12.868 | 30 | 30.4138 | -47.4639 | 47.7592 | -47.4639 | 47.7592 | 46.4027 | 94.2212 | 87.9 | 92.3128 | 87.9 | 92.4978 | -118.7 | -122.7066 | -125.2 | -128.7674 | -128.5 | -132.1164 | -128.2 | -131.8948 | 312.1284 | 312.7846
2020-12-26 22:00 | 31 | 31.4006 | 100.3506 | 101.2551 | -13.9767 | 14.6567 | 31 | 31.257 | -38.7091 | 38.7896 | -38.7091 | 38.7896 | 68.5476 | 109.3185 | 88.8 | 93.2614 | 89.4 | 93.8252 | -119.9 | -123.7679 | -126 | -129.592 | -129.4 | -133.0382 | -129 | -132.7903 | 324.3216 | 326.5071
2020-12-26 22:30 | 34 | 34.1321 | 102.3099 | 103.1032 | -18.555 | 19.4227 | 34 | 34.1321 | -36.8036 | 36.8037 | -36.8036 | 36.8037 | 66.5718 | 117.1239 | 82.5 | 87.6657 | 83.7 | 88.7133 | -112 | -116.3454 | -117.8 | -122.0167 | -120.6 | -124.9285 | -120.5 | -124.9634 | 303.4746 | 308.4768
2020-12-26 23:00 | 33 | 33.1361 | 96.9869 | 97.8549 | -15.3855 | 16.7309 | 33 | 33.1361 | -41.8987 | 41.9118 | -41.8987 | 41.9118 | 69.5564 | 123.2856 | 81.6 | 88.3173 | 81.9 | 88.2984 | -110.4 | -116.5951 | -115.6 | -121.6855 | -118.5 | -124.5665 | -118.2 | -124.4678 | 310.1284 | 315.4068
2020-12-26 23:30 | 32 | 32.0624 | 96.4985 | 97.4356 | -17.5055 | 18.8185 | 32 | 32.0624 | -52.4918 | 52.5294 | -52.4918 | 52.5294 | 64.0719 | 117.662 | 81.3 | 87.9696 | 81.6 | 88.4771 | -110.5 | -116.7542 | -115.6 | -121.5921 | -118.5 | -124.6904 | -118.1 | -124.4357 | 307.7558 | 313.3234
2020-12-27 | 29 | 29.0172 | 88.9327 | 89.906 | -12.6674 | 15.1689 | 29 | 29.0172 | -54.2814 | 54.6257 | -54.2814 | 54.6257 | 71.3377 | 125.0992 | 81 | 88.1592 | 81.6 | 88.8289 | -110.5 | -117.2137 | -115 | -121.5622 | -117.9 | -124.7273 | -117.4 | -124.4526 | 306.1594 | 311.6817
2020-12-27 00:30 | 14 | 14 | 72.8117 | 73.9612 | 0.006023 | 10.0094 | 13 | 13 | -70.2197 | 70.9769 | -70.2197 | 70.9769 | 88.8171 | 138.4209 | 81.3 | 88.2005 | 81.6 | 88.4771 | -109.8 | -116.5814 | -114.3 | -121.064 | -117.4 | -124.3204 | -117 | -124.0144 | 317.3773 | 325.5271
2020-12-27 01:00 | 9 | 9 | 67.6539 | 68.901 | 3.086 | 11.051 | 9 | 9 | -72.9883 | 74.1093 | -72.9883 | 74.1093 | 82.3745 | 134.3602 | 81.3 | 88.0846 | 81.9 | 88.6889 | -110.7 | -116.8189 | -114.6 | -121.1169 | -117.6 | -124.1203 | -117.2 | -123.9352 | 294.8571 | 306.4471
2020-12-27 01:30 | 1 | 1 | 60.8862 | 62.0668 | 8.4258 | 14.8203 | 1 | 1 | -80.1506 | 81.597 | -80.1506 | 81.597 | 88.1894 | 140.2879 | 81.6 | 88.8289 | 81.3 | 88.4349 | -111.3 | -118.1684 | -115.3 | -122.2393 | -118.1 | -125.1131 | -117.6 | -124.9086 | 277.2794 | 288.5473
2020-12-27 02:00 | -20 | -20.3961 | 35.4369 | 36.3113 | 32.9888 | 36.7919 | -20 | -20.3961 | -112.901 | 115.1027 | -112.901 | 115.1027 | 93.8092 | 140.797 | 84 | 90.1404 | 84 | 90.3598 | -114.9 | -120.7104 | -118 | -123.9677 | -120.9 | -127.004 | -120.4 | -126.7764 | 274.4067 | 288.104
2020-12-27 02:30 | -35 | -35.1283 | 19.8958 | 21.8057 | 48.0822 | 50.2256 | -35 | -35.1283 | -133.4145 | 134.9732 | -133.4145 | 134.9732 | 86.3768 | 121.8418 | 86.7 | 92.3479 | 86.7 | 92.245 | -117.1 | -122.5382 | -119 | -124.3842 | -122 | -127.6039 | -121.8 | -127.5901 | 247.2285 | 259.749
2020-12-27 03:00 | -46 | -46.3897 | 9.2748 | 10.6032 | 58.6999 | 61.2835 | -46 | -46.3897 | -145.2428 | 147.3213 | -145.2428 | 147.3213 | 62.662 | 103.9771 | 73.8 | 80.1242 | 74.7 | 81.187 | -98.9 | -104.0466 | -101.6 | -106.6411 | -104.3 | -109.4869 | -103.9 | -109.2905 | 258.5378 | 270.3119
2020-12-27 03:30 | -62 | -63.1506 | -7.0091 | 7.3298 | 74.2022 | 77.5493 | -63 | -64.1327 | -166.4062 | 169.5797 | -166.4062 | 169.5797 | 51.7661 | 94.8629 | 65.7 | 72.3504 | 66.3 | 72.6483 | -91 | -95.6931 | -94.1 | -98.7322 | -96.5 | -101.357 | -96 | -101.1621 | 257.5975 | 270.8942
2020-12-27 04:00 | -57 | -57.8705 | -1.5279 | 1.9924 | 69.3024 | 72.4103 | -58 | -59.0339 | -159.5406 | 162.4581 | -159.5406 | 162.4581 | 48.8504 | 95.2131 | 67.2 | 74.0897 | 66.9 | 73.6914 | -90.1 | -94.6803 | -93.3 | -98.1899 | -95.3 | -100.1843 | -95.3 | -100.4024 | 261.3158 | 273.7525
2020-12-27 04:30 | -65 | -66.4906 | -8.9985 | 9.8922 | 77.2334 | 80.828 | -65 | -66.4906 | -171.8739 | 175.635 | -171.8739 | 175.635 | 50.569 | 92.263 | 66.3 | 72.6483 | 66.6 | 73.1686 | -91.4 | -95.7701 | -94.5 | -98.9677 | -96.4 | -100.9009 | -96.2 | -100.9495 | 263.3679 | 275.1351
2020-12-27 05:00 | -66 | -67.6831 | -10.7826 | 11.937 | 77.7038 | 81.6537 | -66 | -67.6831 | -167.3527 | 171.5309 | -167.3527 | 171.5309 | 42.9581 | 88.852 | 66 | 72.6229 | 66.9 | 72.9549 | -90.2 | -94.8689 | -92.9 | -97.6546 | -95.4 | -100.1201 | -95.1 | -100.0561 | 254.9588 | 268.2499
2020-12-27 05:30 | -73 | -75.4321 | -12.8699 | 14.2816 | 79.1789 | 83.6345 | -73 | -75.1864 | -161.7566 | 165.9949 | -161.7566 | 165.9949 | 44.4783 | 87.7963 | 67.2 | 73.3498 | 66.9 | 73.3498 | -90.8 | -95.3186 | -93.6 | -98.2293 | -95.9 | -100.5729 | -95.8 | -100.6294 | 249.7255 | 263.5235
2020-12-27 06:00 | -72 | -73.5459 | -17.8694 | 18.08 | 81.8845 | 85.1434 | -71 | -72.5672 | -167.0415 | 170.1508 | -167.0415 | 170.1508 | 44.8571 | 79.9211 | 66.3 | 72.1661 | 66.9 | 72.6006 | -90.1 | -94.4399 | -93.4 | -97.7086 | -95.6 | -100.0556 | -95.4 | -99.8207 | 253.2004 | 264.3604
2020-12-27 06:30 | -76 | -77.666 | -22.2334 | 23.2506 | 87.6591 | 91.2862 | -76 | -77.8781 | -179.2115 | 182.4458 | -179.2115 | 182.4458 | 43.674 | 74.0791 | 66.9 | 70.4872 | 66.6 | 70.2026 | -91.4 | -93.3336 | -95.6 | -97.4893 | -98.1 | -100.0585 | -97.9 | -99.8441 | 264.8412 | 276.8836
2020-12-27 07:00 | -80 | -81.5843 | -29.2781 | 30.0024 | 94.6139 | 97.6543 | -79 | -80.604 | -187.876 | 190.5015 | -187.876 | 190.5015 | 40.6756 | 73.169 | 66.6 | 70.2026 | 65.7 | 69.5437 | -88.4 | -90.1546 | -92.8 | -94.8061 | -95.3 | -97.3148 | -95 | -97.1238 | 284.1089 | 296.2954
2020-12-27 07:30 | -88 | -89.822 | -31.5016 | 32.5729 | 98.8527 | 101.8497 | -88 | -89.822 | -198.5413 | 200.7291 | -198.5413 | 200.7291 | 28.1397 | 66.8929 | 54 | 57.3973 | 54.3 | 57.112 | -76 | -77.0049 | -84 | -85.2766 | -86.2 | -87.5825 | -85.9 | -87.305 | 322.3221 | 331.9852
2020-12-27 08:00 | -96 | -98.0612 | -31.7781 | 34.2635 | 107.9644 | 111.0024 | -95 | -96.8814 | -205.9336 | 208.4212 | -205.9336 | 208.4212 | 15.7992 | 64.4417 | 54 | 57.1136 | 54.3 | 57.4952 | -74.8 | -75.6577 | -82.2 | -83.0918 | -84.4 | -85.5403 | -84.2 | -85.2754 | 327.4256 | 337.1208
2020-12-27 08:30 | -99 | -101.415 | -38.9458 | 39.683 | 97.486 | 100.3767 | -99 | -101.415 | -192.8978 | 194.7613 | -192.8978 | 194.7613 | -6.4904 | 66.8115 | 53.7 | 56.3569 | 53.7 | 56.83 | -73.9 | -74.5735 | -82.6 | -83.4816 | -84.8 | -85.7018 | -84.5 | -85.4342 | 341.9729 | 350.0694
2020-12-27 09:00 | -91 | -92.3959 | -26.0676 | 27.5021 | 101.7645 | 103.9713 | -91 | -92.228 | -203.3445 | 204.6031 | -203.3445 | 204.6031 | 16.2377 | 68.1537 | 54 | 57.2057 | 54 | 56.921 | -74.8 | -75.6637 | -81.7 | -82.7595 | -83.9 | -84.9951 | -83.7 | -84.8138 | 314.427 | 323.0315
2020-12-27 09:30 | -96 | -97.3242 | -32.514 | 34.1877 | 109.3946 | 111.511 | -96 | -97.3242 | -219.0692 | 220.0561 | -219.0692 | 220.0561 | -0.51533 | 66.0654 | 52.8 | 55.5 | 52.2 | 54.8368 | -72.6 | -73.206 | -84.8 | -85.6171 | -86.9 | -87.8237 | -86.9 | -87.7522 | 370.0398 | 376.3606
2020-12-27 10:00 | -91 | -92.0706 | -31.5516 | 32.9109 | 106.3856 | 108.4239 | -91 | -91.9239 | -219.6685 | 220.4627 | -219.6685 | 220.4627 | -0.62864 | 67.7504 | 51 | 54.0833 | 51.6 | 54.6494 | -72.7 | -73.4121 | -85.5 | -86.3945 | -88 | -88.926 | -87.8 | -88.7426 | 370.7943 | 375.1949
2020-12-27 10:30 | -83 | -83.7257 | -22.0586 | 23.4972 | 99.9265 | 101.7499 | -83 | -83.7257 | -216.0827 | 216.557 | -216.0827 | 216.557 | -6.8269 | 70.6699 | 52.8 | 55.6878 | 53.7 | 56.4487 | -73.8 | -74.5153 | -84.8 | -85.6874 | -87.1 | -88.021 | -87.1 | -88.0355 | 377.9239 | 382.3276
2020-12-27 11:00 | -84 | -85.1587 | -29.3384 | 30.431 | 93.4304 | 95.7246 | -83 | -84.0119 | -211.549 | 212.0925 | -211.549 | 212.0925 | -21.4226 | 74.3783 | 53.7 | 56.5418 | 54 | 56.6428 | -74.6 | -75.2806 | -84.2 | -85.065 | -86.4 | -87.1886 | -86.3 | -87.2295 | 366.9305 | 371.4401
2020-12-27 11:30 | -81 | -82.5651 | -18.5226 | 21.7081 | 92.3319 | 94.923 | -80 | -81.5843 | -210.171 | 210.8782 | -210.171 | 210.8782 | -15.732 | 92.0065 | 53.4 | 56.7468 | 53.7 | 56.9289 | -74.1 | -74.8974 | -83.4 | -84.4226 | -85.8 | -86.8869 | -85.4 | -86.4588 | 391.1558 | 396.261
2020-12-27 12:00 | -77 | -78.0897 | -15.107 | 17.5364 | 88.2778 | 90.3835 | -76 | -76.9415 | -194.401 | 194.9891 | -194.401 | 194.9891 | -12.5188 | 92.5284 | 53.4 | 56.3521 | 53.7 | 56.6365 | -74.3 | -75.0523 | -84.3 | -85.3427 | -86.6 | -87.6002 | -86.4 | -87.4329 | 391.2166 | 396.358
2020-12-27 12:30 | -71 | -72.1803 | -19.8876 | 21.5109 | 82.3782 | 84.8195 | -71 | -72.0069 | -194.9915 | 195.6654 | -194.9915 | 195.6654 | -5.2583 | 86.5411 | 53.4 | 55.9804 | 54.6 | 57.1262 | -74.4 | -75.0824 | -83.1 | -84.0201 | -85.2 | -86.1711 | -85 | -85.9733 | 381.1787 | 386.8493
2020-12-27 13:00 | -66 | -66.3702 | -2.4518 | 6.3137 | 78.841 | 80.3013 | -65 | -65.3758 | -195.8438 | 196.2069 | -195.8438 | 196.2069 | 0.31588 | 84.0397 | 54.9 | 57.788 | 54.3 | 56.9289 | -75.6 | -76.2071 | -85.2 | -86.0409 | -87.3 | -88.2336 | -87 | -87.8374 | 388.1456 | 393.4261
2020-12-27 13:30 | -68 | -68.1836 | 7.6739 | 10.6339 | 83.7126 | 84.5625 | -68 | -68.1836 | -200.6603 | 200.8807 | -200.6603 | 200.8807 | -14.8844 | 82.6922 | 54.3 | 57.112 | 54.3 | 56.58 | -77.4 | -77.9687 | -88.6 | -89.3956 | -91.5 | -92.3772 | -90.9 | -91.7554 | 399.0128 | 404.1416
2020-12-27 14:00 | -92 | -92.5419 | -15.44 | 19.5759 | 104.5332 | 105.6428 | -92 | -92.5419 | -233.4129 | 233.7282 | -233.4129 | 233.7282 | -12.2431 | 86.6336 | 54 | 56.7341 | 54.3 | 57.0197 | -74.5 | -75.0297 | -87.9 | -88.6885 | -90.4 | -91.2062 | -90.3 | -91.1339 | 423.472 | 426.8455
2020-12-27 14:30 | -95 | -95.7549 | -15.0065 | 18.6937 | 101.7003 | 102.8094 | -95 | -95.6347 | -233.4794 | 233.9107 | -233.4794 | 233.9107 | 2.5296 | 86.022 | 59.7 | 62.184 | 60 | 62.6418 | -81.2 | -81.8761 | -91.7 | -92.8765 | -94.4 | -95.4389 | -94 | -95.1736 | 430.3883 | 433.9535
2020-12-27 15:00 | -105 | -106.7052 | -35.848 | 41.3337 | 121.0056 | 123.1344 | -105 | -106.7052 | -243.5476 | 244.4667 | -243.5476 | 244.4667 | 11.5242 | 82.5673 | 66 | 68.6528 | 66 | 68.9413 | -90.8 | -91.9983 | -98.4 | -99.6752 | -100.8 | -102.2235 | -100.8 | -102.2569 | 385.4727 | 389.1612
2020-12-27 15:30 | -112 | -114.1403 | -35.1242 | 41.3885 | 126.6995 | 128.7723 | -112 | -113.9517 | -251.6702 | 252.6107 | -251.6702 | 252.6107 | 35.1007 | 85.132 | 80.4 | 82.8022 | 80.4 | 82.8744 | -109.1 | -110.5265 | -115.7 | -117.2331 | -118.7 | -120.3898 | -118.7 | -120.3587 | 381.3369 | 384.8934
2020-12-27 16:00 | -104 | -105.3803 | -27.5051 | 33.0443 | 117.4039 | 119.2857 | -104 | -105.3803 | -236.2256 | 236.9305 | -236.2256 | 236.9305 | 23.6955 | 94.4829 | 87.6 | 90.3692 | 86.7 | 89.6478 | -117.5 | -119.6916 | -123.8 | -126.1816 | -127.1 | -129.4588 | -126.8 | -129.2994 | 368.2343 | 371.2451
2020-12-27 16:30 | -111 | -112.7874 | -25.119 | 34.1234 | 125.6441 | 127.542 | -111 | -112.6144 | -255.8358 | 256.5963 | -255.8358 | 256.5963 | 13.8029 | 91.4419 | 85.5 | 88.3351 | 85.8 | 88.5508 | -115.8 | -118.1992 | -122.6 | -125.0045 | -125.6 | -128.0444 | -125.3 | -127.8287 | 380.8744 | 383.4488
2020-12-27 17:00 | -106 | -107.5174 | -21.304 | 29.7568 | 120.7418 | 123.0257 | -104 | -105.5462 | -253.7266 | 254.7652 | -253.7266 | 254.7652 | 19.0759 | 94.9625 | 85.8 | 88.7011 | 85.8 | 88.7011 | -115.7 | -117.9251 | -124 | -126.2991 | -127.1 | -129.4969 | -127 | -129.417 | 389.9827 | 392.4305
2020-12-27 17:30 | -102 | -104.1393 | -12.086 | 20.0019 | 111.1107 | 113.316 | -101 | -103.1601 | -240.2535 | 241.1085 | -240.2535 | 241.1085 | 31.7521 | 104.7264 | 87.6 | 90.8282 | 87 | 90.4111 | -117.7 | -120.3675 | -125.1 | -127.876 | -128.5 | -131.2854 | -128.2 | -131.1163 | 388.0675 | 390.3076
2020-12-27 18:00 | -94 | -94.8947 | -11.2365 | 15.7389 | 108.8692 | 110.5862 | -94 | -94.8947 | -234.5381 | 235.1234 | -234.5381 | 235.1234 | 43.0191 | 100.0695 | 87 | 90.1703 | 87.6 | 90.6998 | -118.3 | -120.7099 | -125.9 | -128.5566 | -129.2 | -131.9098 | -128.4 | -131.0284 | 381.9747 | 385.6601
2020-12-27 18:30 | -79 | -79.9062 | -0.65588 | 6.9033 | 95.3232 | 97.124 | -79 | -79.7621 | -213.1213 | 213.6034 | -213.1213 | 213.6034 | 50.5587 | 104.9584 | 87.6 | 91.0701 | 87.6 | 91.0701 | -118.5 | -121.3315 | -126 | -128.9661 | -129.2 | -132.1992 | -128.8 | -131.8939 | 373.9606 | 378.2591
2020-12-27 19:00 | -77 | -79.555 | -2.1825 | 14.7788 | 95.5011 | 99.3336 | -77 | -79.555 | -211.4033 | 213.4384 | -211.4033 | 213.4384 | 50.8798 | 105.7556 | 87.3 | 91.2917 | 88.2 | 92.1527 | -118.4 | -121.7818 | -124.6 | -128.0676 | -128 | -131.5605 | -128 | -131.6535 | 360.8661 | 364.7966
2020-12-27 19:30 | -77 | -79.555 | 1.8692 | 13.5809 | 91.5061 | 95.3518 | -76 | -78.339 | -205.6445 | 207.6166 | -205.6445 | 207.6166 | 47.4397 | 107.3805 | 87 | 91.0049 | 87.3 | 91.2917 | -118 | -121.2256 | -124 | -127.484 | -127.1 | -130.6386 | -126.6 | -130.296 | 357.2916 | 362.062
2020-12-27 20:00 | -73 | -75.1864 | 8.8772 | 15.417 | 84.5561 | 88.3252 | -74 | -76.1577 | -194.3554 | 196.256 | -194.3554 | 196.256 | 56.3722 | 115.0084 | 87.6 | 93.7854 | 88.2 | 94.2769 | -119.1 | -124.8642 | -124.7 | -130.3032 | -127.8 | -133.5021 | -127.3 | -133.2357 | 352.743 | 355.8243
2020-12-27 20:30 | -65 | -66.9403 | 9.3267 | 15.1493 | 83.8424 | 87.5348 | -66 | -67.9117 | -197.9189 | 200.1911 | -197.9189 | 200.1911 | 55.6882 | 115.4355 | 88.8 | 95.0508 | 88.8 | 95.0508 | -119.5 | -125.7341 | -124.7 | -130.7162 | -127.8 | -133.9136 | -127.5 | -133.8994 | 337.7055 | 340.9825
2020-12-27 21:00 | -66 | -68.1542 | 6.5933 | 12.3448 | 83.5392 | 87.1751 | -67 | -69.1231 | -200.7135 | 203.3525 | -200.7135 | 203.3525 | 70.6483 | 115.9391 | 90.3 | 95.7357 | 90.9 | 96.6028 | -122.2 | -127.9424 | -127.1 | -132.659 | -130.2 | -135.8869 | -129.9 | -135.7438 | 334.6519 | 338.7609
2020-12-27 21:30 | -62 | -64.0312 | 10.4983 | 13.607 | 76.8686 | 80.7517 | -62 | -64.0312 | -195.0729 | 197.8406 | -195.0729 | 197.8406 | 78.8771 | 119.8068 | 90 | 95.5532 | 90.3 | 95.8358 | -122 | -127.3465 | -126.7 | -132.1047 | -129.7 | -135.2085 | -129.6 | -135.2834 | 324.3634 | 330.0225
2020-12-27 22:00 | -55 | -57.28 | 13.567 | 15.4836 | 70.1615 | 74.5226 | -55 | -57.28 | -181.3639 | 184.872 | -181.3639 | 184.872 | 76.7113 | 122.9094 | 91.8 | 98.389 | 91.2 | 97.9384 | -122.4 | -129.4705 | -126.8 | -133.6063 | -130 | -136.927 | -129.7 | -136.8353 | 292.414 | 298.6287
2020-12-27 22:30 | -35 | -35.9026 | 31.0207 | 31.069 | 50.3206 | 53.9306 | -35 | -35.9026 | -157.3218 | 159.642 | -157.3218 | 159.642 | 86.0935 | 131.6329 | 90 | 97.2708 | 90.3 | 97.5485 | -121.4 | -128.9582 | -125.7 | -132.9897 | -128.7 | -136.2088 | -128.3 | -136.2297 | 289.2321 | 296.957
2020-12-27 23:00 | -33 | -34.2053 | 29.4374 | 29.5126 | 48.6374 | 52.5958 | -34 | -35.171 | -157.2236 | 159.6663 | -157.2236 | 159.6663 | 85.3522 | 128.9588 | 86.7 | 94.1541 | 87.3 | 94.6618 | -117.6 | -125.044 | -121.3 | -128.6294 | -124.6 | -132.1074 | -124.2 | -131.9651 | 281.6229 | 290.4985
2020-12-27 23:30 | -22 | -22.8035 | 42.8698 | 43.2514 | 35.4918 | 39.2545 | -23 | -23.7697 | -146.7494 | 148.0387 | -146.7494 | 148.0387 | 77.9005 | 126.29 | 89.4 | 96.3761 | 89.7 | 96.214 | -121.2 | -128.4355 | -125.1 | -132.3199 | -128 | -135.5437 | -127.7 | -135.3636 | 287.0547 | 296.841
2020-12-28 | -26 | -27.2029 | 35.3122 | 35.5628 | 39.7303 | 44.0621 | -26 | -27.2029 | -144.7677 | 147.0339 | -144.7677 | 147.0339 | 76.0912 | 136.6012 | 90.6 | 98.0541 | 90.6 | 98.0541 | -122.1 | -129.9976 | -125 | -133.1264 | -128.3 | -136.6378 | -127.8 | -136.4116 | 264.166 | 277.9043
2020-12-28 00:30 | -30 | -31.6228 | 30.3781 | 30.47 | 40.8595 | 46.4202 | -30 | -31.6228 | -139.2459 | 142.9817 | -139.2459 | 142.9817 | 86.7035 | 132.3381 | 90.3 | 96.991 | 90.6 | 96.991 | -121.7 | -128.7472 | -124 | -132.6795 | -127.2 | -135.92 | -126.6 | -135.8812 | 265.9085 | 272.3329
2020-12-28 01:00 | -38 | -39.8497 | 18.4589 | 18.4941 | 52.0628 | 56.9189 | -39 | -40.8044 | -150.2832 | 154.3808 | -150.2832 | 154.3808 | 88.2748 | 131.4069 | 90.6 | 97.3799 | 91.2 | 97.7213 | -122.4 | -129.4379 | -124.1 | -132.6313 | -127.1 | -135.8617 | -126.7 | -135.7372 | 262.2668 | 268.9519
2020-12-28 01:30 | -37 | -38.8973 | 19.4912 | 19.5609 | 49.6889 | 54.7145 | -37 | -38.8973 | -145.0673 | 148.8531 | -145.0673 | 148.8531 | 94.3521 | 134.7592 | 90.6 | 97.3799 | 91.2 | 97.9384 | -122.9 | -129.7515 | -124.6 | -133.0641 | -127.2 | -135.9553 | -127.1 | -136.1823 | 252.71 | 259.6239
2020-12-28 02:00 | -31 | -32.28 | 24.235 | 24.6651 | 44.1989 | 48.6389 | -31 | -32.28 | -134.5626 | 137.922 | -134.5626 | 137.922 | 85.4506 | 135.3431 | 90.9 | 98.2174 | 91.8 | 98.6065 | -123.2 | -130.8551 | -124 | -131.8788 | -127 | -135.1081 | -126.5 | -134.8795 | 227.9248 | 249.8269
2020-12-28 02:30 | -37 | -37.4833 | 17.9332 | 19.251 | 49.3879 | 52.5157 | -37 | -37.4833 | -139.5945 | 142.7966 | -139.5945 | 142.7966 | 70.0663 | 114.3098 | 78.3 | 85.4431 | 80.7 | 87.4154 | -106 | -112.4776 | -107.8 | -114.57 | -110.4 | -117.355 | -110.4 | -117.6633 | 237.9739 | 256.0945
2020-12-28 03:00 | -37 | -37.3363 | 16.1889 | 17.5424 | 51.2678 | 54.2949 | -37 | -37.3363 | -142.1118 | 145.3476 | -142.1118 | 145.3476 | 74.9002 | 115.0923 | 75 | 82.3056 | 75.3 | 82.8272 | -101.2 | -107.487 | -103.5 | -110.1182 | -106 | -112.878 | -105.9 | -112.9571 | 250.243 | 268.5297
2020-12-28 03:30 | -37 | -37.3363 | 17.3109 | 18.7262 | 49.5353 | 52.5448 | -37 | -37.3363 | -139.3571 | 142.4614 | -139.3571 | 142.4614 | 72.5558 | 114.7814 | 74.4 | 81.8841 | 75 | 82.8071 | -101.2 | -108.0291 | -103.8 | -110.7796 | -106.3 | -113.5065 | -105.8 | -113.1799 | 246.8567 | 265.0622
2020-12-28 04:00 | -40 | -40.6079 | 20.0636 | 20.7777 | 47.3142 | 51.1577 | -39 | -39.6232 | -136.8303 | 139.9998 | -136.8303 | 139.9998 | 70.6085 | 112.9031 | 75.3 | 82.5791 | 74.4 | 82.1365 | -101.3 | -107.8114 | -103.9 | -110.631 | -106.4 | -113.3224 | -106 | -113.1555 | 248.5418 | 266.4675
2020-12-28 04:30 | -38 | -38.4708 | 17.4482 | 18.7816 | 51.2182 | 54.1528 | -37 | -37.4833 | -142.4804 | 145.6085 | -142.4804 | 145.6085 | 69.1956 | 111.2521 | 74.7 | 82.1567 | 74.7 | 82.4083 | -100.6 | -106.9488 | -103.7 | -110.5121 | -106.2 | -113.2037 | -106 | -113.1905 | 255.0798 | 273.7055
2020-12-28 05:00 | -32 | -32.249 | 22.0758 | 23.8251 | 45.2193 | 48.078 | -31 | -31.257 | -133.9191 | 136.7389 | -133.9191 | 136.7389 | 73.3302 | 113.9249 | 73.2 | 80.5432 | 75 | 82.5545 | -100.4 | -106.8888 | -103.8 | -110.4183 | -106.3 | -113.1691 | -106.3 | -113.3669 | 271.277 | 289.6851
2020-12-28 05:30 | -39 | -39.6232 | 16.0602 | 17.0435 | 52.3468 | 55.6631 | -39 | -39.6232 | -146.8808 | 150.286 | -146.8808 | 150.286 | 66.5409 | 108.1054 | 74.4 | 81.6353 | 74.4 | 81.7592 | -101.4 | -107.4678 | -104.8 | -111.4426 | -107.3 | -114.1862 | -107 | -114.1174 | 266.7576 | 285.2102
2020-12-28 06:00 | -41 | -41.9762 | 11.651 | 12.5791 | 53.3438 | 56.9939 | -41 | -41.7732 | -148.8752 | 152.5645 | -148.8752 | 152.5645 | 64.708 | 103.8705 | 75 | 82.1825 | 75 | 82.0603 | -101.1 | -107.1185 | -104.3 | -110.7354 | -106.6 | -113.2378 | -106.4 | -113.2195 | 265.6679 | 282.8693
2020-12-28 06:30 | -42 | -42.9535 | 13.547 | 13.752 | 51.311 | 55.7664 | -42 | -43.1741 | -147.2614 | 151.5411 | -147.2614 | 151.5411 | 56.5052 | 96.517 | 72.9 | 77.7394 | 73.8 | 78.2793 | -100.3 | -103.5155 | -104.4 | -106.9685 | -107.2 | -109.6479 | -106.9 | -109.605 | 261.4506 | 288.177
2020-12-28 07:00 | -42 | -42.4264 | 5.7596 | 10.2119 | 54.0681 | 56.4518 | -41 | -41.3038 | -150.8834 | 153.1615 | -150.8834 | 153.1615 | 61.1489 | 90.1165 | 74.1 | 78.2678 | 73.8 | 77.8874 | -101.2 | -103.7147 | -104.8 | -106.648 | -107.4 | -109.4338 | -107.3 | -109.3743 | 256.7821 | 286.6716
2020-12-28 07:30 | -46 | -46.2709 | 1.5052 | 7.2354 | 58.3567 | 60.7601 | -46 | -46.2709 | -152.7406 | 155.2137 | -152.7406 | 155.2137 | 54.4427 | 90.4794 | 73.5 | 78.0974 | 75 | 79.3136 | -99.9 | -103.1989 | -104 | -106.364 | -106.8 | -109.2066 | -106.6 | -109.0954 | 253.5418 | 280.6663
2020-12-28 08:00 | -58 | -58.6941 | -16.2596 | 16.8882 | 69.0849 | 71.7074 | -58 | -58.5491 | -165.8468 | 168.2612 | -165.8468 | 168.2612 | 53.2839 | 84.8516 | 73.2 | 77.9175 | 74.4 | 78.7464 | -99.4 | -102.4229 | -103.9 | -106.1624 | -106.5 | -108.8097 | -106.6 | -108.9901 | 250.59 | 273.7938
2020-12-28 08:30 | -65 | -65.7647 | -22.4251 | 22.8324 | 72.3655 | 75.0679 | -66 | -66.7533 | -159.8229 | 162.0177 | -159.8229 | 162.0177 | 32.4649 | 74.4756 | 65.1 | 69.9161 | 65.1 | 69.5929 | -89.5 | -92.2849 | -94.3 | -96.2548 | -96.7 | -98.7264 | -96.9 | -98.9831 | 255.9064 | 277.9655
2020-12-28 09:00 | -63 | -63.5059 | -25.0273 | 25.6009 | 68.4168 | 71.0406 | -62 | -62.3939 | -156.7025 | 158.6381 | -156.7025 | 158.6381 | 31.6528 | 74.0195 | 66 | 70.2282 | 65.7 | 69.9463 | -87.7 | -90.1098 | -94.7 | -96.452 | -97.5 | -99.296 | -97.4 | -99.2359 | 260.9437 | 281.613
2020-12-28 09:30 | -60 | -60.531 | -23.7983 | 24.5608 | 66.4418 | 69.0479 | -59 | -59.5399 | -157.3841 | 159.1737 | -157.3841 | 159.1737 | 40.6699 | 77.8606 | 65.1 | 69.5929 | 65.1 | 69.5929 | -88.8 | -91.5329 | -95.8 | -97.7645 | -98.3 | -100.3339 | -98.1 | -100.1783 | 263.7126 | 284.2246
2020-12-28 10:00 | -51 | -51.9711 | -21.2804 | 21.6094 | 56.2554 | 60.2278 | -51 | -51.9711 | -140.5574 | 143.4936 | -140.5574 | 143.4936 | 40.1254 | 89.428 | 65.7 | 70.3671 | 64.8 | 69.4194 | -88.5 | -91.5158 | -94.8 | -96.9912 | -96.9 | -99.2404 | -96.7 | -99.0095 | 255.8058 | 277.2829
2020-12-28 10:30 | -49 | -50.01 | -23.6123 | 24.1226 | 54.4196 | 58.3195 | -49 | -49.8197 | -134.4641 | 137.417 | -134.4641 | 137.417 | 36.3822 | 99.1066 | 60.3 | 65.4028 | 61.2 | 66.0716 | -83.7 | -86.2699 | -89.6 | -91.3315 | -91.8 | -93.6062 | -91.6 | -93.4495 | 259.4947 | 294.5498
2020-12-28 11:00 | -47 | -47.1699 | -26.0847 | 28.0873 | 48.7528 | 51.2766 | -47 | -47.1699 | -125.9768 | 127.6333 | -125.9768 | 127.6333 | 45.5545 | 86.9602 | 60.6 | 64.9609 | 60.6 | 65.0696 | -81.7 | -83.3694 | -87.9 | -88.9155 | -89.9 | -90.999 | -89.8 | -90.9472 | 242.3043 | 278.8111
2020-12-28 11:30 | -45 | -45.0999 | -17.4397 | 20.0167 | 49.4643 | 51.7975 | -44 | -44.1022 | -131.682 | 133.2471 | -131.682 | 133.2471 | 48.0228 | 91.3448 | 61.2 | 65.4145 | 60.9 | 65.2409 | -82 | -83.931 | -87.8 | -89.0221 | -90.1 | -91.4884 | -89.8 | -91.1449 | 245.6424 | 281.0023
2020-12-28 12:00 | -40 | -40.1123 | -19.6104 | 22.5329 | 43.5843 | 46.0642 | -37 | -37.1214 | -125.698 | 127.0596 | -125.698 | 127.0596 | 54.6001 | 94.5149 | 60.9 | 65.2409 | 59.7 | 64.3435 | -82.5 | -84.6464 | -88.2 | -89.5172 | -90.4 | -91.7361 | -90.4 | -91.7876 | 232.8158 | 270.1774
2020-12-28 12:30 | -36 | -36.0555 | -17.7215 | 21.0529 | 39.4365 | 42.2167 | -36 | -36.0139 | -117.1169 | 118.8959 | -117.1169 | 118.8959 | 52.6742 | 94.5657 | 59.7 | 64.3435 | 59.7 | 64.3435 | -81.7 | -83.8707 | -87.3 | -88.7005 | -89.6 | -91.0706 | -89.4 | -90.8738 | 232.6493 | 269.8421
2020-12-28 13:00 | -40 | -40.05 | -24.2515 | 26.8201 | 47.6752 | 49.8038 | -39 | -39.0128 | -120.1056 | 121.5648 | -120.1056 | 121.5648 | 49.5119 | 91.5759 | 61.8 | 66.4058 | 60.3 | 64.6811 | -82 | -84.1052 | -88.5 | -89.6973 | -90.3 | -91.6376 | -90.3 | -91.7594 | 247.3479 | 282.8969
2020-12-28 13:30 | -38 | -38.0526 | -23.3588 | 26.0127 | 42.1618 | 44.5956 | -38 | -38.0526 | -114.1037 | 115.605 | -114.1037 | 115.605 | 35.9406 | 87.7656 | 61.2 | 65.9591 | 60.9 | 65.7938 | -82.9 | -85.0719 | -89 | -90.3225 | -91.1 | -92.46 | -91 | -92.4133 | 238.8833 | 274.9873
2020-12-28 14:00 | -36 | -36.0555 | -18.5023 | 21.7259 | 42.812 | 45.1178 | -36 | -36.0555 | -109.1013 | 110.6712 | -109.1013 | 110.6712 | 60.1512 | 101.9137 | 61.2 | 65.9591 | 59.7 | 64.8007 | -82.1 | -84.5724 | -87.7 | -89.2759 | -89.9 | -91.5306 | -89.7 | -91.3911 | 233.9524 | 272.0701
2020-12-28 14:30 | -37 | -37.054 | -11.6117 | 15.9654 | 43.8543 | 46.2353 | -37 | -37.054 | -114.847 | 116.3229 | -114.847 | 116.3229 | 49.943 | 98.2469 | 60.6 | 65.0122 | 61.2 | 65.9591 | -83.4 | -85.835 | -90.1 | -91.7458 | -92.3 | -94.0007 | -91.8 | -93.5674 | 245.0595 | 281.9919
2020-12-28 15:00 | -41 | -41.1947 | -16.1113 | 18.5975 | 49.901 | 52.4635 | -41 | -41.1947 | -134.4355 | 136.055 | -134.4355 | 136.055 | 41.1389 | 93.6981 | 60.6 | 65.4028 | 60 | 64.9616 | -82.6 | -84.94 | -88.5 | -90.0619 | -90.7 | -92.2979 | -90.4 | -92.0405 | 255.2848 | 290.8918
2020-12-28 15:30 | -43 | -43.1856 | -13.1261 | 16.2738 | 49.2488 | 51.798 | -42 | -42.19 | -137.0513 | 138.571 | -137.0513 | 138.571 | 43.9887 | 95.2145 | 65.7 | 69.9463 | 65.4 | 69.8736 | -89.5 | -91.8852 | -95.5 | -97.0189 | -97.8 | -99.3534 | -97.6 | -99.2099 | 261.7638 | 296.5965
2020-12-28 16:00 | -53 | -53.7587 | -13.0875 | 13.6163 | 62.9723 | 66.2023 | -52 | -52.7731 | -161.9704 | 163.9241 | -161.9704 | 163.9241 | 23.3353 | 89.0549 | 64.5 | 69.032 | 64.8 | 69.2064 | -87.5 | -89.7123 | -93.7 | -95.1766 | -95.8 | -97.3142 | -95.8 | -97.3673 | 270.0174 | 304.2856
2020-12-28 16:30 | -53 | -53.9351 | -11.1245 | 11.4964 | 65.6043 | 68.7772 | -54 | -54.9181 | -171.7549 | 173.4762 | -171.7549 | 173.4762 | 17.9491 | 83.5409 | 65.7 | 69.9463 | 67.5 | 71.7408 | -90.9 | -92.9681 | -96 | -97.5232 | -98.5 | -99.9562 | -98.6 | -100.1062 | 282.1315 | 316.4278
2020-12-28 17:00 | -63 | -64.1327 | -7.3162 | 7.3822 | 71.7152 | 74.8254 | -63 | -64.1327 | -184.4322 | 186.1553 | -184.4322 | 186.1553 | 12.072 | 80.1521 | 67.2 | 70.8667 | 67.5 | 71.0569 | -89.8 | -91.6457 | -96.2 | -97.5215 | -98.6 | -99.9382 | -98.5 | -99.889 | 297.5357 | 332.3323
2020-12-28 17:30 | -61 | -63.0635 | -8.6671 | 9.1498 | 75.4369 | 79.1247 | -61 | -62.8172 | -192.4234 | 194.5159 | -192.4234 | 194.5159 | 9.3034 | 87.0994 | 65.1 | 69.3831 | 66.3 | 70.5102 | -89.7 | -91.6902 | -96.3 | -97.7544 | -99.1 | -100.6683 | -98.6 | -100.1761 | 325.0418 | 357.3089
2020-12-28 18:00 | -58 | -59.439 | 2.3292 | 2.5432 | 68.8949 | 72.2483 | -57 | -58.2495 | -180.4144 | 182.1099 | -180.4144 | 182.1099 | 15.8975 | 87.9042 | 64.8 | 68.6849 | 66 | 69.9257 | -87.1 | -88.9405 | -95.6 | -96.8806 | -98.1 | -99.3962 | -98 | -99.3628 | 346.5299 | 375.8466
2020-12-28 18:30 | -54 | -55.109 | 12.1092 | 12.1426 | 68.4289 | 71.4645 | -53 | -54.1295 | -180.9591 | 182.6073 | -180.9591 | 182.6073 | 19.1484 | 92.9061 | 65.4 | 69.3597 | 66.3 | 70.0139 | -88.5 | -90.4541 | -96.4 | -97.8702 | -98.7 | -100.2047 | -98.9 | -100.4538 | 343.5281 | 375.9916
2020-12-28 19:00 | -45 | -45.7056 | 25.8014 | 25.9035 | 61.09 | 63.7894 | -45 | -45.7056 | -170.6847 | 172.0543 | -170.6847 | 172.0543 | 10.903 | 95.598 | 64.8 | 68.6941 | 66.6 | 70.6912 | -91.2 | -93.4537 | -97.7 | -99.3625 | -100 | -101.759 | -99.9 | -101.6168 | 332.2678 | 364.6272
2020-12-28 19:30 | -33 | -33.3766 | 38.5465 | 39.0346 | 49.3792 | 51.674 | -33 | -33.3766 | -153.0416 | 153.9305 | -153.0416 | 153.9305 | 23.0548 | 102.6346 | 79.2 | 83.3897 | 79.8 | 83.7752 | -107.9 | -111.0899 | -113.6 | -115.905 | -116.7 | -119.0822 | -116.5 | -118.9062 | 303.1275 | 337.5096
2020-12-28 20:00 | -26 | -26.1725 | 47.2899 | 47.6785 | 44.5539 | 46.5694 | -26 | -26.0768 | -147.8264 | 148.3832 | -147.8264 | 148.3832 | 23.9709 | 105.059 | 87.3 | 91.469 | 87.6 | 91.5787 | -119.7 | -123.1629 | -124.4 | -126.9466 | -127.5 | -130.0842 | -127.2 | -129.9481 | 288.8755 | 322.2914
2020-12-28 20:30 | -31 | -31.4006 | 42.2858 | 42.3383 | 50.7289 | 53.0651 | -31 | -31.4006 | -160.873 | 161.726 | -160.873 | 161.726 | 27.8004 | 105.1205 | 89.4 | 93.3882 | 90 | 93.877 | -121 | -124.4034 | -125.8 | -128.2796 | -128.9 | -131.3981 | -128.7 | -131.3398 | 285.21 | 318.8874
2020-12-28 21:00 | -34 | -34.7131 | 39.9951 | 40.0715 | 50.387 | 53.0959 | -34 | -34.7131 | -157.8962 | 159.0927 | -157.8962 | 159.0927 | 33.2215 | 107.5604 | 89.4 | 93.2165 | 89.4 | 93.132 | -121 | -124.4946 | -125.3 | -127.8884 | -128.4 | -130.8882 | -128 | -130.6942 | 278.2544 | 313.0838
2020-12-28 21:30 | -25 | -25.4951 | 47.0849 | 47.3162 | 41.632 | 44.4135 | -24 | -24.5153 | -145.909 | 146.9622 | -145.909 | 146.9622 | 41.9015 | 111.9796 | 90 | 94.0494 | 90.3 | 94.7815 | -121.6 | -125.1484 | -125 | -127.6146 | -128.1 | -130.7719 | -127.9 | -130.6777 | 269.0951 | 305.5265
2020-12-28 22:00 | -23 | -23.3452 | 46.1845 | 46.6169 | 38.4918 | 41.3302 | -23 | -23.3452 | -134.8989 | 136.0648 | -134.8989 | 136.0648 | 59.0299 | 119.4161 | 90.6 | 94.7986 | 90.6 | 94.911 | -122.2 | -125.9985 | -124.8 | -127.6242 | -128.3 | -131.2351 | -127.5 | -130.5383 | 263.2635 | 302.158
2020-12-28 22:30 | -15 | -15.2971 | 51.8722 | 52.5495 | 31.1574 | 34.1242 | -15 | -15.2971 | -130.6887 | 131.6613 | -130.6887 | 131.6613 | 63.505 | 121.976 | 90.9 | 95.1738 | 90.6 | 95.0673 | -122.6 | -126.6069 | -125 | -127.785 | -128.6 | -131.5705 | -128.2 | -131.308 | 248.903 | 289.0994
2020-12-28 23:00 | 0 | 0 | 61.6573 | 62.5572 | 19.659 | 23.3256 | 0 | 0 | -115.4414 | 116.185 | -115.4414 | 116.185 | 65.1983 | 122.7814 | 90.9 | 95.4443 | 90.9 | 95.2631 | -122.2 | -126.5774 | -124 | -127.0024 | -127.2 | -130.3319 | -126.8 | -130.0517 | 234.272 | 273.8627
2020-12-28 23:30 | 5 | 5 | 70.9186 | 71.8025 | 9.3087 | 14.351 | 3 | 3 | -110.3948 | 110.7183 | -110.3948 | 110.7183 | 53.0875 | 116.0625 | 90.6 | 94.9769 | 90.6 | 95.0673 | -122.5 | -126.6613 | -124.1 | -127.0245 | -127.3 | -130.2789 | -127.1 | -130.0932 | 242.8447 | 283.1345
2020-12-29 | 5 | 5 | 67.8298 | 68.7663 | 9.7572 | 15.0409 | 5 | 5 | -102.9852 | 103.6536 | -102.9852 | 103.6536 | 52.6919 | 115.8299 | 90.9 | 95.1738 | 91.2 | 95.4604 | -123 | -127.1703 | -124 | -126.7865 | -127.1 | -129.9988 | -126.8 | -129.8003 | 220.6205 | 268.1779
2020-12-29 00:30 | 3 | 3 | 65.4449 | 66.6965 | 8.6459 | 14.0817 | 3 | 3 | -94.5569 | 95.8877 | -94.5569 | 95.8877 | 56.2619 | 118.5219 | 91.2 | 95.8217 | 92.4 | 96.7843 | -123.8 | -128.097 | -124.2 | -127.2514 | -127.2 | -130.3319 | -127 | -130.269 | 211.2867 | 261.1896
2020-12-29 01:00 | 4 | 5 | 63.5616 | 65.736 | 8.8632 | 11.4101 | 4 | 5 | -89.444 | 90.1221 | -89.444 | 90.1221 | 65.8082 | 112.8669 | 91.5 | 96.7703 | 91.2 | 96.3892 | -122.9 | -128.3014 | -123.9 | -127.6709 | -126.8 | -130.7753 | -126.5 | -130.3896 | 216.6424 | 258.7198
2020-12-29 01:30 | 7 | 7.6158 | 64.9604 | 67.094 | 6.2033 | 9.6904 | 7 | 7.6158 | -85.3544 | 85.7873 | -85.3544 | 85.7873 | 73.0797 | 117.0133 | 91.8 | 97.0541 | 92.1 | 97.3379 | -123.6 | -128.7808 | -123.9 | -127.695 | -126.8 | -130.6782 | -126.7 | -130.7031 | 209.5917 | 254.2993
2020-12-29 02:00 | 9 | 9.8489 | 66.9709 | 69.4508 | 3.0483 | 7.0385 | 9 | 9.8489 | -76.3608 | 76.7354 | -76.3608 | 76.7354 | 76.493 | 119.8758 | 91.2 | 96.5851 | 91.5 | 96.9673 | -123.6 | -128.9234 | -123.8 | -127.6955 | -126.9 | -130.8237 | -126.5 | -130.6082 | 203.8268 | 248.9524
2020-12-29 02:30 | 12 | 13.4164 | 67.7529 | 70.6035 | 2.1176 | 5.4607 | 12 | 13.4164 | -72.1963 | 72.5902 | -72.1963 | 72.5902 | 84.416 | 124.1017 | 91.8 | 97.6531 | 91.8 | 97.6531 | -123.2 | -129.0457 | -123.8 | -127.9442 | -126.8 | -131.0238 | -126.5 | -130.8862 | 207.8182 | 253.3074
2020-12-29 03:00 | 12 | 13.8924 | 69.2212 | 72.1794 | 0.98593 | 4.4461 | 12 | 13.8924 | -68.3171 | 68.9308 | -68.3171 | 68.9308 | 83.5167 | 123.8508 | 91.8 | 97.5512 | 91.8 | 97.3499 | -124.3 | -129.9788 | -124.3 | -128.3033 | -127.5 | -131.4801 | -127.1 | -131.3142 | 201.3782 | 246.7754
2020-12-29 03:30 | 12 | 13.8924 | 67.4442 | 70.348 | 3.5137 | 5.5334 | 11 | 13.0384 | -72.0803 | 72.6499 | -72.0803 | 72.6499 | 85.1396 | 121.0032 | 92.4 | 98.0156 | 91.5 | 97.269 | -123.8 | -129.6187 | -124.1 | -128.1095 | -127.2 | -131.3111 | -127.1 | -131.2641 | 206.6263 | 247.6419
2020-12-29 04:00 | 6 | 9.2195 | 64.5802 | 67.4553 | 8.0036 | 9.2804 | 5 | 7.8102 | -78.871 | 79.4321 | -78.871 | 79.4321 | 81.8779 | 118.8671 | 90.9 | 96.7048 | 91.5 | 97.1676 | -123.1 | -128.7657 | -123.9 | -127.8662 | -126.8 | -130.8246 | -126.5 | -130.8517 | 216.5393 | 255.1344
2020-12-29 04:30 | 5 | 8.6023 | 66.1002 | 68.8687 | 8.9737 | 10.0865 | 5 | 8.6023 | -80.8134 | 81.1695 | -80.8134 | 81.1695 | 79.5968 | 115.5661 | 90.9 | 96.4014 | 91.2 | 96.6843 | -123.1 | -128.5691 | -124.6 | -128.4469 | -127.8 | -131.6969 | -127.4 | -131.4554 | 224.8091 | 259.4742
2020-12-29 05:00 | 6 | 9.2195 | 65.8279 | 68.5417 | 8.9689 | 9.9665 | 6 | 9.2195 | -82.3441 | 82.8225 | -82.3441 | 82.8225 | 72.6592 | 111.8598 | 91.2 | 96.6843 | 91.2 | 96.6843 | -122 | -127.6333 | -124.7 | -128.6908 | -127.6 | -131.6727 | -127.5 | -131.5277 | 231.0499 | 267.4315
2020-12-29 05:30 | 3 | 5.831 | 66.3332 | 68.4344 | 11.8174 | 12.7423 | 4 | 6.4031 | -89.4646 | 89.7935 | -89.4646 | 89.7935 | 66.3464 | 106.1245 | 91.5 | 96.7703 | 91.2 | 96.3892 | -123 | -128.1882 | -125.6 | -129.2266 | -128.6 | -132.2808 | -128.3 | -132.1342 | 235.4209 | 271.1059
2020-12-29 06:00 | -4 | -13.6015 | 59.7554 | 63.6421 | 20.6148 | 22.8754 | -4 | -13.6015 | -105.4349 | 105.4486 | -105.4349 | 105.4486 | 52.8068 | 104.9133 | 90.6 | 95.5324 | 90.9 | 95.9123 | -122.4 | -127.1421 | -125.3 | -128.6348 | -128.5 | -131.8127 | -128.6 | -132.0984 | 236.3824 | 270.5519
2020-12-29 06:30 | -11 | -14.8661 | 51.7995 | 55.3914 | 27.7597 | 28.8444 | -11 | -14.8661 | -116.9439 | 116.9439 | -116.9439 | 116.9439 | 53.221 | 93.5276 | 90.9 | 94.3284 | 91.5 | 95.1497 | -122.8 | -125.8989 | -124.9 | -127.7429 | -128.3 | -131.1102 | -128 | -130.8998 | 247.3711 | 263.2139
2020-12-29 07:00 | -12 | -15.6205 | 45.9346 | 49.96 | 27.314 | 28.2178 | -11 | -14.8661 | -110.5568 | 110.5704 | -110.5568 | 110.5704 | 58.4258 | 95.3599 | 90.9 | 94.2487 | 91.5 | 94.8275 | -121.9 | -124.7472 | -125.5 | -128.0644 | -128.7 | -131.2418 | -128.7 | -131.2818 | 253.8588 | 268.8556
2020-12-29 07:30 | -17 | -20.8087 | 37.7735 | 44.1719 | 29.1763 | 30.7345 | -17 | -20.8087 | -111.8851 | 111.9227 | -111.8851 | 111.9227 | 69.1712 | 103.1463 | 89.7 | 92.9332 | 91.2 | 95.2848 | -121 | -124.5909 | -126 | -129.3845 | -129.3 | -132.7742 | -129.1 | -132.7 | 272.6523 | 285.2973
2020-12-29 08:00 | -21 | -23.7065 | 21.478 | 31.3017 | 31.6643 | 32.4915 | -21 | -23.7065 | -114.2691 | 114.2691 | -114.2691 | 114.2691 | 75.7433 | 108.2763 | 90.3 | 94.08 | 90.6 | 94.0394 | -121.2 | -124.0419 | -126.5 | -128.8889 | -129.7 | -132.0656 | -129.7 | -132.2607 | 276.2567 | 290.8987
2020-12-29 08:30 | -27 | -28.1603 | 8.98 | 22.3642 | 37.3783 | 37.5691 | -27 | -28.1603 | -119.0482 | 119.0659 | -119.0482 | 119.0659 | 53.7623 | 93.0443 | 78 | 81.6088 | 77.7 | 81.5012 | -105.6 | -108.1615 | -112.3 | -114.3021 | -115.3 | -117.3614 | -115 | -117.1043 | 274.7367 | 288.4852
2020-12-29 09:00 | -32 | -32.5576 | 0.21464 | 18.284 | 40.2772 | 40.5329 | -32 | -32.5576 | -120.1913 | 120.2123 | -120.1913 | 120.2123 | 28.6451 | 79.7098 | 66.9 | 70.6785 | 66.9 | 71.0747 | -89.4 | -91.588 | -96.2 | -97.8512 | -98.8 | -100.4988 | -98.6 | -100.339 | 278.149 | 290.2196
2020-12-29 09:30 | -33 | -33.7343 | -5.4705 | 19.8626 | 40.1249 | 40.261 | -33 | -33.7343 | -111.4882 | 111.4925 | -111.4882 | 111.4925 | 59.3307 | 93.62 | 64.8 | 68.1178 | 65.4 | 68.8747 | -89.6 | -90.9824 | -95.9 | -97.3604 | -98.6 | -100.0718 | -98.4 | -99.944 | 287.4033 | 300.5231
2020-12-29 10:00 | -39 | -39.3192 | -14.8296 | 22.4256 | 45.2407 | 45.4772 | -40 | -40.3113 | -116.2695 | 116.2768 | -116.2695 | 116.2768 | 50.2489 | 88.0721 | 65.4 | 68.7812 | 65.7 | 69.3493 | -88.8 | -90.5468 | -94.9 | -96.5182 | -97.5 | -99.1841 | -97.1 | -98.7909 | 262.9829 | 275.4374
2020-12-29 10:30 | -39 | -39.3192 | -17.3578 | 24.0516 | 44.5999 | 44.8332 | -39 | -39.4588 | -114.6486 | 114.652 | -114.6486 | 114.652 | 56.2242 | 91.0814 | 66.3 | 69.6375 | 66.3 | 69.7298 | -89.4 | -90.9281 | -95.4 | -96.9204 | -97.8 | -99.4066 | -98.1 | -99.7558 | 260.7112 | 273.1856
2020-12-29 11:00 | -39 | -39.3192 | -19.4211 | 24.9191 | 45.3293 | 45.6002 | -40 | -40.3113 | -116.2087 | 116.2144 | -116.2087 | 116.2144 | 56.5094 | 90.0466 | 65.4 | 68.7812 | 66.3 | 69.5463 | -90.4 | -92.0031 | -95.7 | -97.2157 | -98.2 | -99.8002 | -98 | -99.6394 | 259.9247 | 272.1
2020-12-29 11:30 | -39 | -39.4588 | -21.159 | 27.2411 | 44.468 | 44.5986 | -39 | -39.4588 | -116.6133 | 116.6244 | -116.6133 | 116.6244 | 71.7925 | 96.019 | 68.7 | 71.6648 | 68.7 | 71.6648 | -91.5 | -92.7539 | -96.9 | -98.1005 | -99.6 | -100.8454 | -99.5 | -100.7782 | 274.6404 | 286.9947
2020-12-29 12:00 | -39 | -39.3192 | -20.7998 | 25.8961 | 45.3016 | 45.515 | -40 | -40.4475 | -118.7383 | 118.7386 | -118.7383 | 118.7386 | 58.5189 | 92.8941 | 66.3 | 69.8233 | 66 | 69.5386 | -90.1 | -91.4287 | -94.7 | -96.0756 | -97.1 | -98.5597 | -97 | -98.5131 | 254.1664 | 266.8052
2020-12-29 12:30 | -43 | -43.2897 | -25.4425 | 29.2697 | 48.5724 | 48.8387 | -44 | -44.2832 | -119.3327 | 119.3386 | -119.3327 | 119.3386 | 60.1437 | 92.8382 | 65.7 | 69.1596 | 66 | 69.3675 | -90.3 | -91.9611 | -94.6 | -96.1689 | -96.9 | -98.5033 | -96.8 | -98.4777 | 250.0275 | 262.792
2020-12-29 13:00 | -44 | -44.2832 | -28.295 | 31.8939 | 51.2003 | 51.448 | -44 | -44.2832 | -121.1059 | 121.109 | -121.1059 | 121.109 | 65.3428 | 95.2734 | 63.3 | 66.5033 | 64.2 | 67.4547 | -86.9 | -88.1681 | -92.4 | -93.5109 | -95 | -96.2562 | -94.7 | -96.0421 | 257.3177 | 269.8102
2020-12-29 13:30 | -45 | -45.2769 | -29.2676 | 32.4333 | 53.1386 | 53.4458 | -45 | -45.2769 | -124.8212 | 124.8293 | -124.8212 | 124.8293 | 57.9633 | 91.0771 | 63.6 | 67.072 | 63 | 66.5033 | -87.4 | -88.9812 | -92.2 | -93.7181 | -94.3 | -95.8919 | -94.2 | -95.8301 | 255.2336 | 266.9606
2020-12-29 14:00 | -56 | -56.0357 | -35.708 | 37.9535 | 60.2226 | 60.5785 | -57 | -57.0789 | -136.769 | 136.7977 | -136.769 | 136.7977 | 54.6249 | 80.7669 | 62.7 | 66.3163 | 61.8 | 65.1746 | -86 | -87.4941 | -91.9 | -93.2483 | -94.2 | -95.5998 | -94.1 | -95.5356 | 261.6589 | 274.0657
2020-12-29 14:30 | -59 | -59.0085 | -38.1945 | 39.6897 | 64.3073 | 64.8427 | -58 | -58.0086 | -142.2623 | 142.3079 | -142.2623 | 142.3079 | 53.0573 | 78.4398 | 60.9 | 64.718 | 61.2 | 64.606 | -82.5 | -83.8347 | -89.4 | -90.7649 | -91.9 | -93.2146 | -91.8 | -93.1668 | 270.5315 | 282.8428
2020-12-29 15:00 | -56 | -56.0357 | -29.8227 | 32.3119 | 60.5364 | 60.9102 | -56 | -56.0357 | -143.7986 | 143.8055 | -143.7986 | 143.8055 | 44.5392 | 75.8032 | 60.6 | 63.8465 | 60.6 | 63.7526 | -81.3 | -82.4297 | -88.3 | -89.403 | -91 | -92.148 | -91 | -92.228 | 278.7417 | 290.2095
2020-12-29 15:30 | -53 | -53.1507 | -22.364 | 26.2161 | 59.3207 | 59.5445 | -52 | -52.1536 | -141.2005 | 141.2005 | -141.2005 | 141.2005 | 46.1585 | 77.4795 | 60.9 | 64.0379 | 60.9 | 64.1313 | -82 | -83.2721 | -90.3 | -91.4253 | -92.6 | -93.7595 | -92.5 | -93.7568 | 297.4681 | 309.1177
2020-12-29 16:00 | -58 | -58.0345 | -22.4934 | 25.7867 | 66.2053 | 66.4891 | -57 | -57.0351 | -158.0542 | 158.0649 | -158.0542 | 158.0649 | 33.8676 | 70.7234 | 59.1 | 62.0485 | 61.2 | 64.3232 | -82.7 | -83.7626 | -90.9 | -91.9871 | -93.3 | -94.42 | -93.3 | -94.4666 | 318.9192 | 329.9607
2020-12-29 16:30 | -56 | -56.0803 | -8.2415 | 14.3105 | 61.0596 | 61.4922 | -55 | -55.1453 | -158.2123 | 158.2394 | -158.2123 | 158.2394 | 31.079 | 71.7321 | 64.5 | 67.4707 | 64.8 | 67.9353 | -86.9 | -87.9119 | -95.5 | -96.5063 | -97.8 | -98.8544 | -97.6 | -98.686 | 333.5709 | 345.1854
2020-12-29 17:00 | -53 | -53 | 0.29713 | 8.3179 | 63.395 | 64.069 | -53 | -53 | -163.9693 | 164.0037 | -163.9693 | 164.0037 | 21.9797 | 82.6298 | 64.5 | 67.6492 | 63.9 | 67.5487 | -88.2 | -89.6754 | -97.1 | -98.5769 | -99.5 | -101.0272 | -99.6 | -101.3118 | 348.1949 | 358.537
2020-12-29 17:30 | -50 | -50.01 | 7.3541 | 10.1063 | 64.6893 | 65.54 | -51 | -51.0098 | -169.0458 | 169.12 | -169.0458 | 169.12 | 25.9382 | 86.8607 | 77.7 | 81.1471 | 79.8 | 83.1601 | -108.5 | -110.8492 | -115.1 | -117.3951 | -117.9 | -120.2585 | -118.2 | -120.6519 | 330.9395 | 341.6221
2020-12-29 18:00 | -44 | -44.0114 | 23.7425 | 25.0185 | 56.7963 | 57.4131 | -43 | -43.0116 | -162.3267 | 162.3381 | -162.3267 | 162.3381 | 28.0548 | 84.1655 | 88.2 | 91.407 | 88.5 | 91.6965 | -119.1 | -121.6751 | -124 | -126.5734 | -127.3 | -129.8683 | -127.2 | -129.83 | 310.4502 | 321.9631
2020-12-29 18:30 | -39 | -39.0512 | 31.5663 | 33.3032 | 55.1806 | 55.4103 | -39 | -39.1152 | -164.6018 | 164.608 | -164.6018 | 164.608 | 26.9837 | 77.7774 | 89.4 | 92.4881 | 89.1 | 92.3542 | -119.6 | -122.3091 | -125.9 | -128.4565 | -129 | -131.5941 | -128.8 | -131.4778 | 298.8171 | 310.3317
2020-12-29 19:00 | -33 | -33.3766 | 45.9279 | 47.5377 | 47.6451 | 47.7394 | -33 | -33.3766 | -153.2968 | 153.3595 | -153.2968 | 153.3595 | 16.4049 | 74.4452 | 88.2 | 91.407 | 88.5 | 91.7755 | -119.6 | -122.2674 | -124.2 | -126.8514 | -127.6 | -130.3 | -127.1 | -129.8128 | 284.9551 | 298.5679
2020-12-29 19:30 | -26 | -26.4764 | 54.3085 | 55.6244 | 43.2011 | 43.2927 | -25 | -25.4951 | -150.1884 | 150.225 | -150.1884 | 150.225 | 14.796 | 73.0841 | 88.8 | 92.225 | 89.7 | 93.0121 | -119.3 | -122.1217 | -124.2 | -126.6814 | -127.2 | -129.7925 | -127.1 | -129.7723 | 273.4264 | 288.0849
2020-12-29 20:00 | -21 | -21.8403 | 60.9832 | 62.3808 | 38.7017 | 39.0611 | -20 | -21.1896 | -145.63 | 145.684 | -145.63 | 145.684 | 15.5203 | 73.8181 | 89.1 | 92.5951 | 88.5 | 91.7755 | -119.2 | -122.0669 | -124.1 | -126.6327 | -127.1 | -129.7121 | -126.8 | -129.4583 | 280.1986 | 293.8037
2020-12-29 20:30 | -18 | -19.6977 | 64.7529 | 65.9853 | 36.5989 | 37.2145 | -18 | -19.6977 | -140.3306 | 140.3982 | -140.3306 | 140.3982 | 10.342 | 71.0968 | 88.2 | 91.4862 | 88.5 | 91.7755 | -119.6 | -122.3723 | -123.1 | -125.5144 | -126.2 | -128.6719 | -126 | -128.5545 | 264.8243 | 279.1461
2020-12-29 21:00 | -17 | -18.7883 | 63.5642 | 65.164 | 34.575 | 35.1976 | -16 | -17.8885 | -135.6125 | 135.6491 | -135.6125 | 135.6491 | 23.2214 | 75.4418 | 88.5 | 91.8554 | 88.5 | 91.8554 | -119.6 | -122.4575 | -123.1 | -125.5733 | -126.1 | -128.613 | -125.9 | -128.4963 | 256.8817 | 272.4209
2020-12-29 21:30 | -8 | -12.0416 | 67.7795 | 69.6631 | 26.7279 | 27.6144 | -8 | -12.0416 | -124.1824 | 124.2265 | -124.1824 | 124.2265 | 30.8711 | 77.8629 | 88.8 | 92.4721 | 88.8 | 92.225 | -120.2 | -123.2612 | -122.9 | -125.4197 | -126 | -128.6951 | -125.6 | -128.3445 | 247.8973 | 264.8411
2020-12-29 22:00 | -9 | -12.0416 | 65.3125 | 67.2418 | 26.7202 | 27.3801 | -9 | -12.0416 | -120.2466 | 120.255 | -120.2466 | 120.255 | 43.1783 | 90.724 | 88.5 | 92.4399 | 89.4 | 93.132 | -120.5 | -123.8245 | -123.1 | -125.9835 | -126.1 | -129.0213 | -125.7 | -128.7374 | 249.8412 | 266.7757
2020-12-29 22:30 | -5 | -9.434 | 67.0342 | 69.0798 | 22.625 | 23.4863 | -4 | -8.9443 | -118.947 | 119.0059 | -118.947 | 119.0059 | 53.4208 | 93.4329 | 90.6 | 93.9594 | 90 | 93.4614 | -121.1 | -124.1611 | -122.6 | -125.8239 | -125.5 | -128.7845 | -125.3 | -128.703 | 242.6869 | 256.513
2020-12-29 23:00 | 0 | 9 | 69.7057 | 72.0868 | 17.8871 | 19.2313 | 0 | 9 | -112.6677 | 112.6953 | -112.6677 | 112.6953 | 56.9401 | 95.658 | 89.1 | 92.6772 | 90 | 93.381 | -121.8 | -124.9323 | -122.8 | -126.0188 | -125.6 | -128.9045 | -125.4 | -128.8232 | 232.7276 | 249.7115
2020-12-29 23:30 | 7 | 11.4018 | 77.6934 | 79.6521 | 8.7454 | 11.5296 | 6 | 10.8167 | -109.0131 | 109.2044 | -109.0131 | 109.2044 | 45.7695 | 89.0151 | 90.6 | 95.2508 | 90.6 | 94.9769 | -122.4 | -126.4383 | -123.2 | -127.4146 | -126.1 | -130.4228 | -125.7 | -130.165 | 237.185 | 252.0455
2020-12-30 | 4 | 9.8489 | 70.2894 | 72.7967 | 11.0928 | 13.1506 | 5 | 10.2956 | -104.6222 | 104.659 | -104.6222 | 104.659 | 44.8254 | 89.2717 | 90.9 | 95.2631 | 90.9 | 95.2631 | -122.6 | -126.9377 | -122.4 | -126.8489 | -125.2 | -129.7607 | -124.8 | -129.4648 | 218.1379 | 234.607
2020-12-30 00:30 | 9 | 13.4536 | 73.5629 | 76.4526 | 3.9928 | 8.4841 | 8 | 12.8062 | -87.0016 | 87.008 | -87.0016 | 87.008 | 52.709 | 95.2005 | 90 | 94.6803 | 91.2 | 95.8217 | -122.8 | -127.3933 | -123 | -127.5596 | -125.9 | -130.5679 | -125.5 | -130.343 | 211.1932 | 228.842
2020-12-30 01:00 | 5 | 13 | 65.7171 | 69.6802 | 10.3004 | 14.3639 | 5 | 13 | -91.6415 | 91.724 | -91.6415 | 91.724 | 58.4742 | 95.7169 | 90.9 | 95.3533 | 91.2 | 95.6393 | -122.8 | -127.1568 | -122.6 | -127.0419 | -125.3 | -130.0063 | -125 | -129.8769 | 210.9637 | 229.8766
2020-12-30 01:30 | 4 | 5.6569 | 67.4823 | 69.0365 | 5.9189 | 9.8073 | 4 | 5.6569 | -84.5748 | 85.3413 | -84.5748 | 85.3413 | 66.6082 | 105.2434 | 90.3 | 95.7357 | 90.9 | 96.1054 | -122.3 | -127.4208 | -122.8 | -127.5273 | -125.7 | -130.6588 | -125.3 | -130.369 | 204.3898 | 231.2107
2020-12-30 02:00 | 1 | 2.2361 | 60.5455 | 60.9977 | 11.9682 | 19.3436 | 1 | 2.2361 | -89.254 | 92.473 | -89.254 | 92.473 | 73.223 | 117.9142 | 90.9 | 96.2032 | 90.9 | 96.2032 | -121.9 | -127.3916 | -122.7 | -127.9853 | -125.9 | -131.3376 | -125.3 | -131.0311 | 207.0955 | 239.6205
2020-12-30 02:30 | 2 | 2.8284 | 63.6488 | 64.0509 | 7.8376 | 17.6156 | 2 | 2.8284 | -81.2114 | 85.0056 | -81.2114 | 85.0056 | 77.5299 | 120.9342 | 90.3 | 95.8358 | 91.5 | 96.8684 | -122.9 | -128.5023 | -122.9 | -128.0641 | -125.7 | -131.0324 | -125.4 | -130.8487 | 203.2348 | 233.9324
2020-12-30 03:00 | 1 | 2.2361 | 60.8082 | 61.2935 | 11.6361 | 18.5495 | 1 | 2.2361 | -84.5744 | 87.7528 | -84.5744 | 87.7528 | 84.8492 | 126.0459 | 90.3 | 95.7357 | 90.9 | 96.5017 | -122.3 | -127.7951 | -122.9 | -128.2626 | -125.5 | -130.9542 | -125.3 | -130.9645 | 207.5586 | 239.7705
2020-12-30 03:30 | 0 | 1 | 59.3832 | 59.8967 | 13.2119 | 19.6532 | 0 | 0 | -86.3911 | 89.6404 | -86.3911 | 89.6404 | 85.7826 | 126.9902 | 91.8 | 97.1518 | 91.8 | 97.1518 | -123.6 | -129.0192 | -123.5 | -128.8092 | -126.7 | -132.133 | -126.1 | -131.7301 | 212.0654 | 243.0124
2020-12-30 04:00 | -4 | -5.6569 | 54.0143 | 54.3902 | 19.3053 | 24.8812 | -5 | -6.4031 | -95.8059 | 99.0121 | -95.8059 | 99.0121 | 82.573 | 123.3755 | 91.5 | 96.6731 | 91.2 | 96.2925 | -122.8 | -128.2819 | -123.3 | -128.6175 | -126.3 | -131.864 | -125.9 | -131.5677 | 221.2301 | 249.2894
2020-12-30 04:30 | -5 | -7.0711 | 55.5674 | 55.7557 | 20.8924 | 26.1284 | -5 | -6.4031 | -98.4857 | 101.6444 | -98.4857 | 101.6444 | 80.5371 | 120.975 | 90.6 | 95.9198 | 91.2 | 96.1967 | -123.1 | -128.3123 | -124 | -129.0923 | -126.9 | -132.1561 | -126.7 | -132.1047 | 222.664 | 250.7532
2020-12-30 05:00 | -3 | -5.831 | 55.1018 | 55.3354 | 20.4988 | 26.2783 | -3 | -5 | -100.4161 | 103.6365 | -100.4161 | 103.6365 | 77.1919 | 118.4272 | 90.6 | 95.7244 | 90.9 | 96.0084 | -123.1 | -128.2 | -124.3 | -129.3527 | -127.3 | -132.4846 | -126.8 | -132.2573 | 222.4733 | 253.2569
2020-12-30 05:30 | -8 | -10 | 55.4111 | 55.4946 | 23.6749 | 29.1776 | -8 | -10 | -107.0018 | 110.3868 | -107.0018 | 110.3868 | 70.1311 | 112.4229 | 91.5 | 96.4811 | 91.5 | 96.4811 | -123.6 | -128.5971 | -125.4 | -130.3971 | -128.5 | -133.4326 | -128.4 | -133.5145 | 227.8282 | 257.3336
2020-12-30 06:00 | -9 | -10.8167 | 52.8182 | 52.9229 | 23.1961 | 28.7562 | -8 | -9.434 | -108.687 | 112.0045 | -108.687 | 112.0045 | 55.6608 | 100.9053 | 90.6 | 95.4377 | 90.9 | 95.817 | -122.7 | -127.5395 | -125.2 | -129.9464 | -127.9 | -132.7353 | -128 | -133.0204 | 230.1589 | 260.4312
2020-12-30 06:30 | -9 | -10.8167 | 50.1057 | 50.1304 | 21.9694 | 29.0543 | -10 | -12.2066 | -110.8817 | 114.4996 | -110.8817 | 114.4996 | 50.8428 | 95.0403 | 90 | 93.2228 | 90.6 | 93.6485 | -121.9 | -124.5797 | -124.4 | -127.1912 | -127.5 | -130.4109 | -127.3 | -130.4513 | 237.0863 | 267.3947
2020-12-30 07:00 | -11 | -12.53 | 42.6033 | 42.751 | 29.4325 | 33.4343 | -11 | -12.083 | -120.6516 | 122.7869 | -120.6516 | 122.7869 | 64.4884 | 101.7735 | 90 | 92.9923 | 90 | 93.1451 | -121.8 | -124.3999 | -125.1 | -127.9945 | -128.3 | -131.1723 | -128.2 | -131.1796 | 259.0126 | 282.6399
2020-12-30 07:30 | -15 | -16.1555 | 38.1747 | 38.3026 | 28.8616 | 33.3948 | -14 | -14.8661 | -121.2485 | 123.353 | -121.2485 | 123.353 | 67.8178 | 106.1878 | 89.4 | 92.7228 | 89.7 | 93.0121 | -121.3 | -123.0776 | -125.5 | -128.4563 | -128.5 | -131.7871 | -128.3 | -131.3297 | 262.8213 | 283.5048
2020-12-30 08:00 | -10 | -11.1803 | 42.2208 | 42.3401 | 26.7001 | 31 | -10 | -11.1803 | -115.9404 | 117.9044 | -115.9404 | 117.9044 | 64.4006 | 104.0305 | 90.6 | 93.7249 | 90.3 | 93.5125 | -121.4 | -124.153 | -126 | -128.8604 | -129.3 | -132.2417 | -128.9 | -132.0347 | 252.9519 | 273.2759
2020-12-30 08:30 | -16 | -16.4924 | 30.5638 | 31.0414 | 27.8769 | 31.9805 | -15 | -15.5242 | -118.5889 | 120.3839 | -118.5889 | 120.3839 | 73.6488 | 111.8104 | 90.3 | 93.2826 | 89.4 | 92.4881 | -120.5 | -123.1068 | -127 | -129.7149 | -130.3 | -133.1087 | -130 | -132.8768 | 271.9326 | 289.6109
2020-12-30 09:00 | -16 | -16.4924 | 24.1413 | 24.7925 | 26.5692 | 30.8258 | -16 | -16.2788 | -118.2704 | 120.0744 | -118.2704 | 120.0744 | 81.5098 | 116.4738 | 87.9 | 90.8847 | 87.9 | 90.9614 | -118.4 | -120.7291 | -123.3 | -125.8488 | -126.5 | -129.1443 | -126.2 | -128.9113 | 273.3322 | 290.8935
2020-12-30 09:30 | -22 | -22.561 | 17.0365 | 17.2679 | 32.5825 | 36.7414 | -22 | -22.561 | -124.2924 | 126.3906 | -124.2924 | 126.3906 | 74.1194 | 106.0746 | 73.8 | 76.7297 | 72.9 | 75.541 | -98.4 | -99.8559 | -105.7 | -107.3414 | -108.4 | -110.0872 | -108 | -109.9609 | 294.584 | 311.05
2020-12-30 10:00 | -21 | -21.8403 | 13.2839 | 13.4642 | 32.4869 | 36.9966 | -21 | -21.8403 | -118.6977 | 121.2157 | -118.6977 | 121.2157 | 65.9756 | 103.6082 | 66 | 69.4447 | 66 | 68.9928 | -89.4 | -90.7681 | -97.2 | -98.8164 | -99.9 | -101.6168 | -99.6 | -101.3588 | 286.1458 | 303.6349
2020-12-30 10:30 | -25 | -25.4951 | 9.5306 | 9.8083 | 29.9859 | 34.8306 | -25 | -25.4951 | -117.5496 | 119.8528 | -117.5496 | 119.8528 | 65.6547 | 104.0297 | 64.8 | 68.026 | 64.5 | 67.297 | -89.1 | -90.4041 | -97 | -98.6197 | -99.5 | -101.187 | -99.4 | -101.1437 | 283.1103 | 299.6103
2020-12-30 11:00 | -26 | -26.4764 | 3.942 | 4.8968 | 35.3928 | 38.9479 | -25 | -25.318 | -119.0599 | 121.0322 | -119.0599 | 121.0322 | 71.5669 | 103.2502 | 64.5 | 67.6492 | 65.1 | 67.788 | -88.9 | -89.9956 | -96.9 | -98.3285 | -99.4 | -100.8943 | -99.3 | -100.8477 | 294.5628 | 310.298
2020-12-30 11:30 | -26 | -26.4764 | -1.4665 | 2.1869 | 34.1005 | 38.1497 | -26 | -26.4764 | -119.3284 | 121.3174 | -119.3284 | 121.3174 | 62.3205 | 99.9262 | 65.4 | 68.3315 | 65.1 | 67.705 | -89.2 | -90.102 | -97 | -98.1958 | -99.2 | -100.5629 | -99.2 | -100.5793 | 287.8575 | 303.2003
2020-12-30 12:00 | -21 | -21.3776 | 1.6912 | 4.0618 | 28.4524 | 32.4057 | -21 | -21.3776 | -114.998 | 116.4809 | -114.998 | 116.4809 | 76.8808 | 108.6199 | 64.2 | 66.8401 | 65.1 | 67.4633 | -88.9 | -89.8455 | -95.6 | -96.8324 | -98 | -99.3137 | -97.7 | -99.034 | 286.8459 | 303.3427
2020-12-30 12:30 | -25 | -25.4951 | -1.5558 | 2.6267 | 33.3585 | 37.0358 | -24 | -24.5153 | -108.6128 | 110.2643 | -108.6128 | 110.2643 | 69.2919 | 105.2072 | 64.8 | 67.5 | 65.7 | 68.5328 | -89.1 | -90.3708 | -95.7 | -97.0615 | -98.1 | -99.5451 | -97.8 | -99.3994 | 283.1937 | 299.0165
2020-12-30 13:00 | -29 | -29.1548 | -2.63 | 3.4961 | 36.6615 | 39.7769 | -29 | -29.2746 | -113.8503 | 115.2402 | -113.8503 | 115.2402 | 69.8776 | 105.2981 | 66.9 | 69.4375 | 65.7 | 68.1211 | -90.2 | -91.1178 | -94.9 | -96.1614 | -97.6 | -98.8075 | -97.4 | -98.6732 | 289.3308 | 306.3736
2020-12-30 13:30 | -33 | -33.3766 | -6.249 | 6.5421 | 37.4948 | 40.9068 | -33 | -33.3766 | -110.0906 | 111.6649 | -110.0906 | 111.6649 | 50.7054 | 96.2151 | 65.1 | 67.6232 | 64.2 | 66.5162 | -87.2 | -87.942 | -97.1 | -98.0757 | -99.5 | -100.5366 | -99.6 | -100.6789 | 290.6983 | 308.07
2020-12-30 14:00 | -33 | -33.3766 | -2.3938 | 2.5931 | 42.9316 | 46.0085 | -33 | -33.3766 | -122.3075 | 123.7995 | -122.3075 | 123.7995 | 56.7898 | 99.2499 | 65.4 | 67.7529 | 64.5 | 66.8845 | -88.4 | -89.0695 | -96.3 | -97.2141 | -98.8 | -99.7591 | -98.8 | -99.773 | 294.0098 | 311.1512
2020-12-30 14:30 | -37 | -37.3363 | -5.986 | 6.0818 | 48.7176 | 51.4345 | -38 | -38.3275 | -130.8286 | 132.2473 | -130.8286 | 132.2473 | 53.6698 | 96.7981 | 64.2 | 66.4383 | 65.7 | 68.0425 | -87.9 | -88.5131 | -96.1 | -96.962 | -98.7 | -99.6516 | -98.4 | -99.3218 | 323.2974 | 339.3972
2020-12-30 15:00 | -44 | -45.1221 | -4.9479 | 6.2522 | 48.9335 | 52.8483 | -44 | -45.1221 | -126.7061 | 128.9769 | -126.7061 | 128.9769 | 41.2061 | 99.907 | 64.8 | 67.1739 | 65.1 | 67.4166 | -87.6 | -88.227 | -96.8 | -97.6426 | -99.2 | -100.0744 | -99.3 | -100.2135 | 336.0829 | 350.6972
2020-12-30 15:30 | -43 | -44.3847 | -6.3791 | 8.0697 | 50.6417 | 54.7587 | -44 | -45.3542 | -129.7855 | 132.2146 | -129.7855 | 132.2146 | 27.944 | 96.551 | 65.4 | 67.9121 | 65.1 | 67.788 | -88.6 | -89.4774 | -96.8 | -97.8948 | -99.3 | -100.5859 | -99.3 | -100.5335 | 336.6353 | 351.0377
2020-12-30 16:00 | -49 | -50.6952 | 3.3263 | 9.852 | 52.5881 | 57.9846 | -49 | -50.6952 | -138.4667 | 141.8067 | -138.4667 | 141.8067 | 30.0994 | 96.7657 | 63.9 | 66.3868 | 64.8 | 67.3345 | -88.3 | -89.1945 | -97.1 | -98.2214 | -100 | -101.1486 | -99.5 | -100.6695 | 329.909 | 345.0765
2020-12-30 16:30 | -54 | -55.7853 | 7.7342 | 12.7826 | 65.7422 | 69.5415 | -54 | -55.7853 | -160.4479 | 162.9378 | -160.4479 | 162.9378 | 37.1294 | 100.3653 | 74.7 | 77.515 | 78.3 | 80.8387 | -105.4 | -106.8103 | -114.9 | -116.4931 | -118 | -119.6167 | -117.7 | -119.4039 | 330.3799 | 344.2679
2020-12-30 17:00 | -49 | -50.448 | 14.3496 | 16.5807 | 62.7813 | 66.3785 | -50 | -51.4198 | -157.3588 | 159.3087 | -157.3588 | 159.3087 | 35.7941 | 105.5197 | 87.3 | 90.005 | 86.7 | 89.4231 | -118.3 | -120.4771 | -126.9 | -129.1682 | -130.2 | -132.5596 | -130 | -132.4199 | 330.41 | 343.35
2020-12-30 17:30 | -46 | -47.8017 | 21.9695 | 24.0055 | 61.9227 | 65.8243 | -47 | -48.7647 | -163.5299 | 165.4892 | -163.5299 | 165.4892 | 20.0792 | 97.3505 | 87.9 | 90.515 | 88.5 | 91.1694 | -119.3 | -121.6509 | -127.3 | -129.7703 | -130.4 | -132.9278 | -130.3 | -132.9298 | 319.2973 | 332.6064
2020-12-30 18:00 | -46 | -48.3839 | 18.279 | 20.793 | 61.735 | 66.1841 | -46 | -48.0833 | -167.0244 | 169.1312 | -167.0244 | 169.1312 | 20.3451 | 98.2505 | 88.8 | 91.6062 | 88.8 | 91.5329 | -118.9 | -121.3178 | -126.2 | -128.6914 | -129.5 | -132.0646 | -129.3 | -131.9277 | 321.415 | 335.9088
2020-12-30 18:30 | -39 | -41.1096 | 37.3252 | 38.2334 | 56.107 | 59.7817 | -40 | -41.7612 | -156.1003 | 157.8106 | -156.1003 | 157.8106 | 21.9421 | 96.476 | 88.2 | 91.1748 | 88.5 | 91.5413 | -119.2 | -121.712 | -125 | -127.5167 | -128.1 | -130.7519 | -127.9 | -130.4983 | 300.4496 | 317.5355
2020-12-30 19:00 | -38 | -39.8497 | 37.2321 | 38.1538 | 56.6514 | 60.5418 | -38 | -39.8497 | -159.1604 | 161.1821 | -159.1604 | 161.1821 | 18.483 | 96.429 | 88.8 | 91.8314 | 88.8 | 91.7554 | -119.6 | -122.2054 | -125.2 | -127.9325 | -128.7 | -131.4201 | -128.1 | -130.9767 | 300.511 | 318.1303
2020-12-30 19:30 | -36 | -38.2753 | 41.764 | 42.5881 | 55.2339 | 59.2939 | -35 | -37 | -157.4583 | 159.5742 | -157.4583 | 159.5742 | 21.8516 | 97.3387 | 89.1 | 92.1215 | 89.1 | 92.1982 | -120.2 | -122.8337 | -126.2 | -128.9523 | -129.2 | -132.0116 | -129 | -131.8778 | 296.8781 | 315.1085
2020-12-30 20:00 | -42 | -44.5982 | 40.0998 | 41.7534 | 60.682 | 65.0008 | -42 | -44.5982 | -168.0404 | 170.3428 | -168.0404 | 170.3428 | 18.0158 | 97.1936 | 88.2 | 91.2513 | 89.1 | 92.2757 | -119.5 | -122.0463 | -125.6 | -128.2225 | -128.9 | -131.5357 | -128.5 | -131.2446 | 300.9788 | 318.4779
2020-12-30 20:30 | -44 | -46.4866 | 38.1047 | 40.4386 | 63.696 | 67.7448 | -44 | -46.1736 | -172.222 | 174.3541 | -172.222 | 174.3541 | 19.9562 | 97.3409 | 89.4 | 92.4117 | 89.4 | 92.4117 | -120 | -122.5562 | -125.2 | -127.7505 | -128.4 | -130.9102 | -128.3 | -130.89 | 306.1603 | 321.6947
2020-12-30 21:00 | -48 | -50.5964 | 34.5172 | 37.0006 | 64.4616 | 68.8841 | -49 | -51.5461 | -172.7174 | 175.3749 | -172.7174 | 175.3749 | 30.3362 | 100.8057 | 89.1 | 92.0457 | 88.2 | 91.3287 | -120.3 | -123.1124 | -125.2 | -127.9531 | -128.3 | -131.0897 | -128.2 | -131.033 | 303.3513 | 321.3678
2020-12-30 21:30 | -39 | -41.7852 | 36.7563 | 38.3442 | 58.5764 | 63.3071 | -39 | -41.7852 | -167.5264 | 170.2676 | -167.5264 | 170.2676 | 42.7828 | 107.7996 | 88.5 | 92.9758 | 89.7 | 94.1188 | -119.8 | -124.0454 | -124.1 | -128.0126 | -127.3 | -131.408 | -126.7 | -130.927 | 291.4564 | 307.7234
2020-12-30 22:00 | -45 | -48.8467 | 26.2758 | 29.3826 | 64.021 | 69.8702 | -45 | -48.8467 | -172.0232 | 176.2031 | -172.0232 | 176.2031 | 54.2057 | 111.7659 | 88.8 | 93.1702 | 89.1 | 93.4561 | -120.6 | -124.6459 | -124.8 | -128.7631 | -127.9 | -131.9646 | -127.3 | -131.4577 | 285.901 | 303.5266
2020-12-30 22:30 | -40 | -43.0813 | 31.8546 | 33.645 | 57.1836 | 62.854 | -40 | -43.4626 | -166.7931 | 170.329 | -166.7931 | 170.329 | 64.3721 | 117.2669 | 90 | 94.4047 | 90.3 | 94.7815 | -120.8 | -125.0179 | -123.3 | -127.5369 | -126.5 | -130.7588 | -126 | -130.4289 | 280.901 | 299.5319
2020-12-30 23:00 | -44 | -47.1699 | 25.6541 | 27.4891 | 60.6202 | 65.9175 | -45 | -47.7598 | -174.8314 | 178.2897 | -174.8314 | 178.2897 | 71.7729 | 112.8484 | 87.3 | 91.469 | 90 | 94.1369 | -118 | -121.878 | -120.3 | -124.0572 | -123.4 | -127.2343 | -123.1 | -127.1411 | 286.3334 | 304.7214
2020-12-30 23:30 | -33 | -35.8469 | 40.3232 | 41.1831 | 43.5463 | 50.3046 | -33 | -35.4683 | -159.7393 | 162.8132 | -159.7393 | 162.8132 | 56.6641 | 108.4541 | 89.1 | 92.9288 | 89.1 | 93.1885 | -121.5 | -125.2212 | -123.8 | -127.5257 | -127 | -130.8242 | -126.7 | -130.6541 | 278.4032 | 298.8221
2020-12-31 | -35 | -37.6962 | 30.0952 | 31.0694 | 51.2178 | 56.8648 | -35 | -37.6962 | -163.0586 | 166.5528 | -163.0586 | 166.5528 | 63.5922 | 111.5502 | 90.3 | 94.4238 | 90.6 | 94.7107 | -121.2 | -125.0523 | -123.1 | -126.9923 | -126.3 | -130.2908 | -126 | -130.1741 | 270.5082 | 292.1687
2020-12-31 00:30 | -38 | -41.2311 | 24.5194 | 25.6827 | 53.8008 | 59.5481 | -38 | -40.8534 | -158.2928 | 162.6924 | -158.2928 | 162.6924 | 68.6577 | 113.2092 | 89.4 | 93.6524 | 89.1 | 93.2768 | -122.2 | -126.2196 | -124.2 | -127.9863 | -127.1 | -131.0909 | -126.7 | -130.9019 | 258.6313 | 281.1563
2020-12-31 01:00 | -44 | -46.8188 | 17.1497 | 18.9085 | 58.5784 | 64.1395 | -44 | -46.4866 | -160.6481 | 165.4484 | -160.6481 | 165.4484 | 75.1531 | 117.3341 | 89.7 | 95.0702 | 90.3 | 95.9367 | -120.7 | -126.1271 | -123.1 | -128.3406 | -126 | -131.3484 | -125.6 | -131.1936 | 264.3078 | 285.1838
2020-12-31 01:30 | -48 | -50 | 11.363 | 13.0107 | 61.5055 | 66.3169 | -49 | -50.9608 | -162.7299 | 166.8735 | -162.7299 | 166.8735 | 78.9339 | 108.9409 | 87.3 | 92.4088 | 88.2 | 93.1624 | -118.6 | -123.3773 | -120.6 | -125.4102 | -123.7 | -128.6108 | -123.5 | -128.5564 | 255.9023 | 276.8335
2020-12-31 02:00 | -50 | -50.636 | 9.2776 | 9.5176 | 63.3206 | 65.9549 | -50 | -50.636 | -161.3426 | 163.6767 | -161.3426 | 163.6767 | 84.4385 | 126.131 | 89.4 | 94.9883 | 90 | 95.17 | -121.7 | -127.027 | -123.2 | -128.4931 | -126.3 | -131.8066 | -126.1 | -131.6924 | 246.0925 | 273.5083
2020-12-31 02:30 | -53 | -53.9351 | 4.9722 | 5.1371 | 67.4714 | 70.4134 | -52 | -52.7731 | -163.5534 | 166.2402 | -163.5534 | 166.2402 | 81.7766 | 125.399 | 90.3 | 95.9367 | 90 | 95.4528 | -121.3 | -126.9939 | -122.5 | -127.9281 | -125.2 | -130.9272 | -124.8 | -130.6627 | 233.6183 | 261.5673
2020-12-31 03:00 | -61 | -62.1691 | -1.3597 | 4.472 | 74.1707 | 77.3779 | -60 | -61.1882 | -169.5323 | 172.5953 | -169.5323 | 172.5953 | 69.5244 | 116.286 | 85.5 | 91.1181 | 84.9 | 90.6601 | -113.7 | -119.0241 | -115.1 | -120.2458 | -117.8 | -123.0907 | -117.5 | -122.9794 | 234.6203 | 263.764
2020-12-31 03:30 | -61 | -61.9839 | 0.52833 | 3.3284 | 73.6603 | 76.483 | -61 | -61.9839 | -171.0282 | 173.6416 | -171.0282 | 173.6416 | 75.1399 | 118.6581 | 82.8 | 88.2734 | 83.1 | 88.764 | -112.5 | -117.4391 | -113.6 | -118.6076 | -116.5 | -121.7016 | -116 | -121.2443 | 243.7135 | 271.9607
2020-12-31 04:00 | -62 | -63.3482 | 0.56228 | 4.9586 | 74.6642 | 77.8787 | -62 | -63.1506 | -174.3097 | 177.4148 | -174.3097 | 177.4148 | 75.7702 | 119.1003 | 86.4 | 91.559 | 86.1 | 91.5787 | -117.1 | -122.0764 | -118.1 | -123.1205 | -120.8 | -125.9648 | -120.4 | -125.782 | 240.5407 | 268.9692
2020-12-31 04:30 | -61 | -62.1691 | 1.3321 | 5.125 | 75.5192 | 78.4697 | -61 | -61.9839 | -175.8184 | 178.6877 | -175.8184 | 178.6877 | 72.58 | 117.1608 | 85.2 | 90.8366 | 87.6 | 92.8901 | -115.9 | -120.8015 | -117.2 | -122.2574 | -120 | -125.2264 | -119.7 | -125.1121 | 252.2835 | 278.6022
2020-12-31 05:00 | -61 | -61.6604 | 3.0358 | 4.8847 | 76.8688 | 79.0723 | -61 | -61.5224 | -177.0399 | 179.1969 | -177.0399 | 179.1969 | 80.7054 | 121.5587 | 88.2 | 93.1624 | 88.2 | 93.2595 | -119.4 | -124.174 | -122 | -126.9212 | -124.8 | -129.8609 | -124.5 | -129.7401 | 270.3487 | 294.7602
2020-12-31 05:30 | -64 | -64.9384 | 2.1785 | 6.2304 | 78.9374 | 81.5069 | -64 | -64.9384 | -183.6514 | 186.2027 | -183.6514 | 186.2027 | 74.1565 | 116.8179 | 88.5 | 93.5433 | 87.9 | 92.8785 | -118.2 | -122.8829 | -121.1 | -125.9734 | -123.8 | -128.8169 | -123.9 | -129.08 | 279.2437 | 303.2841
2020-12-31 06:00 | -65 | -65.9242 | 3.923 | 7.4428 | 78.753 | 81.292 | -64 | -65.1153 | -186.0473 | 188.4309 | -186.0473 | 188.4309 | 73.1541 | 119.5782 | 87 | 91.0049 | 87.9 | 91.9533 | -117.9 | -121.7047 | -122.4 | -126.3127 | -125.5 | -129.296 | -125.1 | -129.1527 | 296.9974 | 322.5956
2020-12-31 06:30 | -69 | -70.406 | 0.089175 | 8.4431 | 83.2947 | 86.0629 | -68 | -69.2315 | -197.0453 | 199.49 | -197.0453 | 199.49 | 56.9564 | 103.4128 | 78.6 | 80.5683 | 78 | 80.118 | -108.6 | -109.7576 | -114.3 | -115.6018 | -117.2 | -118.544 | -116.9 | -118.3083 | 322.3579 | 347.2258
2020-12-31 07:00 | -74 | -75.505 | -4.6858 | 12.1676 | 90.2915 | 93.0614 | -73 | -74.3303 | -207.5131 | 210.0048 | -207.5131 | 210.0048 | 44.1995 | 96.2289 | 81.9 | 83.9855 | 84 | 86.1 | -111.1 | -112.205 | -117.3 | -118.7344 | -120 | -121.5263 | -120 | -121.5741 | 329.128 | 351.1327
2020-12-31 07:30 | -62 | -63.561 | 8.7799 | 13.3507 | 78.1146 | 81.3044 | -62 | -63.3482 | -191.0276 | 193.2598 | -191.0276 | 193.2598 | 25.6221 | 109.587 | 77.1 | 79.7532 | 79.5 | 82.0756 | -105 | -106.5657 | -110.7 | -112.51 | -113.4 | -115.2738 | -113.3 | -115.248 | 313.5606 | 337.6207
2020-12-31 08:00 | -83 | -84.9294 | -9.7376 | 16.5207 | 96.9223 | 99.9024 | -83 | -84.7231 | -217.0127 | 219.2639 | -217.0127 | 219.2639 | -4.0963 | 97.9011 | 66.3 | 69.5463 | 66.3 | 70.0139 | -90.1 | -91.6898 | -97.4 | -99.2551 | -99.7 | -101.6083 | -99.5 | -101.4121 | 329.9839 | 352.5551
2020-12-31 08:30 | -85 | -86.885 | -13.8694 | 19.7603 | 100.6818 | 103.8103 | -85 | -86.885 | -222.7352 | 225.0705 | -222.7352 | 225.0705 | -18.5764 | 97.8023 | 63.9 | 67.2622 | 64.2 | 67.7363 | -87.6 | -89.2534 | -94.6 | -96.5089 | -97.1 | -99.0783 | -96.7 | -98.6863 | 318.8505 | 340.5178
2020-12-31 09:00 | -83 | -85.1469 | -13.0416 | 19.4077 | 98.7412 | 101.894 | -83 | -85.1469 | -218.0656 | 220.625 | -218.0656 | 220.625 | -16.2979 | 94.9057 | 64.5 | 67.7402 | 63.6 | 66.8839 | -87.4 | -88.8705 | -95.1 | -96.8447 | -97.6 | -99.4322 | -97.2 | -99.0205 | 329.9023 | 350.9388
2020-12-31 09:30 | -83 | -84.9294 | -13.1068 | 19.4367 | 97.7683 | 101.0782 | -83 | -84.9294 | -212.3046 | 215.2413 | -212.3046 | 215.2413 | -29.5686 | 95.3593 | 63.6 | 66.7916 | 64.5 | 67.8325 | -88.5 | -89.8818 | -95.4 | -97.0464 | -98 | -99.6757 | -97.7 | -99.3807 | 305.9002 | 327.7317
2020-12-31 10:00 | -86 | -87.8635 | -7.848 | 16.4066 | 93.704 | 97.1293 | -86 | -87.8635 | -200.3636 | 203.5626 | -200.3636 | 203.5626 | -17.5645 | 96.8584 | 63.6 | 66.7916 | 64.2 | 67.3632 | -87.5 | -88.987 | -96.4 | -98.1216 | -98.9 | -100.6154 | -98.6 | -100.3951 | 319.9677 | 341.3795
2020-12-31 10:30 | -85 | -86.6833 | -13.0258 | 18.1967 | 98.5288 | 101.2309 | -86 | -87.4757 | -201.3907 | 203.9263 | -201.3907 | 203.9263 | -21.8005 | 96.1344 | 64.2 | 67.6412 | 64.2 | 67.4547 | -87 | -88.2499 | -96.1 | -97.6095 | -98.4 | -99.9792 | -98.1 | -99.6663 | 316.4438 | 337.3592
2020-12-31 11:00 | -84 | -85.703 | -14.7637 | 18.5617 | 96.8274 | 99.5243 | -84 | -85.5102 | -196.4439 | 198.7584 | -196.4439 | 198.7584 | -13.323 | 93.9792 | 65.1 | 68.2215 | 63.6 | 66.7916 | -89.7 | -91.0636 | -96.9 | -98.5213 | -99.2 | -100.892 | -99.3 | -100.9903 | 318.3235 | 339.6034
2020-12-31 11:30 | -85 | -86.4928 | -11.8115 | 17.0153 | 92.0632 | 95.3189 | -86 | -87.6641 | -187.0146 | 189.7976 | -187.0146 | 189.7976 | -19.7848 | 97.0309 | 63.6 | 66.8839 | 64.2 | 67.1839 | -86.7 | -87.971 | -95.2 | -96.7059 | -97.6 | -99.1742 | -97.6 | -99.1742 | 316.2329 | 337.3784
2020-12-31 12:00 | -86 | -87.2983 | -18.3619 | 20.9781 | 97.643 | 100.1727 | -86 | -87.2983 | -188.4356 | 190.6809 | -188.4356 | 190.6809 | -5.1719 | 95.4664 | 63 | 66.4078 | 63.9 | 66.8091 | -87.7 | -88.9567 | -96.2 | -97.708 | -98.7 | -100.2745 | -98.5 | -100.0777 | 335.36 | 356.1312
2020-12-31 12:30 | -77 | -78.4474 | -10.1312 | 13.0466 | 88.0863 | 90.6699 | -77 | -78.2624 | -174.2644 | 176.3982 | -174.2644 | 176.3982 | -1.4722 | 97.4878 | 63.9 | 66.8973 | 64.5 | 67.6492 | -88 | -89.2736 | -95.2 | -96.8867 | -97.8 | -99.553 | -97.6 | -99.3565 | 310.0291 | 332.2138
2020-12-31 13:00 | -75 | -76.2955 | -8.5167 | 11.1374 | 86.3072 | 88.7824 | -75 | -76.2955 | -173.3482 | 175.3317 | -173.3482 | 175.3317 | 1.9162 | 98.3367 | 63.9 | 67.2622 | 63.9 | 67.1692 | -87 | -88.2836 | -95.1 | -96.7885 | -97.7 | -99.3807 | -97.6 | -99.3565 | 323.8571 | 345.7906
2020-12-31 13:30 | -79 | -80.2309 | -12.6608 | 13.9959 | 83.7498 | 86.3159 | -78 | -79.0759 | -172.9669 | 174.6618 | -172.9669 | 174.6618 | 6.8641 | 98.7251 | 63.6 | 66.6108 | 63.6 | 66.7916 | -87.2 | -88.4977 | -95.6 | -97.2247 | -98.3 | -100.0072 | -98 | -99.6575 | 328.0358 | 349.6624
2020-12-31 14:00 | -70 | -71.1969 | -11.2853 | 13.0359 | 84.3682 | 87.0247 | -71 | -72.1803 | -171.4764 | 172.8882 | -171.4764 | 172.8882 | 5.3256 | 99.8095 | 63.6 | 66.9773 | 64.8 | 68.1178 | -88.2 | -89.6574 | -96.7 | -98.4915 | -99.2 | -101.041 | -99 | -100.8637 | 316.912 | 339.6322
2020-12-31 14:30 | -77 | -78.0897 | -15.3701 | 16.7546 | 89.1507 | 91.6135 | -76 | -76.9415 | -180.4804 | 181.7847 | -180.4804 | 181.7847 | 13.5887 | 96.1522 | 63.3 | 66.3244 | 63.3 | 66.4146 | -87.8 | -88.9409 | -96.8 | -98.2988 | -99.8 | -101.4103 | -99.6 | -101.2313 | 340.8014 | 362.7973
2020-12-31 15:00 | -75 | -76.6877 | -18.508 | 19.9462 | 93.6447 | 96.2662 | -76 | -77.4661 | -190.4319 | 191.751 | -190.4319 | 191.751 | 16.8737 | 93.3621 | 63.9 | 66.9867 | 64.2 | 67.2729 | -88.8 | -89.96 | -96.3 | -97.7544 | -98.9 | -100.4714 | -98.6 | -100.1585 | 344.6624 | 366.776
2020-12-31 15:30 | -85 | -86.6833 | -16.1004 | 18.182 | 90.8329 | 93.8849 | -85 | -86.4928 | -192.5521 | 193.9998 | -192.5521 | 193.9998 | 9.348 | 93.3898 | 64.5 | 66.8845 | 64.5 | 66.9645 | -87.8 | -88.6574 | -97.3 | -98.5906 | -99.6 | -100.877 | -99.7 | -101.0076 | 348.168 | 369.0733
2020-12-31 16:00 | -88 | -89.822 | -20.3564 | 22.4995 | 97.7829 | 100.633 | -88 | -89.627 | -209.1147 | 210.3862 | -209.1147 | 210.3862 | 15.3763 | 93.1676 | 65.4 | 67.6751 | 66.3 | 68.5452 | -89.8 | -90.5207 | -97.8 | -98.9285 | -100.2 | -101.3918 | -100.2 | -101.4381 | 361.5844 | 382.804
2020-12-31 16:30 | -89 | -90.802 | -19.5792 | 22.8953 | 103.578 | 106.3957 | -88 | -89.627 | -222.3375 | 223.6316 | -222.3375 | 223.6316 | 17.7198 | 92.5943 | 69.6 | 71.8154 | 69.3 | 71.3073 | -96.3 | -97.1469 | -103.8 | -105.0566 | -106.5 | -107.7859 | -106.2 | -107.5206 | 356.3557 | 377.8288
2020-12-31 17:00 | -86 | -86.5794 | -12.3851 | 13.3153 | 100.3941 | 101.8723 | -86 | -86.5794 | -219.0613 | 219.4042 | -219.0613 | 219.4042 | 44.1188 | 111.7927 | 84.9 | 87.5311 | 84.9 | 87.4586 | -115.5 | -117.4476 | -121.6 | -124.0239 | -124.7 | -127.2208 | -124.6 | -127.1626 | 352.4949 | 372.0084
2020-12-31 17:30 | -81 | -81.615 | -6.5744 | 8.0926 | 95.0389 | 96.5829 | -81 | -81.615 | -210.6586 | 211.032 | -210.6586 | 211.032 | 42.1804 | 110.1595 | 85.2 | 87.6082 | 86.1 | 88.4837 | -115.2 | -116.7239 | -122.4 | -124.4148 | -125.5 | -127.6082 | -125.2 | -127.3864 | 359.039 | 380.9682
2020-12-31 18:00 | -82 | -83.0241 | -3.604 | 8.1336 | 93.7954 | 95.8783 | -82 | -83.0241 | -206.7847 | 207.5197 | -206.7847 | 207.5197 | 28.991 | 107.1995 | 70.8 | 72.8358 | 70.8 | 72.7659 | -96.1 | -96.7976 | -104.9 | -106.0684 | -107.6 | -108.7978 | -107.4 | -108.5853 | 368.154 | 389.0758
2020-12-31 18:30 | -71 | -71.5681 | 1.8022 | 3.9935 | 87.1802 | 88.8708 | -71 | -71.5681 | -195.3626 | 195.8654 | -195.3626 | 195.8654 | 48.6186 | 118.4849 | 78.6 | 80.7022 | 78.3 | 80.5487 | -106.8 | -107.9919 | -114.9 | -116.4603 | -117.7 | -119.3538 | -117.4 | -119.1082 | 357.7881 | 378.8346
2020-12-31 19:00 | -57 | -57.2189 | 17.836 | 17.9567 | 71.2341 | 72.7858 | -56 | -56.2228 | -169.6403 | 169.9745 | -169.6403 | 169.9745 | 53.8664 | 128.2772 | 87.6 | 90.1524 | 87.3 | 89.944 | -118.5 | -120.4168 | -124.6 | -126.8903 | -127.9 | -130.2254 | -127.7 | -130.1049 | 331.483 | 353.7936
2020-12-31 19:30 | -52 | -53.3667 | 22.5761 | 23.1224 | 66.5532 | 69.7898 | -51 | -52.3927 | -162.4719 | 163.8639 | -162.4719 | 163.8639 | 56.1219 | 127.7471 | 88.5 | 90.9574 | 89.4 | 92.0433 | -120.6 | -122.4739 | -127 | -129.3606 | -130.3 | -132.6544 | -129.8 | -132.2811 | 324.7029 | 348.6536
2020-12-31 20:00 | -49 | -50.2195 | 26.0856 | 26.4487 | 64.35 | 67.3675 | -49 | -50.2195 | -159.8077 | 160.9466 | -159.8077 | 160.9466 | 56.2245 | 129.3546 | 89.4 | 91.9024 | 90 | 92.6976 | -121.8 | -123.7887 | -127.8 | -130.0897 | -130.8 | -133.1303 | -130.8 | -133.2434 | 320.8008 | 344.529
2020-12-31 20:30 | -49 | -50.01 | 28.01 | 28.2997 | 62.9377 | 65.6798 | -48 | -49.0306 | -158.1388 | 159.0619 | -158.1388 | 159.0619 | 59.3144 | 133.6342 | 90 | 92.6262 | 89.4 | 91.9724 | -121.1 | -123.1725 | -127.1 | -129.4209 | -130.4 | -132.8127 | -130 | -132.516 | 323.2669 | 346.4431
2020-12-31 21:00 | -44 | -44.911 | 28.4521 | 28.665 | 62.0995 | 64.8588 | -44 | -44.911 | -156.2165 | 157.2264 | -156.2165 | 157.2264 | 65.0273 | 135.9018 | 89.1 | 92.9288 | 90 | 93.625 | -121.5 | -124.5954 | -127.4 | -130.7259 | -130.6 | -134.0013 | -130.4 | -133.874 | 320.0812 | 342.2627
2020-12-31 21:30 | -42 | -42.7551 | 31.702 | 31.7427 | 56.6473 | 59.41 | -41 | -41.7732 | -151.3408 | 152.29 | -151.3408 | 152.29 | 72.6905 | 139.3772 | 90 | 93.625 | 90.3 | 93.8314 | -122 | -125.1496 | -126.9 | -130.2612 | -130.1 | -133.3942 | -129.7 | -133.3353 | 313.6886 | 336.972
2020-12-31 22:00 | -33 | -33.3766 | 37.1778 | 37.3085 | 48.7221 | 51.1594 | -33 | -33.3766 | -138.0467 | 138.6748 | -138.0467 | 138.6748 | 75.7447 | 143.1244 | 90 | 94.9636 | 90.6 | 95.3438 | -122 | -126.6491 | -126.9 | -131.6648 | -129.8 | -134.6199 | -129.6 | -134.5455 | 305.0432 | 327.0296
2020-12-31 22:30 | -24 | -24.3311 | 45.4284 | 45.7578 | 38.7696 | 41.5138 | -23 | -23.3452 | -130.6264 | 131.0742 | -130.6264 | 131.0742 | 78.5984 | 146.6822 | 91.2 | 96.1017 | 91.5 | 96.5767 | -122.8 | -127.8828 | -126.1 | -131.0561 | -129.5 | -134.5999 | -129 | -134.3122 | 293.6318 | 316.9364
2020-12-31 23:00 | -23 | -23.3452 | 43.811 | 44.2248 | 38.3706 | 41.3672 | -23 | -23.3452 | -130.6225 | 131.12 | -130.6225 | 131.12 | 81.1635 | 147.069 | 90.9 | 96.0084 | 91.2 | 96.2925 | -123 | -127.9376 | -126.2 | -131.2069 | -129.3 | -134.3802 | -128.8 | -134.0645 | 293.0266 | 316.9219
2020-12-31 23:30 | -13 | -13.6015 | 54.9185 | 55.2485 | 27.9498 | 31.413 | -14 | -14.5602 | -125.9455 | 126.1975 | -125.9455 | 126.1975 | 60.4963 | 134.4848 | 91.2 | 95.9142 | 91.5 | 96.2925 | -122.6 | -127.1692 | -125.2 | -130.0002 | -128.2 | -133.0779 | -127.8 | -132.8428 | 287.3897 | 311.1846
2021-01-01 | -16 | -16.4924 | 46.664 | 47.1366 | 32.4793 | 35.7307 | -16 | -16.2788 | -124.3104 | 124.7599 | -124.3104 | 124.7599 | 75.9697 | 144.0508 | 90.6 | 95.3438 | 91.5 | 96.1995 | -122.6 | -127.2005 | -126.3 | -131.1296 | -129.6 | -134.4537 | -128.9 | -133.8597 | 306.1817 | 329.8978
2021-01-01 00:30 | -19 | -19.4165 | 43.7858 | 44.3509 | 32.0039 | 35.5041 | -19 | -19.4165 | -115.6893 | 116.4353 | -115.6893 | 116.4353 | 72.8571 | 144.8837 | 91.2 | 96.8851 | 91.2 | 96.7843 | -122.9 | -128.6773 | -125.7 | -131.3183 | -128.6 | -134.3257 | -128.4 | -134.3974 | 273.4045 | 300.0604
2021-01-01 01:00 | -18 | -18.2483 | 41.4943 | 42.3929 | 31.7732 | 34.895 | -18 | -18.2483 | -109.6662 | 110.3961 | -109.6662 | 110.3961 | 76.5579 | 140.1495 | 91.5 | 96.6731 | 92.1 | 97.3379 | -123.8 | -129.3174 | -126.6 | -132.0656 | -129.3 | -134.9387 | -129 | -134.8536 | 268.6653 | 296.008
2021-01-01 01:30 | -15 | -15.1327 | 43.1981 | 44.3608 | 27.385 | 30.6501 | -15 | -15.1327 | -100.4423 | 101.2436 | -100.4423 | 101.2436 | 88.5816 | 143.8501 | 91.2 | 96.4867 | 91.5 | 96.6843 | -122.6 | -127.918 | -125.3 | -130.6205 | -128.1 | -133.6849 | -127.8 | -133.56 | 265.5648 | 293.6529
2021-01-01 02:00 | -20 | -20.2237 | 35.216 | 36.4441 | 33.5423 | 36.6748 | -21 | -21.2132 | -104.7045 | 105.6965 | -104.7045 | 105.6965 | 82.9058 | 139.16 | 84.9 | 90.3483 | 85.8 | 91.2967 | -115.7 | -120.878 | -118.5 | -123.6175 | -121.6 | -126.7781 | -121.2 | -126.6927 | 267.2804 | 295.4823
2021-01-01 02:30 | -21 | -21.2132 | 35.0945 | 36.3835 | 33.5388 | 36.5369 | -22 | -22.2036 | -101.0424 | 102.0902 | -101.0424 | 102.0902 | 72.1774 | 130.9788 | 71.4 | 77.4465 | 72.6 | 78.6692 | -97.8 | -102.2685 | -101.9 | -106.5111 | -104.3 | -108.9819 | -104.1 | -108.9368 | 281.4511 | 309.6351
2021-01-01 03:00 | -25 | -25.1794 | 29.4744 | 30.7299 | 38.1411 | 41.144 | -25 | -25.1794 | -107.1122 | 108.2731 | -107.1122 | 108.2731 | 66.485 | 126.8597 | 65.7 | 71.8561 | 66.9 | 73.4418 | -90.4 | -94.9377 | -95.1 | -99.5942 | -97.4 | -101.9983 | -97 | -101.7685 | 284.9606 | 311.5409
2021-01-01 03:30 | -27 | -27 | 27.4631 | 30.2028 | 39.0036 | 40.7912 | -27 | -27 | -107.5024 | 108.025 | -107.5024 | 108.025 | 68.1619 | 118.537 | 66.3 | 72.7715 | 66 | 72.6229 | -89.3 | -94.3005 | -93.8 | -98.6962 | -95.9 | -100.8786 | -95.6 | -100.8135 | 280.344 | 307.2068
2021-01-01 04:00 | -22 | -22 | 30.719 | 33.6191 | 35.0126 | 36.7607 | -22 | -22 | -101.12 | 101.566 | -101.12 | 101.566 | 72.0112 | 120.7496 | 65.7 | 72.2253 | 66.3 | 72.8957 | -88.8 | -93.5718 | -93.5 | -98.3057 | -95.5 | -100.4674 | -95.3 | -100.5291 | 285.5623 | 313.3571
2021-01-01 04:30 | -19 | -19 | 35.2816 | 38.2015 | 30.5167 | 32.2268 | -19 | -19.0263 | -94.6186 | 94.9699 | -94.6186 | 94.9699 | 87.6753 | 133.7892 | 78.6 | 84.9021 | 78.9 | 85.0673 | -107.2 | -112.6762 | -110.8 | -116.1012 | -113.2 | -118.6061 | -112.9 | -118.6535 | 266.3775 | 294.4322
2021-01-01 05:00 | -15 | -15.0333 | 34.7275 | 37.9985 | 28.7995 | 30.7638 | -15 | -15.0333 | -91.7053 | 92.1729 | -91.7053 | 92.1729 | 93.5384 | 139.8621 | 88.5 | 94.6637 | 88.8 | 94.9442 | -119.6 | -125.7981 | -121.9 | -128.082 | -125 | -131.2746 | -124.5 | -130.9837 | 243.9807 | 272.2363
2021-01-01 05:30 | -7 | -7.0711 | 42.5055 | 45.8443 | 20.0966 | 22.4412 | -7 | -7.2801 | -79.7132 | 80.2659 | -79.7132 | 80.2659 | 104.6776 | 149.0101 | 92.7 | 98.8075 | 92.4 | 99.1653 | -124.6 | -131.3294 | -126.8 | -132.6621 | -130 | -135.9853 | -129.8 | -136.0613 | 238.336 | 275.488
2021-01-01 06:00 | -6 | -6.3246 | 41.647 | 45.0985 | 17.5066 | 20.3913 | -6 | -6.3246 | -76.6833 | 77.4013 | -76.6833 | 77.4013 | 109.7255 | 149.6229 | 91.2 | 96.1967 | 91.8 | 96.9571 | -122.5 | -127.596 | -125.7 | -129.9596 | -128.8 | -133.1358 | -128.3 | -132.9358 | 250.6479 | 286.1591
2021-01-01 06:30 | -9 | -9.0554 | 32.6767 | 36.6118 | 23.0842 | 25.5097 | -9 | -9.0554 | -84.9312 | 85.576 | -84.9312 | 85.576 | 98.9227 | 140.1503 | 90.6 | 95.1587 | 90.9 | 95.5362 | -122.2 | -126.3712 | -125.5 | -128.4776 | -128.6 | -131.6771 | -128.2 | -131.6031 | 249.5537 | 284.2979
2021-01-01 07:00 | -17 | -17 | 17.2367 | 22.1213 | 34.0223 | 36.4494 | -16 | -16 | -96.0211 | 96.8861 | -96.0211 | 96.8861 | 90.95 | 134.6902 | 90.6 | 95.5324 | 90.6 | 95.3438 | -121.9 | -126.5528 | -124.2 | -127.2859 | -127.1 | -130.4111 | -126.9 | -130.352 | 234.7799 | 269.2328
2021-01-01 07:30 | -28 | -28.0713 | 11.8552 | 16.351 | 37.4077 | 40.3692 | -27 | -27.074 | -100.224 | 101.49 | -100.224 | 101.49 | 87.0732 | 132.1259 | 91.2 | 95.6393 | 91.2 | 95.5494 | -122.1 | -126.3513 | -124.5 | -127.3518 | -127.4 | -130.3132 | -127.6 | -130.6146 | 227.6578 | 261.8396
2021-01-01 08:00 | -36 | -36.3456 | -2.6763 | 9.9217 | 44.1008 | 47.1699 | -36 | -36.3456 | -110.7313 | 112.174 | -110.7313 | 112.174 | 76.0856 | 123.7046 | 86.1 | 91.1768 | 84.9 | 90.7657 | -114.8 | -119.9877 | -119.7 | -123.1864 | -122.7 | -126.2905 | -122.3 | -126.0216 | 242.8324 | 272.208
2021-01-01 08:30 | -37 | -37.2156 | 2.494 | 8.5771 | 42.3976 | 45.5239 | -37 | -37.3363 | -105.1421 | 106.6066 | -105.1421 | 106.6066 | 83.4598 | 131.71 | 86.7 | 91.9416 | 86.4 | 91.6587 | -116.8 | -121.648 | -120.1 | -123.5556 | -123.2 | -126.6362 | -122.9 | -126.5085 | 228.5772 | 259.0031
2021-01-01 09:00 | -38 | -38.2099 | -5.9174 | 9.9114 | 41.0811 | 44.5764 | -38 | -38.2099 | -102.0833 | 103.66 | -102.0833 | 103.66 | 80.4049 | 132.5697 | 89.4 | 94.5895 | 90 | 95.4528 | -120.2 | -125.0531 | -124.5 | -127.8784 | -127.8 | -131.2739 | -127.3 | -130.8563 | 250.7422 | 278.3389
2021-01-01 09:30 | -41 | -41.5933 | -21.7119 | 22.4319 | 46.5124 | 49.8746 | -42 | -42.4264 | -113.1131 | 114.3194 | -113.1131 | 114.3194 | 84.7182 | 131.1148 | 86.7 | 91.5492 | 87 | 91.8333 | -117.5 | -121.9118 | -122 | -124.952 | -124.8 | -127.8371 | -124.6 | -127.7513 | 257.0471 | 283.1923
2021-01-01 10:00 | -38 | -38.2099 | -12.6067 | 13.8608 | 42.3197 | 45.4137 | -38 | -38.2099 | -101.6833 | 102.6362 | -101.6833 | 102.6362 | 89.342 | 129.1937 | 87.6 | 92.2128 | 87.9 | 92.3128 | -118.7 | -122.8085 | -125.1 | -128.4338 | -128 | -131.6809 | -127.7 | -131.4562 | 256.1425 | 267.8077
2021-01-01 10:30 | -44 | -44.1814 | -19.2036 | 19.9056 | 50.4599 | 52.7036 | -44 | -44.1814 | -113.7615 | 114.2838 | -113.7615 | 114.2838 | 81.7327 | 125.9386 | 85.5 | 90.1249 | 86.7 | 90.9871 | -114.6 | -118.7267 | -122 | -125.4925 | -125.3 | -128.7718 | -124.8 | -128.4729 | 260.6742 | 271.0412
2021-01-01 11:00 | -42 | -42.2966 | -19.4921 | 19.9179 | 46.7404 | 49.1508 | -42 | -42.19 | -113.1034 | 113.5956 | -113.1034 | 113.5956 | 65.224 | 115.3812 | 75.9 | 80.6604 | 75.3 | 79.9943 | -101.7 | -104.9957 | -110 | -112.8051 | -112.8 | -115.7353 | -112.6 | -115.608 | 268.4544 | 279.1819
2021-01-01 11:30 | -38 | -38.0526 | -18.8139 | 19.6105 | 42.0276 | 43.8524 | -38 | -38.0132 | -100.0569 | 100.2568 | -100.0569 | 100.2568 | 73.9839 | 120.7013 | 82.8 | 87.2789 | 82.8 | 87.2789 | -113.5 | -117.1711 | -120.1 | -123.4352 | -123.2 | -126.6874 | -122.9 | -126.4143 | 255.2991 | 266.0719
2021-01-01 12:00 | -51 | -51.2445 | -24.4663 | 24.94 | 49.4894 | 51.036 | -50 | -50.2494 | -110.5727 | 110.688 | -110.5727 | 110.688 | 66.8713 | 118.275 | 89.1 | 93.3661 | 89.7 | 94.1188 | -120.1 | -124.0114 | -126.2 | -129.8568 | -129 | -132.6959 | -128.8 | -132.596 | 247.2923 | 257.3442
2021-01-01 12:30 | -55 | -55.2268 | -31.5737 | 31.5813 | 59.4758 | 61.2137 | -55 | -55.2268 | -127.7107 | 128.0053 | -127.7107 | 128.0053 | 63.4995 | 114.3025 | 88.8 | 92.9903 | 87.9 | 91.8657 | -120 | -123.8154 | -125.7 | -129.2304 | -128.9 | -132.5055 | -128.8 | -132.596 | 259.9043 | 269.9129
2021-01-01 13:00 | -47 | -47.0956 | -16.9486 | 17.1123 | 53.3803 | 55.2902 | -47 | -47.0956 | -140.3283 | 140.4373 | -140.3283 | 140.4373 | 68.527 | 117.1754 | 87.6 | 91.3203 | 88.5 | 92.3537 | -118.3 | -121.7316 | -124 | -127.3529 | -127 | -130.3812 | -126.9 | -130.3979 | 276.3075 | 286.6888
2021-01-01 13:30 | -45 | -45.2769 | 1.853 | 3.9464 | 50.9475 | 52.7242 | -43 | -43.2897 | -151.118 | 151.127 | -151.118 | 151.127 | 82.1263 | 133.4852 | 88.8 | 93.4465 | 88.8 | 93.4465 | -119 | -123.4376 | -124.5 | -128.0869 | -127.5 | -131.1206 | -127.4 | -131.141 | 303.6555 | 311.5399
2021-01-01 14:00 | -31 | -31.0161 | 14.9153 | 15.0381 | 43.4125 | 44.819 | -31 | -31.0161 | -136.5362 | 136.5388 | -136.5362 | 136.5388 | 68.335 | 124.3929 | 88.2 | 92.0663 | 87 | 91.0049 | -118.3 | -121.6612 | -125.3 | -127.9488 | -128.4 | -131.1263 | -128.1 | -130.8939 | 305.6666 | 314.4559
2021-01-01 14:30 | -34 | -34 | 23.6824 | 23.7616 | 47.1219 | 47.9307 | -33 | -33 | -139.4084 | 139.4138 | -139.4084 | 139.4138 | 55.3836 | 118.7575 | 89.1 | 92.4336 | 88.5 | 91.7755 | -118.5 | -121.3834 | -124.2 | -126.5741 | -127.3 | -129.7316 | -127.2 | -129.7308 | 323.5254 | 332.5963
2021-01-01 15:00 | -48 | -48.0104 | 18.3956 | 18.7052 | 59.4855 | 60.189 | -48 | -48.0104 | -155.88 | 155.8976 | -155.88 | 155.8976 | 40.7467 | 107.7814 | 87.9 | 90.9614 | 88.2 | 91.3898 | -118.6 | -121.0469 | -125.9 | -127.9124 | -129.1 | -131.168 | -128.9 | -131.0607 | 344.4243 | 351.8823
2021-01-01 15:30 | -40 | -40.0125 | 22.5461 | 22.6433 | 53.1535 | 53.9266 | -40 | -40 | -149.9691 | 149.9916 | -149.9691 | 149.9916 | 35.058 | 111.39 | 85.8 | 88.8552 | 86.1 | 89.3023 | -116.2 | -118.5179 | -126.8 | -128.6944 | -130 | -131.8819 | -129.9 | -131.8857 | 369.9579 | 375.5571
2021-01-01 16:00 | -55 | -55.1453 | 8.0987 | 10.2514 | 66.0167 | 67.0091 | -55 | -55.0818 | -167.844 | 167.8558 | -167.844 | 167.8558 | 15.2329 | 89.394 | 85.5 | 88.6443 | 86.1 | 89.3824 | -115.6 | -118.1264 | -126.5 | -128.8889 | -129.9 | -132.2088 | -129.6 | -132.0082 | 380.823 | 386.209
2021-01-01 16:30 | -62 | -62.1289 | 19.3887 | 23.0558 | 78.6032 | 79.3391 | -62 | -62.1289 | -187.8793 | 187.8888 | -187.8793 | 187.8888 | 2.8809 | 86.9423 | 84.9 | 88.0657 | 85.2 | 88.276 | -115.7 | -118.0232 | -128.1 | -130.1484 | -131.4 | -133.538 | -131.4 | -133.5202 | 416.8969 | 420.9833
2021-01-01 17:00 | -63 | -63.2851 | 20.7064 | 23.7205 | 79.4045 | 80.2422 | -63 | -63.1981 | -194.6823 | 194.6829 | -194.6823 | 194.6829 | -24.079 | 91.887 | 85.5 | 88.6443 | 85.2 | 88.276 | -116.3 | -118.7708 | -130.4 | -132.5541 | -133.7 | -135.8903 | -133.7 | -135.9082 | 440.053 | 442.0592
2021-01-01 17:30 | -57 | -57.1402 | 28.8601 | 30.8855 | 74.5697 | 75.3874 | -59 | -59.1354 | -191.4263 | 191.4307 | -191.4263 | 191.4307 | -21.4529 | 92.3055 | 86.4 | 89.7522 | 86.1 | 89.3023 | -117.5 | -120.2778 | -130.1 | -132.5563 | -133.6 | -136.0306 | -133 | -135.4984 | 425.7228 | 428.2105
2021-01-01 18:00 | -63 | -63.1981 | 27.2931 | 29.5601 | 80.3486 | 81.0978 | -63 | -63.1269 | -190.7032 | 190.7128 | -190.7032 | 190.7128 | -11.0155 | 89.7648 | 86.1 | 89.6282 | 86.7 | 90.2048 | -116.2 | -119.2057 | -128.9 | -131.4577 | -132.4 | -135.1651 | -132 | -134.7531 | 418.3059 | 421.2975
2021-01-01 18:30 | -43 | -43.0116 | 45.05 | 45.5001 | 61.1876 | 61.666 | -43 | -43.0465 | -165.9756 | 165.999 | -165.9756 | 165.999 | -4.5917 | 93.6408 | 87 | 91.0049 | 87 | 91.1827 | -117.2 | -120.7346 | -129 | -132.154 | -132.5 | -135.6794 | -132.2 | -135.344 | 408.1563 | 411.6655
2021-01-01 19:00 | -32 | -32 | 54.975 | 55.2265 | 50.8008 | 51.4477 | -32 | -32 | -147.538 | 147.5537 | -147.538 | 147.5537 | 9.6131 | 94.4861 | 86.4 | 90.6104 | 87.3 | 91.469 | -117.1 | -120.9566 | -129 | -132.4651 | -132.7 | -136.1153 | -132.2 | -135.786 | 403.8891 | 408.8057
2021-01-01 19:30 | -32 | -32.0624 | 55.3539 | 55.5463 | 49.8954 | 50.7484 | -33 | -33.0151 | -143.4245 | 143.4245 | -143.4245 | 143.4245 | 6.9433 | 108.9489 | 87 | 91.273 | 88.2 | 92.4175 | -118.4 | -122.0439 | -128.6 | -132.1214 | -131.7 | -135.1856 | -131.3 | -134.8641 | 372.4579 | 376.3995
2021-01-01 20:00 | -42 | -42.19 | 45.3017 | 45.8802 | 60.5884 | 61.5766 | -42 | -42.19 | -161.0377 | 161.1148 | -161.0377 | 161.1148 | 14.3456 | 110.0762 | 85.8 | 89.7697 | 85.8 | 89.8584 | -117 | -120.3038 | -127.1 | -130.1908 | -130.4 | -133.5425 | -130.3 | -133.5099 | 385.1688 | 389.9382
2021-01-01 20:30 | -50 | -50.4876 | 41.6272 | 43.2797 | 64.4141 | 66.0548 | -49 | -49.366 | -163.0766 | 163.3537 | -163.0766 | 163.3537 | 22.003 | 112.6028 | 86.7 | 90.8069 | 86.4 | 90.6104 | -116.2 | -119.7158 | -125.9 | -129.0196 | -129.2 | -132.4585 | -129 | -132.2635 | 374.1053 | 378.2936
2021-01-01 21:00 | -42 | -42.2966 | 44.4938 | 45.0619 | 59.2086 | 60.493 | -42 | -42.2966 | -154.5957 | 154.7647 | -154.5957 | 154.7647 | 30.9682 | 117.6519 | 86.4 | 91.2651 | 86.4 | 91.2651 | -117.1 | -121.2445 | -125.3 | -128.9824 | -128.2 | -131.8948 | -127.8 | -131.6009 | 365.8977 | 370.5427
2021-01-01 21:30 | -22 | -22.0907 | 59.8922 | 59.8934 | 39.2026 | 40.3911 | -22 | -22.0907 | -125.6001 | 125.6511 | -125.6001 | 125.6511 | 41.7748 | 121.1341 | 87 | 92.245 | 87.6 | 93.0914 | -118.1 | -123.0641 | -125.8 | -129.9596 | -129.2 | -133.4224 | -128.6 | -133.1153 | 344.3199 | 351.2955
2021-01-01 22:00 | -25 | -25.318 | 51.3743 | 51.4703 | 44.3883 | 46.3259 | -26 | -26.3059 | -129.4495 | 129.8316 | -129.4495 | 129.8316 | 49.1937 | 128.1395 | 87 | 94.4314 | 87 | 94.6194 | -117.4 | -124.856 | -124.1 | -130.513 | -127.3 | -133.7396 | -126.8 | -133.3564 | 322.8808 | 329.0965
2021-01-01 22:30 | -19 | -19.2354 | 59.956 | 59.9571 | 31.0694 | 34.0028 | -19 | -19.2354 | -114.3806 | 114.8238 | -114.3806 | 114.8238 | 66.7837 | 136.7083 | 87.3 | 95.0134 | 88.2 | 95.6078 | -119.2 | -127.131 | -124.4 | -131.395 | -127.5 | -134.6519 | -127.2 | -134.5624 | 318.2 | 326.5922
2021-01-01 23:00 | -15 | -15.2971 | 59.5895 | 59.6174 | 29.1083 | 31.7911 | -15 | -15.1327 | -113.1633 | 113.4488 | -113.1633 | 113.4488 | 72.4043 | 139.7954 | 87.3 | 95.2518 | 88.5 | 96.4718 | -118 | -126.3608 | -122.5 | -129.8278 | -125.5 | -132.9897 | -125.2 | -132.9067 | 306.4595 | 315.7995
2021-01-01 23:30 | -6 | -6.0828 | 65.8694 | 66.0791 | 20.7452 | 23.3858 | -6 | -6.0828 | -109.0169 | 109.0621 | -109.0169 | 109.0621 | 62.6287 | 133.3851 | 88.5 | 96.2346 | 88.8 | 96.5105 | -118.7 | -127.086 | -123.1 | -130.5931 | -126.4 | -134.0988 | -125.9 | -133.7005 | 310.5586 | 319.4936
2021-01-02 | 0 | 0 | 64.247 | 64.6546 | 17.8876 | 20.9452 | 0 | 0 | -97.5258 | 97.7415 | -97.5258 | 97.7415 | 69.1664 | 139.484 | 88.5 | 96.1171 | 88.8 | 96.7471 | -118.8 | -127.3587 | -123.3 | -130.9829 | -126 | -133.9561 | -125.7 | -133.7497 | 298.0723 | 309.0099
2021-01-02 00:30 | -3 | -3 | 56.438 | 57.1364 | 21.2053 | 23.7347 | -5 | -5 | -101.2155 | 101.7247 | -101.2155 | 101.7247 | 70.6456 | 137.8198 | 89.4 | 97.1801 | 89.7 | 97.6923 | -120 | -128.5722 | -123.1 | -130.5931 | -126.5 | -134.0988 | -126 | -133.9899 | 281.958 | 295.3626
2021-01-02 01:00 | -14 | -14.1421 | 46.052 | 47.672 | 29.1277 | 30.092 | -13 | -13.3417 | -104.9679 | 105.1671 | -104.9679 | 105.1671 | 77.7275 | 125.955 | 88.5 | 95.6553 | 89.1 | 96.0979 | -120.2 | -127.513 | -123.4 | -130.0645 | -126.3 | -133.2271 | -126.1 | -133.073 | 274.6811 | 288.118
2021-01-02 01:30 | -18 | -18 | 39.1811 | 40.5862 | 33.9361 | 35.3672 | -18 | -18.0278 | -106.7248 | 107.0562 | -106.7248 | 107.0562 | 87.3941 | 130.3896 | 89.7 | 96.8796 | 89.7 | 96.7666 | -120.5 | -127.6868 | -123.4 | -130.0014 | -126.6 | -133.2268 | -126.3 | -133.2271 | 271.8224 | 286.0797
2021-01-02 02:00 | -20 | -20 | 36.0269 | 37.4573 | 36.8782 | 38.2562 | -20 | -20 | -107.6323 | 108.1008 | -107.6323 | 108.1008 | 94.839 | 133.7893 | 88.8 | 96.0469 | 89.1 | 96.4886 | -120.1 | -127.4716 | -123.4 | -130.1624 | -126.4 | -133.3219 | -126.2 | -133.3303 | 269.0737 | 284.235
2021-01-02 02:30 | -20 | -20 | 38.4261 | 39.8253 | 32.7105 | 34.3517 | -20 | -20 | -98.4434 | 98.8405 | -98.4434 | 98.8405 | 91.2102 | 133.9189 | 89.7 | 96.9933 | 89.7 | 97.1078 | -119.8 | -127.8676 | -121.8 | -129.0679 | -124.7 | -132.2254 | -124.5 | -132.1467 | 256.7564 | 271.3822
2021-01-02 03:00 | -19 | -19 | 37.8501 | 39.1197 | 32.819 | 34.7928 | -19 | -19 | -97.2704 | 97.8746 | -97.2704 | 97.8746 | 94.4287 | 135.55 | 89.1 | 96.6698 | 89.4 | 96.9464 | -120.6 | -128.5827 | -122.6 | -129.7248 | -125.7 | -133.0468 | -125.4 | -132.9949 | 251.0931 | 266.3289
2021-01-02 03:30 | -14 | -14 | 42.7809 | 44.0325 | 27.6595 | 29.802 | -14 | -14 | -89.2643 | 89.8717 | -89.2643 | 89.8717 | 92.1359 | 134.7704 | 88.8 | 96.6284 | 89.1 | 96.5539 | -120.7 | -128.6419 | -122.8 | -129.9138 | -125.4 | -132.6326 | -125.3 | -132.7679 | 243.532 | 261.1185
2021-01-02 04:00 | -13 | -13 | 43.1917 | 44.4294 | 27.0703 | 29.4967 | -13 | -13 | -86.8843 | 87.7566 | -86.8843 | 87.7566 | 87.9272 | 128.1323 | 89.4 | 96.8308 | 90 | 97.5 | -120.9 | -128.6577 | -122.6 | -129.6595 | -125.2 | -132.3136 | -124.7 | -132.1024 | 240.376 | 255.9174
2021-01-02 04:30 | -19 | -19.0263 | 37.3495 | 38.6225 | 32.4543 | 34.6705 | -20 | -20 | -96.1055 | 96.8593 | -96.1055 | 96.8593 | 93.4067 | 130.6835 | 89.4 | 96.7159 | 89.4 | 96.6019 | -119.9 | -127.778 | -122.3 | -129.2814 | -124.9 | -132.092 | -125.2 | -132.6404 | 248.7881 | 264.3702
2021-01-02 05:00 | -17 | -17.0294 | 38.6433 | 39.6495 | 30.4001 | 33.3213 | -18 | -18.0278 | -93.5872 | 94.8144 | -93.5872 | 94.8144 | 91.6606 | 129.5443 | 89.1 | 96.2771 | 89.1 | 96.5539 | -120 | -127.8568 | -122 | -129.0634 | -124.8 | -132.0654 | -124.6 | -132.0742 | 247.8387 | 263.3301
2021-01-02 05:30 | -13 | -13.0384 | 41.3036 | 42.2723 | 26.7811 | 30.2234 | -12 | -12.0416 | -88.3708 | 89.8544 | -88.3708 | 89.8544 | 83.3748 | 123.1923 | 90 | 97.2708 | 90.6 | 98.1692 | -120.6 | -128.2922 | -123 | -129.9408 | -125.5 | -132.5975 | -125.5 | -132.7924 | 234.356 | 251.0722
2021-01-02 06:00 | -14 | -14.1421 | 41.1796 | 42.132 | 25.6918 | 28.79 | -14 | -14.1421 | -88.5228 | 89.6891 | -88.5228 | 89.6891 | 81.1159 | 119.5748 | 90 | 97.2708 | 90.3 | 97.5485 | -120.9 | -128.5215 | -122.4 | -129.1799 | -125.5 | -132.4369 | -125.1 | -132.4082 | 232.543 | 248.9671
2021-01-02 06:30 | -5 | -6.4031 | 46.6192 | 46.8428 | 17.2009 | 24.6315 | -5 | -6.4031 | -82.6323 | 85.4235 | -82.6323 | 85.4235 | 73.0354 | 131.6918 | 88.5 | 94.6637 | 88.8 | 94.9442 | -119.8 | -126.4289 | -122.6 | -128.563 | -125.5 | -131.5694 | -125.2 | -131.4955 | 230.6944 | 247.4954
2021-01-02 07:00 | -3 | -7.6158 | 43.1025 | 43.2813 | 18.7608 | 25.9503 | -4 | -8.0623 | -89.4702 | 92.278 | -89.4702 | 92.278 | 75.6221 | 133.5875 | 88.5 | 94.8783 | 88.5 | 94.9868 | -120.1 | -126.6493 | -122.5 | -128.473 | -125.7 | -131.6111 | -125.4 | -131.5342 | 241.539 | 259.6219
2021-01-02 07:30 | -6 | -7.8102 | 37.0452 | 37.5387 | 20.045 | 25.5138 | -6 | -7.8102 | -102.4916 | 104.2539 | -102.4916 | 104.2539 | 88.4102 | 141.4569 | 92.1 | 96.8628 | 92.7 | 97.1602 | -122.7 | -127.2969 | -125.3 | -129.4212 | -128.4 | -132.6449 | -127.9 | -132.2398 | 249.3094 | 266.2272
2021-01-02 08:00 | -17 | -18.0278 | 33.9835 | 34.1738 | 32.7904 | 36.5634 | -17 | -17.72 | -126.0272 | 127.5188 | -126.0272 | 127.5188 | 78.38 | 135.1209 | 89.4 | 94.0169 | 90 | 94.5876 | -122.5 | -126.5854 | -127.3 | -131.0677 | -130.4 | -134.2215 | -130.2 | -134.195 | 272.3779 | 286.7797
2021-01-02 08:30 | -29 | -29.4279 | 27.7219 | 27.9226 | 41.6652 | 44.788 | -29 | -29.6142 | -136.8786 | 138.1919 | -136.8786 | 138.1919 | 84.0936 | 136.0488 | 92.1 | 96.3206 | 92.1 | 96.4088 | -124.2 | -128.2561 | -130.4 | -134.0573 | -133.8 | -137.5734 | -133.3 | -137.1811 | 276.1247 | 288.0775
2021-01-02 09:00 | -34 | -34.3657 | 22.9251 | 23.3012 | 45.7639 | 48.0901 | -34 | -34.3657 | -141.5118 | 142.4222 | -141.5118 | 142.4222 | 94.596 | 142.4209 | 96.6 | 100.1425 | 96.3 | 99.7742 | -130 | -133.6683 | -134.3 | -137.5665 | -137.9 | -141.2111 | -137.3 | -140.7782 | 270.4785 | 283.4639
2021-01-02 09:30 | -29 | -29 | 30.8523 | 31.756 | 40.4742 | 41.8756 | -29 | -29 | -133.8223 | 134.055 | -133.8223 | 134.055 | 101.7805 | 146.7745 | 97.5 | 100.5555 | 99.9 | 103.1778 | -131.5 | -134.7147 | -138.3 | -141.3283 | -142.4 | -145.4847 | -142 | -145.2386 | 291.3651 | 303.2489
2021-01-02 10:00 | -28 | -28 | 29.7808 | 30.8899 | 41.1291 | 42.2524 | -28 | -28 | -134.2042 | 134.3597 | -134.2042 | 134.3597 | 116.0057 | 156.8138 | 105 | 108.1233 | 105.6 | 108.4959 | -143.1 | -146.6025 | -148.7 | -151.897 | -152.5 | -155.7599 | -152.3 | -155.75 | 290.6627 | 299.7225
2021-01-02 10:30 | -35 | -35.0571 | 24.5181 | 24.7913 | 46.7957 | 48.5616 | -35 | -35.0143 | -150.6755 | 151.0358 | -150.6755 | 151.0358 | 95.7582 | 146.05 | 109.5 | 112.2293 | 109.8 | 112.588 | -145.2 | -148.2668 | -151.3 | -154.1683 | -154.5 | -157.4048 | -154.4 | -157.344 | 288.3021 | 295.116
2021-01-02 11:00 | -25 | -25 | 35.7461 | 36.1866 | 38.7333 | 40.0725 | -25 | -25 | -138.2858 | 138.3658 | -138.2858 | 138.3658 | 66.6001 | 139.945 | 113.4 | 116.2979 | 114 | 116.752 | -153.2 | -156.9928 | -162 | -165.4275 | -166.5 | -170.0165 | -166 | -169.629 | 316.9832 | 321.0964
2021-01-02 11:30 | -23 | -23 | 34.883 | 35.5215 | 31.544 | 33.5125 | -23 | -23 | -130.1678 | 130.3208 | -130.1678 | 130.3208 | 71.4006 | 139.5673 | 120.6 | 123.3288 | 120.6 | 123.3919 | -161.9 | -165.8325 | -169.8 | -173.4305 | -174.4 | -178.0971 | -173.7 | -177.5347 | 315.1235 | 319.8386
2021-01-02 12:00 | -22 | -22 | 21.5841 | 22.9655 | 32.6044 | 34.3236 | -22 | -22 | -129.511 | 129.6101 | -129.511 | 129.6101 | 79.2171 | 147.9796 | 126.3 | 130.3154 | 126.6 | 130.5327 | -167.2 | -173.6263 | -173.3 | -179.1228 | -177.6 | -183.4605 | -176.8 | -182.8182 | 299.6925 | 301.9947
2021-01-02 12:30 | -25 | -25 | 18.755 | 19.6727 | 36.0747 | 37.7877 | -24 | -24 | -129.8288 | 129.958 | -129.8288 | 129.958 | 92.7364 | 152.5857 | 125.7 | 129.4423 | 126 | 129.8778 | -167.6 | -173.6402 | -170.8 | -176.2771 | -174.9 | -180.3986 | -174.6 | -180.3057 | 287.0943 | 289.4926
2021-01-02 13:00 | -30 | -30.0666 | 17.8154 | 18.0276 | 43.1594 | 44.9068 | -31 | -31.0644 | -139.8934 | 140.0825 | -139.8934 | 140.0825 | 90.5892 | 151.3931 | 126.6 | 130.4672 | 126.3 | 130.2418 | -168.1 | -174.3863 | -170.8 | -176.4014 | -174.8 | -180.4745 | -174.2 | -180.1202 | 265.1097 | 267.3451
2021-01-02 13:30 | -36 | -36.1248 | 25.7773 | 25.8696 | 49.9808 | 51.5696 | -37 | -37.1214 | -145.438 | 145.6834 | -145.438 | 145.6834 | 92.7381 | 157.3412 | 132.6 | 136.501 | 133.2 | 137.1551 | -176.2 | -183.1703 | -178 | -184.203 | -182.7 | -188.9312 | -182.2 | -188.8044 | 257.4602 | 259.6724
2021-01-02 14:00 | -54 | -54.3323 | 12.3715 | 13.7529 | 70.8037 | 72.2159 | -54 | -54.231 | -179.6561 | 180.1036 | -179.6561 | 180.1036 | 69.3036 | 138.9289 | 128.4 | 131.9267 | 128.7 | 132.2187 | -170.1 | -176.2101 | -173.2 | -178.5305 | -177.2 | -182.6779 | -176.7 | -182.3647 | 284.9215 | 286.6802
2021-01-02 14:30 | -55 | -55.3263 | 19.759 | 20.2883 | 71.7307 | 73.0563 | -55 | -55.3263 | -180.8673 | 181.1169 | -180.8673 | 181.1169 | 54.2783 | 135.1827 | 128.4 | 131.8581 | 128.7 | 132.2187 | -170.3 | -176.3512 | -174.3 | -179.5018 | -178.6 | -183.9641 | -178.1 | -183.6238 | 302.399 | 303.6631
2021-01-02 15:00 | -60 | -60.6712 | 17.5893 | 18.7578 | 76.8705 | 78.6612 | -60 | -60.6712 | -173.1537 | 173.5495 | -173.1537 | 173.5495 | 42.5973 | 111.6135 | 130.8 | 134.1963 | 130.8 | 134.1295 | -173.8 | -179.8614 | -180.4 | -186.0495 | -185.2 | -191.0217 | -184.5 | -190.5664 | 312.4667 | 314.7018
2021-01-02 15:30 | -66 | -66.6108 | 10.4279 | 13.3631 | 78.59 | 80.3625 | -65 | -65.4905 | -174.3312 | 174.8315 | -174.3312 | 174.8315 | 57.5947 | 116.7346 | 131.7 | 134.8122 | 131.7 | 134.8766 | -174.7 | -180.4776 | -180.9 | -186.4372 | -185.3 | -190.8998 | -184.8 | -190.6831 | 312.6128 | 315.2153
2021-01-02 16:00 | -72 | -73.1642 | 0.15106 | 10.7856 | 85.7792 | 87.9685 | -72 | -72.9931 | -195.279 | 196.0009 | -195.279 | 196.0009 | 47.9959 | 112.8875 | 130.8 | 134.1963 | 132 | 135.3662 | -174.1 | -180.2028 | -181 | -186.7785 | -185.3 | -191.2664 | -184.9 | -190.9287 | 327.8825 | 330.3338
2021-01-02 16:30 | -74 | -74.9667 | 1.9826 | 11.9409 | 91.7055 | 93.601 | -74 | -74.9667 | -211.37 | 211.8172 | -211.37 | 211.8172 | 42.5863 | 109.3648 | 132.6 | 135.8854 | 132 | 135.3 | -176.7 | -182.716 | -180.8 | -186.4618 | -185.1 | -190.8758 | -184.8 | -190.7573 | 329.4997 | 332.0736
2021-01-02 17:00 | -63 | -63.7887 | 9.5406 | 11.4682 | 76.8943 | 78.6647 | -63 | -63.6396 | -198.3344 | 198.5069 | -198.3344 | 198.5069 | 53.4791 | 115.7481 | 132.9 | 136.0486 | 133.2 | 136.2149 | -177.3 | -182.9709 | -181.5 | -186.9473 | -185.9 | -191.411 | -185.6 | -191.3121 | 333.2947 | 336.8948
2021-01-02 17:30 | -49 | -49.8197 | 25.688 | 26.4983 | 67.1206 | 69.2026 | -49 | -49.6488 | -185.5512 | 185.7418 | -185.5512 | 185.7418 | 65.0335 | 120.9022 | 134.1 | 137.6817 | 133.8 | 136.7395 | -178.3 | -183.4824 | -181.4 | -186.335 | -186.2 | -191.2365 | -185.5 | -190.7164 | 310.6241 | 315.6005
2021-01-02 18:00 | -51 | -51.1566 | 24.855 | 24.8719 | 67.9365 | 69.0135 | -51 | -51.1566 | -188.8326 | 188.8633 | -188.8326 | 188.8633 | 73.1369 | 125.2314 | 134.7 | 137.6202 | 134.1 | 137.2211 | -178.5 | -184.1585 | -181.1 | -186.559 | -185.7 | -191.3125 | -185.3 | -191.0454 | 298.5233 | 303.6912
2021-01-02 18:30 | -53 | -53.1507 | 22.6384 | 22.7518 | 71.8928 | 73.1641 | -53 | -53.1507 | -191.1992 | 191.3467 | -191.1992 | 191.3467 | 72.8227 | 136.2695 | 133.8 | 136.6779 | 133.8 | 136.7395 | -178.3 | -183.7693 | -180.2 | -184.9845 | -184.6 | -189.4516 | -184.3 | -189.3182 | 285.581 | 288.9282
2021-01-02 19:00 | -68 | -70.342 | 10.3814 | 18.4066 | 85.0228 | 88.8863 | -67 | -69.6419 | -201.2631 | 202.988 | -201.2631 | 202.988 | 50.918 | 121.8221 | 134.4 | 137.578 | 134.4 | 137.6425 | -178 | -184.0242 | -178.2 | -183.2212 | -182.3 | -187.5113 | -182 | -187.2903 | 229.316 | 233.061
2021-01-02 19:30 | -65 | -66.9403 | 16.4807 | 20.7869 | 80.5425 | 83.7469 | -65 | -66.9403 | -192.1533 | 193.4861 | -192.1533 | 193.4861 | 76.8435 | 134.257 | 133.8 | 137.667 | 134.4 | 138.2502 | -176.6 | -183.8723 | -178.6 | -184.6807 | -183.2 | -189.4092 | -182.7 | -189.1827 | 263.8578 | 268.0253
2021-01-02 20:00 | -53 | -53.9351 | 28.2524 | 29.3276 | 70.6981 | 72.9446 | -53 | -53.9351 | -177.7533 | 178.3139 | -177.7533 | 178.3139 | 79.0357 | 135.9807 | 133.8 | 137.3217 | 134.1 | 137.75 | -176.5 | -183.0423 | -178.5 | -184.1094 | -183.1 | -188.8387 | -182.5 | -188.4051 | 277.8334 | 281.7231
2021-01-02 20:30 | -53 | -53.9351 | 28.132 | 29.2346 | 70.2487 | 72.5115 | -53 | -53.9351 | -173.1689 | 173.8427 | -173.1689 | 173.8427 | 94.7628 | 145.7576 | 134.1 | 137.547 | 133.8 | 137.3895 | -176.5 | -183.3415 | -178.9 | -184.7692 | -183.3 | -189.3045 | -182.8 | -188.9969 | 278.8282 | 283.1484
2021-01-02 21:00 | -44 | -44.7214 | 37.2222 | 37.5302 | 58.6795 | 61.1132 | -43 | -43.7379 | -153.8971 | 154.5754 | -153.8971 | 154.5754 | 99.0576 | 151.553 | 133.8 | 137.667 | 133.8 | 137.8094 | -177.5 | -184.6264 | -179.4 | -185.5052 | -183.6 | -189.8215 | -183.2 | -189.6398 | 264.6596 | 269.4605
2021-01-02 21:30 | -39 | -39.8121 | 40.1999 | 40.3891 | 51.6993 | 54.7717 | -38 | -38.833 | -148.8979 | 149.9441 | -148.8979 | 149.9441 | 107.9659 | 159.9004 | 134.4 | 139.0606 | 134.4 | 139.2944 | -177 | -186.3229 | -178.3 | -186.24 | -182.6 | -190.8279 | -182.2 | -190.5824 | 260.1958 | 264.5893
2021-01-02 22:00 | -38 | -39.0512 | 37.1678 | 37.2996 | 52.7966 | 55.7512 | -38 | -38.833 | -142.7007 | 143.7591 | -142.7007 | 143.7591 | 114.8147 | 165.4095 | 133.5 | 138.8303 | 134.4 | 139.7781 | -177.1 | -186.7358 | -178.5 | -186.6639 | -182.7 | -191.0605 | -182.2 | -190.8186 | 249.9893 | 254.6076
2021-01-02 22:30 | -25 | -25.7099 | 46.9751 | 46.9958 | 41.13 | 44.0889 | -25 | -25.7099 | -136.1936 | 137.1408 | -136.1936 | 137.1408 | 122.3348 | 171.2235 | 135 | 140.4375 | 134.7 | 140.1491 | -178 | -188.0651 | -178.4 | -187.1331 | -183 | -191.8809 | -182.2 | -191.4298 | 228.2143 | 235.3334
2021-01-02 23:00 | -25 | -26.2488 | 45.0584 | 45.1006 | 38.9075 | 42.6138 | -25 | -25.9615 | -135.7425 | 136.924 | -135.7425 | 136.924 | 130.3293 | 176.7408 | 135 | 140.0666 | 135 | 140.2733 | -178.8 | -188.4718 | -178.6 | -186.9358 | -182.9 | -191.369 | -182.1 | -190.9023 | 225.7236 | 233.9052
2021-01-02 23:30 | -11 | -11.7047 | 57.5303 | 57.7166 | 25.2969 | 28.9179 | -12 | -13 | -127.083 | 127.5188 | -127.083 | 127.5188 | 110.3235 | 160.9575 | 135 | 140.1922 | 135 | 140.3551 | -179.3 | -188.6642 | -177.9 | -186.0609 | -182 | -190.4575 | -181.4 | -189.9953 | 215.5396 | 225.4965
2021-01-03 | 0 | 1 | 63.4954 | 63.8555 | 15.9464 | 20.7041 | 0 | 1 | -101.3927 | 102.0223 | -101.3927 | 102.0223 | 111.2393 | 163.8433 | 135.3 | 140.4811 | 135.6 | 140.77 | -179 | -188.3791 | -178.1 | -186.2814 | -182.2 | -190.5238 | -181.6 | -190.216 | 197.5873 | 209.9129
2021-01-03 00:30 | 0 | 0 | 64.0171 | 64.5089 | 12.639 | 17.9526 | 0 | 0 | -89.5466 | 90.4328 | -89.5466 | 90.4328 | 114.9213 | 167.7862 | 134.1 | 139.4074 | 136.2 | 141.5914 | -178.4 | -188.4438 | -176.3 | -185.0755 | -180.5 | -189.3163 | -179.9 | -189.08 | 180.0916 | 194.667
2021-01-03 01:00 | 11 | 11 | 71.241 | 72.3225 | 3.0093 | 9.3119 | 8 | 8 | -66.4564 | 66.8363 | -66.4564 | 66.8363 | 116.8772 | 166.7274 | 135.6 | 140.77 | 135.6 | 140.77 | -179.5 | -189.2311 | -176.9 | -185.2825 | -181.2 | -189.7449 | -180.7 | -189.5673 | 170.1391 | 188.4764
2021-01-03 01:30 | 20 | 20.3961 | 78.3609 | 80.152 | -6.4359 | 8.1844 | 20 | 20.3961 | -53.9422 | 53.9926 | -53.9422 | 53.9926 | 125.6334 | 167.7941 | 136.2 | 141.1101 | 135.9 | 141.1101 | -179.1 | -188.6619 | -176.4 | -184.6051 | -180.9 | -189.3105 | -180.2 | -188.9399 | 161.4964 | 180.8954
2021-01-03 02:00 | 24 | 25 | 83.6207 | 85.7578 | -12.3759 | 13.4776 | 24 | 25 | -43.3686 | 43.3729 | -43.3686 | 43.3729 | 128.6449 | 166.7736 | 135.6 | 140.1446 | 135.3 | 140.2416 | -179.9 | -189.2703 | -177.2 | -185.1871 | -181.5 | -189.6305 | -181.2 | -189.5972 | 158.2335 | 177.3462
2021-01-03 02:30 | 19 | 20.2485 | 75.235 | 77.5512 | -5.0404 | 6.9287 | 19 | 20.2485 | -50.5531 | 50.563 | -50.5531 | 50.563 | 139.4401 | 175.9024 | 136.5 | 141.88 | 136.5 | 142.212 | -179.8 | -190.1895 | -177.3 | -186.3292 | -181.6 | -190.79 | -180.9 | -190.4651 | 164.8009 | 182.8685
2021-01-03 03:00 | 12 | 13 | 68.0596 | 70.3003 | 0.97143 | 5.0717 | 12 | 13.4164 | -60.2537 | 60.437 | -60.2537 | 60.437 | 137.5268 | 173.5036 | 133.5 | 139.08 | 133.8 | 139.368 | -174.8 | -185.105 | -172.9 | -181.8663 | -177.1 | -186.2315 | -176.3 | -185.7524 | 170.8729 | 188.1312
2021-01-03 03:30 | 11 | 12.53 | 66.5269 | 68.7921 | 2.6584 | 5.4528 | 11 | 12.53 | -68.4042 | 68.6066 | -68.4042 | 68.6066 | 148.3228 | 182.9051 | 136.8 | 142.3332 | 136.2 | 141.84 | -180.5 | -190.8839 | -178.5 | -187.6249 | -182.7 | -191.8032 | -182.2 | -191.825 | 170.1719 | 187.4321
2021-01-03 04:00 | 10 | 11.6619 | 67.9497 | 70.2835 | 1.3281 | 4.8555 | 11 | 12.083 | -66.5617 | 66.791 | -66.5617 | 66.791 | 143.6706 | 178.3917 | 137.4 | 142.8277 | 136.8 | 142.2506 | -180 | -190.4765 | -177.5 | -186.6119 | -181.9 | -191.0417 | -181.3 | -191.0968 | 165.4615 | 183.8529
2021-01-03 04:30 | 15 | 16.1555 | 71.6036 | 73.8442 | -1.283 | 4.2125 | 15 | 16.1555 | -61.4141 | 61.6398 | -61.4141 | 61.6398 | 149.4171 | 183.3207 | 137.4 | 142.7461 | 137.4 | 142.8277 | -180.4 | -190.6298 | -177.7 | -186.6792 | -182.3 | -191.4564 | -181.8 | -191.289 | 167.6392 | 185.9913
2021-01-03 05:00 | 18 | 18.9737 | 74.6884 | 76.8356 | -4.322 | 5.9875 | 18 | 18.9737 | -57.5866 | 57.8308 | -57.5866 | 57.8308 | 142.8279 | 177.9834 | 137.1 | 142.3762 | 136.5 | 141.9621 | -180.4 | -190.9199 | -178.3 | -187.2779 | -182.7 | -191.7726 | -182.2 | -191.6692 | 167.616 | 184.9552
2021-01-03 05:30 | 22 | 22.8035 | 76.9771 | 79.332 | -7.9607 | 9.0243 | 21 | 21.8403 | -56.6076 | 56.9648 | -56.6076 | 56.9648 | 143.5556 | 177.4723 | 138 | 143.405 | 138 | 142.6184 | -182.3 | -191.5483 | -179.7 | -187.667 | -183.9 | -192.0923 | -183.3 | -191.7514 | 161.1494 | 181.1058
2021-01-03 06:00 | 24 | 25 | 79.3075 | 80.6268 | -8.3938 | 11.7504 | 24 | 25 | -57.3152 | 58.6938 | -57.3152 | 58.6938 | 131.0532 | 173.9998 | 137.4 | 140.9646 | 137.7 | 141.4604 | -182.1 | -189.3516 | -179.4 | -185.7104 | -183.7 | -190.1486 | -183.4 | -190.0936 | 157.1548 | 180.7126
2021-01-03 06:30 | 22 | 22.0227 | 78.0125 | 79.1994 | -5.6675 | 10.6607 | 21 | 21.0238 | -64.0072 | 65.1632 | -64.0072 | 65.1632 | 124.9279 | 166.5752 | 137.1 | 140.2801 | 137.7 | 140.9301 | -182.1 | -188.4933 | -179.5 | -184.8618 | -183.9 | -189.2523 | -183.3 | -189.0082 | 161.573 | 185.8794
2021-01-03 07:00 | 26 | 26.3059 | 80.1409 | 80.3698 | -7.562 | 17.5655 | 26 | 26.3059 | -65.0687 | 69.363 | -65.0687 | 69.363 | 99.7428 | 148.2783 | 138.9 | 142.0398 | 139.2 | 142.3961 | -183.8 | -190.2195 | -180.4 | -185.6864 | -184.7 | -190.2218 | -184.3 | -190.0025 | 132.7843 | 157.3658
2021-01-03 07:30 | 19 | 19.4165 | 74.9266 | 75.1697 | -0.96532 | 15.72 | 20 | 20.3961 | -77.9681 | 81.2352 | -77.9681 | 81.2352 | 95.9246 | 147.3833 | 138.3 | 141.6448 | 138.9 | 142.1345 | -182.3 | -189.0423 | -179.4 | -185.0554 | -183.3 | -189.0326 | -183.1 | -189.1609 | 151.0751 | 170.44
2021-01-03 08:00 | 6 | 9.2195 | 67.1339 | 67.1935 | 9.5697 | 20.6641 | 6 | 9.2195 | -95.4597 | 98.9084 | -95.4597 | 98.9084 | 90.8446 | 149.5768 | 138.9 | 143.0484 | 138.6 | 142.8293 | -182.8 | -191.1269 | -180.3 | -187.4287 | -184.8 | -192.1127 | -184.3 | -191.8247 | 163.627 | 179.5177
2021-01-03 08:30 | 2 | 7.2801 | 65.7566 | 65.8107 | 11.8395 | 21.3266 | 2 | 7.2801 | -101.5844 | 104.176 | -101.5844 | 104.176 | 86.8498 | 151.2078 | 138.3 | 142.323 | 138 | 141.9609 | -181.5 | -189.3913 | -179.9 | -186.6656 | -184.3 | -191.1996 | -183.9 | -191.0291 | 191.2864 | 207.3677
2021-01-03 09:00 | 0 | 0 | 62.6391 | 63.5353 | 14.6402 | 17.7242 | 0 | 0 | -102.294 | 102.9057 | -102.294 | 102.9057 | 75.2663 | 145.1808 | 137.7 | 141.4604 | 137.4 | 141.3777 | -181 | -188.6846 | -180.7 | -187.4537 | -185.1 | -191.8652 | -184.5 | -191.5798 | 192.1651 | 207.7892
2021-01-03 09:30 | -9 | -9 | 44.9608 | 46.3308 | 21.8938 | 24.4133 | -8 | -8 | -108.6834 | 109.4042 | -108.6834 | 109.4042 | 81.8151 | 149.9104 | 136.5 | 140.2236 | 136.8 | 140.5845 | -180 | -187.3884 | -180.8 | -187.2962 | -185.7 | -192.3395 | -185.2 | -192.0938 | 217.3874 | 231.2572
2021-01-03 10:00 | -10 | -10 | 26.4957 | 28.8824 | 20.2157 | 23.7952 | -10 | -10 | -111.9252 | 112.8496 | -111.9252 | 112.8496 | 93.5502 | 154.4224 | 136.5 | 140.0875 | 136.8 | 140.5157 | -180.9 | -187.8826 | -181.4 | -187.6688 | -186 | -192.3715 | -185.3 | -191.9273 | 214.1323 | 228.5587
2021-01-03 10:30 | -15 | -15.0333 | 16.9561 | 20.4442 | 24.7654 | 27.6121 | -15 | -15 | -115.6949 | 116.3867 | -115.6949 | 116.3867 | 137.3182 | 180.042 | 135 | 138.4246 | 135.3 | 138.8508 | -179.6 | -186.1118 | -178.9 | -184.6508 | -183.3 | -189.2049 | -182.9 | -189.0683 | 213.1378 | 227.8783
2021-01-03 11:00 | -30 | -30.1496 | 13.1976 | 14.8677 | 39.4843 | 41.9208 | -29 | -29.1548 | -126.4447 | 127.3168 | -126.4447 | 127.3168 | 112.9938 | 163.6253 | 135 | 138.5584 | 135.3 | 138.7836 | -179 | -185.612 | -181.2 | -186.8497 | -185.5 | -191.337 | -185.3 | -191.3161 | 205.3503 | 217.2533
2021-01-03 11:30 | -30 | -30.0666 | 4.5902 | 8.4108 | 39.8355 | 42.1474 | -30 | -30.0167 | -124.1349 | 124.9473 | -124.1349 | 124.9473 | 122.6631 | 169.1901 | 135 | 138.3586 | 135.6 | 139.0761 | -178.6 | -184.8859 | -179.5 | -184.982 | -183.7 | -189.3718 | -183.5 | -189.3739 | 210.6464 | 222.5646
2021-01-03 12:00 | -31 | -31.1448 | -0.46028 | 5.8922 | 37.9726 | 40.8043 | -32 | -32.1403 | -123.0335 | 123.8905 | -123.0335 | 123.8905 | 126.0871 | 176.4096 | 137.1 | 140.6722 | 137.1 | 140.6053 | -180.7 | -187.6509 | -180.7 | -186.7628 | -185 | -191.2772 | -184.8 | -191.3147 | 206.0431 | 217.6429
2021-01-03 12:30 | -31 | -31.1448 | 2.5244 | 6.9464 | 35.8137 | 38.4464 | -31 | -31.1448 | -125.2977 | 125.9399 | -125.2977 | 125.9399 | 123.6863 | 174.5512 | 131.7 | 135.2764 | 130.8 | 134.4696 | -172.9 | -179.5196 | -174.2 | -179.8685 | -178.5 | -184.3569 | -178 | -184.075 | 211.1574 | 222.2655
2021-01-03 13:00 | -43 | -43.2897 | -7.8141 | 7.9762 | 52.6017 | 55.0612 | -43 | -43.4166 | -128.0709 | 129.0562 | -128.0709 | 129.0562 | 118.2347 | 164.4741 | 121.8 | 125.4402 | 121.8 | 125.6585 | -161.8 | -167.676 | -162.1 | -167.2047 | -165.8 | -171.0615 | -165.4 | -170.8981 | 205.5143 | 218.4185
2021-01-03 13:30 | -46 | -46.5296 | -14.51 | 14.5441 | 53.7007 | 56.3588 | -46 | -46.5296 | -133.0623 | 134.1037 | -133.0623 | 134.1037 | 107.3616 | 153.5584 | 106.2 | 110.1147 | 105.6 | 109.6162 | -140.8 | -145.734 | -143.7 | -147.8773 | -147.3 | -151.588 | -146.8 | -151.2938 | 220.5808 | 232.9006
2021-01-03 14:00 | -58 | -58.5491 | -19.94 | 20.2114 | 60.9299 | 63.4976 | -57 | -57.5587 | -135.7784 | 136.6634 | -135.7784 | 136.6634 | 109.2109 | 153.4969 | 107.4 | 110.9647 | 107.1 | 110.7504 | -142 | -146.3219 | -144.8 | -148.4464 | -148.4 | -152.1342 | -148.1 | -152.0427 | 229.7312 | 240.8938
2021-01-03 14:30 | -56 | -56.4358 | -14.948 | 15.5526 | 64.1682 | 66.2803 | -57 | -57.4282 | -148.6955 | 149.2151 | -148.6955 | 149.2151 | 99.6112 | 147.4746 | 104.4 | 108.1416 | 105 | 108.8781 | -139.3 | -143.6297 | -142.8 | -146.6768 | -146.4 | -150.2063 | -146 | -149.9294 | 244.9727 | 254.2465
2021-01-03 15:00 | -75 | -75.9539 | -27.5352 | 28.8242 | 81.2581 | 83.5002 | -74 | -74.8131 | -170.3309 | 171.2123 | -170.3309 | 171.2123 | 93.4444 | 142.2174 | 105.6 | 109.0718 | 105 | 108.491 | -140.4 | -144.818 | -145.4 | -149.1422 | -149 | -152.83 | -148.5 | -152.5231 | 260.7648 | 268.9556
2021-01-03 15:30 | -89 | -90.2552 | -29.3964 | 32.4267 | 100.423 | 102.5483 | -88 | -89.1067 | -193.7357 | 194.9325 | -193.7357 | 194.9325 | 75.4405 | 128.5414 | 103.5 | 107.0311 | 104.4 | 107.9867 | -138.2 | -142.2023 | -144.1 | -147.4479 | -147.6 | -151.0502 | -147.2 | -150.7884 | 271.1325 | 278.9742
2021-01-03 16:00 | -94 | -94.2603 | -30.4604 | 31.5298 | 103.15 | 104.0293 | -93 | -93.1933 | -206.9414 | 207.1515 | -206.9414 | 207.1515 | 75.1412 | 132.3215 | 112.8 | 115.9169 | 111.9 | 115.1113 | -151.1 | -155.3758 | -156.1 | -159.8025 | -160.1 | -163.8811 | -159.8 | -163.6416 | 289.2164 | 295.1532
2021-01-03 16:30 | -98 | -98.4124 | -31.9466 | 33.2209 | 107.6185 | 108.6089 | -98 | -98.4124 | -220.9068 | 221.1516 | -220.9068 | 221.1516 | 75.8507 | 123.4856 | 124.2 | 127.6323 | 123.9 | 127.4802 | -165.5 | -171.2234 | -171.4 | -176.1891 | -175.9 | -180.7522 | -175.6 | -180.7149 | 294.5328 | 301.2468
2021-01-03 17:00 | -88 | -88.3629 | -23.0921 | 23.9145 | 98.7935 | 99.6168 | -89 | -89.3588 | -215.2634 | 215.3518 | -215.2634 | 215.3518 | 67.7382 | 125.1228 | 130.2 | 133.7475 | 129.6 | 133.1635 | -172.8 | -179.1832 | -178.4 | -183.722 | -183 | -188.3802 | -182.4 | -188.0136 | 305.7381 | 311.9206
2021-01-03 17:30 | -85 | -85.4751 | -16.4033 | 18.3803 | 98.5625 | 99.6885 | -85 | -85.2878 | -219.4535 | 219.644 | -219.4535 | 219.644 | 78.0668 | 130.2448 | 135 | 137.8075 | 135 | 137.9139 | -177.1 | -182.3641 | -181.6 | -185.9962 | -186.4 | -190.8559 | -185.6 | -190.2708 | 316.349 | 324.2568
2021-01-03 18:00 | -83 | -83.4865 | -7.6361 | 10.9997 | 95.9059 | 97.0572 | -83 | -83.3847 | -216.2871 | 216.4624 | -216.2871 | 216.4624 | 72.3135 | 129.0953 | 133.8 | 136.617 | 134.1 | 137.0951 | -176.9 | -182.0013 | -180.5 | -184.8054 | -185.1 | -189.5433 | -184.4 | -189.0562 | 316.451 | 324.9365
2021-01-03 18:30 | -80 | -80.6226 | -2.5174 | 9.3901 | 95.2832 | 96.8035 | -80 | -80.6226 | -213.5356 | 213.9168 | -213.5356 | 213.9168 | 68.9352 | 124.0612 | 133.2 | 135.791 | 132 | 134.6733 | -174.3 | -179.2188 | -176.9 | -181.3539 | -181.5 | -185.942 | -181 | -185.6299 | 305.2681 | 314.4756
2021-01-03 19:00 | -76 | -76.6551 | 5.0812 | 9.0039 | 90.9704 | 92.4479 | -76 | -76.531 | -205.51 | 205.8686 | -205.51 | 205.8686 | 77.9449 | 130.2993 | 131.4 | 134.3293 | 131.7 | 134.6228 | -174 | -179.2345 | -176.4 | -181.0795 | -180.7 | -185.4267 | -180.1 | -185.0696 | 302.5292 | 312.5259
2021-01-03 19:30 | -65 | -65.4905 | 16.6707 | 17.482 | 80.5706 | 82.1681 | -64 | -64.4981 | -188.6122 | 188.9692 | -188.6122 | 188.9692 | 74.7938 | 132.6089 | 130.8 | 135.0467 | 130.8 | 135.1972 | -174.2 | -181.5857 | -176 | -182.5171 | -180.7 | -187.4633 | -179.8 | -186.8387 | 283.9195 | 294.1073
2021-01-03 20:00 | -56 | -56.3205 | 22.4313 | 22.7405 | 75.9814 | 77.2935 | -56 | -56.2228 | -181.2449 | 181.3969 | -181.2449 | 181.3969 | 77.2311 | 151.2237 | 133.2 | 137.5205 | 132.9 | 137.244 | -177 | -184.6504 | -178.2 | -184.345 | -182.5 | -188.7578 | -181.9 | -188.3582 | 279.1595 | 286.4982
2021-01-03 20:30 | -62 | -62.3939 | 20.3349 | 20.8145 | 77.3136 | 78.7006 | -63 | -63.3877 | -181.6806 | 181.9337 | -181.6806 | 181.9337 | 85.509 | 154.2603 | 133.5 | 137.7369 | 133.2 | 137.5205 | -176.1 | -183.6536 | -177.3 | -183.3853 | -181.7 | -188.0615 | -181.3 | -187.8049 | 271.8559 | 280.2056
2021-01-03 21:00 | -62 | -62.514 | 16.9753 | 17.5196 | 78.3357 | 79.9248 | -61 | -61.5224 | -179.9944 | 180.4123 | -179.9944 | 180.4123 | 91.3968 | 155.9433 | 132.9 | 136.7217 | 132.9 | 136.9358 | -176.3 | -183.4602 | -176.5 | -182.6651 | -180.9 | -187.3146 | -180.4 | -187.0679 | 261.4937 | 271.0774
2021-01-03 21:30 | -60 | -60.6712 | 17.7364 | 18.2259 | 74.8521 | 76.7095 | -60 | -60.6712 | -179.4402 | 180.0761 | -179.4402 | 180.0761 | 102.5816 | 163.484 | 132.6 | 136.8648 | 132.6 | 137.0146 | -175.9 | -183.5105 | -177.3 | -184.1612 | -181.4 | -188.2446 | -181.1 | -188.2675 | 247.1397 | 257.8085
2021-01-03 22:00 | -52 | -54.1202 | 20.8289 | 22.5888 | 66.9205 | 70.8356 | -52 | -53.8516 | -160.9123 | 162.9424 | -160.9123 | 162.9424 | 114.013 | 164.9987 | 133.8 | 137.667 | 133.8 | 137.8094 | -176.8 | -184.176 | -176.9 | -183.349 | -181 | -187.5153 | -180.5 | -187.2706 | 235.1171 | 248.0828
2021-01-03 22:30 | -43 | -44.9222 | 28.8681 | 29.577 | 57.1174 | 61.3113 | -43 | -44.9222 | -150.4267 | 152.2868 | -150.4267 | 152.2868 | 117.8228 | 172.2816 | 134.1 | 139.4074 | 134.1 | 139.4897 | -176.9 | -186.4479 | -176.1 | -184.4833 | -180.5 | -189.0766 | -179.7 | -188.5537 | 218.8773 | 231.581
2021-01-03 23:00 | -39 | -41.1096 | 29.0272 | 29.6067 | 54.9197 | 59.267 | -39 | -40.8044 | -149.0428 | 150.9013 | -149.0428 | 150.9013 | 127.1322 | 174.4197 | 133.5 | 138.6669 | 133.5 | 138.6669 | -177.1 | -186.5747 | -175.6 | -183.863 | -179.9 | -188.3848 | -179.2 | -188.0166 | 211.4632 | 225.1546
2021-01-03 23:30 | -35 | -37 | 35.0173 | 35.3434 | 47.8839 | 52.6691 | -35 | -37 | -147.3693 | 148.9576 | -147.3693 | 148.9576 | 115.2169 | 165.7992 | 134.4 | 139.1379 | 134.1 | 139.0049 | -177.4 | -186.1114 | -176.1 | -184.0184 | -180.4 | -188.4527 | -179.6 | -188.0094 | 215.1714 | 230.8496
2021-01-04 | -46 | -48.7032 | 20.0706 | 21.7808 | 60.8371 | 65.7574 | -46 | -48.3839 | -158.8935 | 161.3274 | -158.8935 | 161.3274 | 115.7195 | 166.4471 | 134.1 | 139.0842 | 133.8 | 138.9557 | -177.2 | -186.4506 | -175.4 | -183.5173 | -179.4 | -187.7887 | -178.7 | -187.389 | 204.894 | 220.6153
2021-01-04 00:30 | -40 | -42.3792 | 23.0532 | 23.7031 | 54.4851 | 59.4873 | -40 | -42.3792 | -146.8538 | 149.6836 | -146.8538 | 149.6836 | 122.0598 | 172.9302 | 134.7 | 139.9846 | 134.4 | 139.696 | -178.2 | -187.8393 | -176.2 | -184.7041 | -180.4 | -189.1006 | -179.9 | -188.8962 | 195.2059 | 211.4777
2021-01-04 01:00 | -38 | -40.4969 | 22.7641 | 23.4891 | 53.05 | 58.3065 | -38 | -40.4969 | -141.0153 | 144.4483 | -141.0153 | 144.4483 | 121.8959 | 173.8592 | 135 | 140.2733 | 133.8 | 139.368 | -176.4 | -186.4541 | -174 | -182.8816 | -178.3 | -187.1895 | -177.5 | -186.7669 | 186.6083 | 203.5321
2021-01-04 01:30 | -47 | -49.0408 | 15.135 | 16.8336 | 58.8712 | 64.1231 | -47 | -49.3356 | -142.6933 | 146.142 | -142.6933 | 146.142 | 129.6254 | 176.4888 | 135.6 | 141.097 | 134.1 | 139.91 | -178.3 | -188.7392 | -175.1 | -184.3932 | -179.4 | -188.8528 | -178.7 | -188.5038 | 178.799 | 198.8427
2021-01-04 02:00 | -49 | -51.8652 | 9.4383 | 13.2567 | 63.4812 | 69.2849 | -49 | -51.8652 | -145.7109 | 149.9158 | -145.7109 | 149.9158 | 132.6723 | 177.9087 | 135 | 140.8582 | 134.7 | 140.4852 | -178.2 | -188.9088 | -175.6 | -185.025 | -179.6 | -189.168 | -179 | -188.9477 | 174.4347 | 193.5862
2021-01-04 02:30 | -57 | -60.7454 | 2.8303 | 12.0683 | 69.1687 | 75.4785 | -56 | -59.4643 | -151.7756 | 156.9702 | -151.7756 | 156.9702 | 128.1071 | 174.761 | 134.1 | 140.257 | 135.3 | 141.3178 | -179.3 | -190.046 | -175.8 | -185.4046 | -180 | -189.7051 | -179.6 | -189.6443 | 158.8321 | 178.7978
2021-01-04 03:00 | -64 | -68.352 | -3.4514 | 15.2471 | 76.7244 | 83.2957 | -64 | -68.352 | -162.6365 | 168.4014 | -162.6365 | 168.4014 | 112.8868 | 162.8065 | 126.6 | 133.1044 | 126 | 132.5338 | -165.8 | -176.5964 | -162.8 | -172.2568 | -166.6 | -176.0811 | -166.1 | -176.0344 | 168.121 | 186.0513
2021-01-04 03:30 | -67 | -70.5195 | -4.5603 | 15.5316 | 79.7589 | 85.6791 | -67 | -70.8378 | -178.6533 | 184.485 | -178.6533 | 184.485 | 108.9363 | 158.4194 | 117 | 123.7135 | 117.3 | 123.9004 | -156.1 | -166.4574 | -153.8 | -162.8066 | -157.5 | -166.6956 | -156.6 | -166.1106 | 186.7178 | 202.9998
2021-01-04 04:00 | -71 | -74.3303 | -7.3116 | 16.1562 | 84.7789 | 89.7523 | -71 | -74.3303 | -187.8344 | 192.8382 | -187.8344 | 192.8382 | 92.5812 | 144.6437 | 106.8 | 113.4936 | 105.9 | 113.0618 | -144.5 | -153.6055 | -143.5 | -151.7976 | -146.5 | -154.9271 | -146.2 | -154.9391 | 210.0002 | 227.405
2021-01-04 04:30 | -66 | -68.6804 | -0.10879 | 12.484 | 79.8773 | 84.2548 | -66 | -68.6804 | -181.9025 | 186.1416 | -181.9025 | 186.1416 | 107.9836 | 154.4868 | 117.3 | 123.2401 | 117.6 | 123.7106 | -155.5 | -164.8072 | -153.9 | -162.257 | -157.4 | -165.9564 | -156.5 | -165.3274 | 205.8078 | 223.1944
2021-01-04 05:00 | -64 | -65.9697 | 6.1528 | 12.8109 | 77.9012 | 81.4625 | -64 | -66.2193 | -181.9644 | 185.2007 | -181.9644 | 185.2007 | 123.7355 | 167.4556 | 134.7 | 140.2323 | 134.7 | 140.1491 | -178.1 | -188.1598 | -175 | -184.018 | -179.3 | -188.5381 | -178.8 | -188.3456 | 196.9738 | 213.639
2021-01-04 05:30 | -65 | -66.7083 | 6.2806 | 13.2652 | 80.5065 | 83.7073 | -64 | -65.7343 | -190.6261 | 193.5232 | -190.6261 | 193.5232 | 118.8194 | 159.8724 | 136.5 | 141.2442 | 136.5 | 141.4782 | -181.2 | -190.3733 | -179 | -187.0838 | -183.6 | -191.9213 | -183 | -191.494 | 211.7171 | 222.6045
2021-01-04 06:00 | -61 | -62.3699 | 13.8759 | 17.4374 | 76.0338 | 78.6656 | -61 | -62.3699 | -186.3324 | 188.6573 | -186.3324 | 188.6573 | 115.4976 | 154.8044 | 135.9 | 139.4355 | 135.9 | 139.5709 | -181.2 | -188.1022 | -179.8 | -185.943 | -184 | -190.2592 | -183.9 | -190.4194 | 242.4575 | 252.2049
2021-01-04 06:30 | -69 | -70.8308 | 6.9521 | 17.8676 | 85.4136 | 88.6732 | -69 | -70.8308 | -204.3475 | 206.9661 | -204.3475 | 206.9661 | 100.3001 | 148.9435 | 134.4 | 138.2453 | 134.4 | 138.2502 | -177 | -184.3121 | -177.7 | -184.1997 | -182.3 | -188.9009 | -181.4 | -188.2714 | 257.8855 | 265.3999
2021-01-04 07:00 | -76 | -78.5875 | -0.20822 | 19.0695 | 92.3494 | 95.8414 | -74 | -76.6551 | -212.793 | 215.4035 | -212.793 | 215.4035 | 87.281 | 141.8993 | 133.8 | 137.0567 | 133.5 | 136.7638 | -177.7 | -183.6512 | -177.9 | -182.9061 | -182.5 | -187.6358 | -182.1 | -187.4347 | 270.0928 | 276.451
2021-01-04 07:30 | -84 | -85.9069 | -8.6313 | 20.6215 | 101.0932 | 103.8776 | -83 | -84.9294 | -221.4234 | 223.0821 | -221.4234 | 223.0821 | 74.1808 | 126.716 | 135 | 138.8336 | 134.7 | 138.6123 | -177.7 | -184.7912 | -177.8 | -184.0356 | -182.2 | -188.5704 | -181.8 | -188.366 | 260.2218 | 264.3595
2021-01-04 08:00 | -93 | -94.541 | -8.8087 | 20.8099 | 106.6576 | 108.8745 | -92 | -93.5575 | -234.1154 | 235.4663 | -234.1154 | 235.4663 | 60.3277 | 117.8539 | 127.8 | 131.2739 | 128.4 | 131.8581 | -169.8 | -175.9467 | -171.7 | -177.0756 | -175.7 | -181.1743 | -175.3 | -180.9815 | 288.5272 | 291.8509
2021-01-04 08:30 | -98 | -100.02 | 5.3219 | 13.8404 | 90.2265 | 92.0111 | -98 | -100.02 | -215.2095 | 216.1005 | -215.2095 | 216.1005 | 31.3836 | 111.0917 | 114.6 | 118.5277 | 114.3 | 117.9462 | -152.6 | -157.8521 | -156 | -160.5379 | -159.6 | -164.3222 | -159.4 | -164.1255 | 304.3521 | 307.6767
2021-01-04 09:00 | -95 | -96.5091 | -15.107 | 24.6416 | 112.0131 | 114.0936 | -94 | -95.5249 | -237.4418 | 238.6214 | -237.4418 | 238.6214 | 25.4456 | 102.3917 | 105 | 108.7991 | 105.3 | 109.0887 | -139.3 | -143.9017 | -143.7 | -147.6675 | -147.4 | -151.4523 | -147 | -151.1324 | 327.4416 | 330.7931
2021-01-04 09:30 | -84 | -85 | -1.8946 | 15.9349 | 96.7938 | 98.6996 | -83 | -84.1724 | -221.4741 | 222.4508 | -221.4741 | 222.4508 | 24.1593 | 103.9129 | 103.8 | 107.5624 | 103.5 | 107.273 | -138.3 | -142.8584 | -143 | -147.0328 | -146.7 | -150.8174 | -146.4 | -150.5956 | 315.036 | 318.7421
2021-01-04 10:00 | -91 | -92.7631 | -16.282 | 25.7593 | 105.3269 | 107.8963 | -90 | -91.7823 | -222.5338 | 223.6195 | -222.5338 | 223.6195 | 20.721 | 104.131 | 105.3 | 109.4083 | 104.1 | 108.2996 | -138.4 | -143.3122 | -142.8 | -147.0505 | -146.4 | -150.7374 | -146.1 | -150.5179 | 299.6784 | 302.5001
2021-01-04 10:30 | -86 | -87.4757 | -7.6892 | 19.1678 | 97.8932 | 100.1945 | -87 | -88.459 | -229.0191 | 230.1589 | -229.0191 | 230.1589 | 19.3782 | 103.5748 | 104.7 | 108.5096 | 105 | 109.0383 | -138.8 | -143.7245 | -143.5 | -147.683 | -147 | -151.2729 | -146.8 | -151.1259 | 291.56 | 294.6308
2021-01-04 11:00 | -94 | -95.901 | -25.5085 | 31.4681 | 106.4721 | 109.1745 | -93 | -94.921 | -228.3087 | 229.241 | -228.3087 | 229.241 | 22.8458 | 101.9 | 105.3 | 109.247 | 104.7 | 108.6688 | -139 | -143.9176 | -141.6 | -145.7423 | -145.1 | -149.3086 | -145.4 | -149.7186 | 286.4006 | 289.3881
2021-01-04 11:30 | -96 | -97.6729 | -31.4509 | 35.5232 | 108.6787 | 111.0376 | -96 | -97.4936 | -231.0282 | 231.8255 | -231.0282 | 231.8255 | 31.7532 | 96.1819 | 103.5 | 107.1945 | 103.5 | 107.1945 | -139 | -143.1455 | -142.3 | -145.9642 | -145.9 | -149.5854 | -145.6 | -149.5016 | 305.1284 | 308.4504
2021-01-04 12:00 | -104 | -105.9056 | -23.2906 | 31.0039 | 111.2844 | 113.8575 | -104 | -105.9056 | -227.0412 | 228.1539 | -227.0412 | 228.1539 | 37.2198 | 101.3001 | 104.1 | 107.7601 | 103.8 | 107.6415 | -137.7 | -142.1527 | -143 | -146.8034 | -146.4 | -150.2737 | -146.2 | -150.1697 | 303.2243 | 305.5678
2021-01-04 12:30 | -102 | -103.7545 | -23.1552 | 32.0089 | 119.093 | 121.2684 | -102 | -103.5761 | -227.607 | 228.7521 | -227.607 | 228.7521 | 35.7577 | 101.0214 | 102.9 | 106.8543 | 103.5 | 107.677 | -139 | -143.6617 | -143.4 | -147.4917 | -147.1 | -151.2762 | -146.7 | -150.9814 | 299.2377 | 301.6133
2021-01-04 13:00 | -104 | -105.3803 | -25.2187 | 31.711 | 120.8505 | 122.5357 | -104 | -105.3803 | -228.907 | 229.7809 | -228.907 | 229.7809 | 54.4899 | 98.5301 | 104.7 | 107.9041 | 104.4 | 107.9308 | -139 | -142.6359 | -143.7 | -146.9219 | -146.9 | -150.156 | -146.9 | -150.2393 | 326.0586 | 329.2568
2021-01-04 13:30 | -109 | -110.8197 | -31.6023 | 37.7125 | 123.1059 | 125.3525 | -109 | -110.8197 | -232.0034 | 233.2041 | -232.0034 | 233.2041 | 40.2162 | 99.4648 | 104.1 | 107.5445 | 104.4 | 107.8349 | -138.8 | -142.9274 | -143.9 | -147.5244 | -147.3 | -150.9732 | -147.4 | -151.1811 | 319.9455 | 322.3818
2021-01-04 14:00 | -110 | -111.9866 | -30.441 | 37.4808 | 124.0527 | 126.4956 | -109 | -111.0045 | -231.7468 | 233.2073 | -231.7468 | 233.2073 | 35.4702 | 97.712 | 105 | 108.7209 | 104.1 | 107.852 | -138.1 | -142.4899 | -142.3 | -146.0989 | -145.8 | -149.7346 | -145.4 | -149.4601 | 300.722 | 304.1278
2021-01-04 14:30 | -101 | -102.9612 | -28.4211 | 33.7906 | 115.1057 | 117.5123 | -101 | -102.7716 | -215.8934 | 217.2342 | -215.8934 | 217.2342 | 37.5409 | 104.1174 | 105 | 108.8781 | 103.8 | 107.8019 | -138.2 | -143.0157 | -142 | -146.1546 | -145.5 | -149.7682 | -145.1 | -149.4512 | 288.5588 | 291.9412
2021-01-04 15:00 | -109 | -111.0045 | -28.6347 | 35.5769 | 124.1388 | 126.3818 | -109 | -111.0045 | -228.6226 | 230.0496 | -228.6226 | 230.0496 | 31.2857 | 100.9185 | 103.2 | 107.1433 | 103.2 | 107.3061 | -138.5 | -143.2288 | -143.8 | -147.811 | -147.4 | -151.5215 | -147.2 | -151.3735 | 312.5495 | 315.1089
2021-01-04 15:30 | -112 | -113.7717 | -23.0033 | 30.9937 | 123.8438 | 125.9127 | -110 | -111.6289 | -234.5117 | 235.7062 | -234.5117 | 235.7062 | 33.0867 | 101.3523 | 104.7 | 107.9771 | 104.1 | 107.6202 | -136.6 | -140.5767 | -143.5 | -146.9381 | -147.5 | -151.1029 | -146.8 | -150.4634 | 334.2077 | 336.6895
2021-01-04 16:00 | -108 | -108.6646 | -20.9198 | 24.6344 | 122.3443 | 123.2964 | -108 | -108.6646 | -239.3034 | 239.5792 | -239.3034 | 239.5792 | 57.1762 | 113.5215 | 114 | 117.5816 | 114.9 | 118.3818 | -155.2 | -160.1972 | -161.3 | -165.7157 | -165.5 | -170.0102 | -165.2 | -169.8335 | 329.2086 | 330.8922
2021-01-04 16:30 | -101 | -101.7104 | -17.3382 | 20.6038 | 117.6897 | 118.6854 | -100 | -100.6032 | -238.424 | 238.6611 | -238.424 | 238.6611 | 61.5518 | 123.2609 | 128.4 | 132.0658 | 130.2 | 133.8861 | -172.4 | -178.6393 | -175.9 | -181.4662 | -180.3 | -185.9281 | -179.9 | -185.7376 | 314.2166 | 316.3115
2021-01-04 17:00 | -101 | -101.7104 | -13.37 | 17.4854 | 113.5451 | 114.6113 | -100 | -100.7174 | -237.2712 | 237.5428 | -237.2712 | 237.5428 | 58.6521 | 124.3902 | 132.9 | 136.2439 | 133.5 | 136.8293 | -176.5 | -182.5798 | -179.1 | -184.6181 | -183.9 | -189.4933 | -183.3 | -189.1062 | 313.248 | 315.6683
2021-01-04 17:30 | -99 | -99.8499 | -18.2328 | 22.15 | 116.8431 | 118.1379 | -99 | -99.8499 | -245.3642 | 245.7967 | -245.3642 | 245.7967 | 52.1258 | 121.3278 | 134.7 | 138.2662 | 135.6 | 139.1253 | -179.1 | -186.0023 | -180.8 | -186.9355 | -185.3 | -191.5167 | -184.9 | -191.3339 | 307.1235 | 309.2109
2021-01-04 18:00 | -96 | -96.8762 | -10.1991 | 16.4169 | 113.1094 | 114.4532 | -95 | -95.8853 | -243.2417 | 243.7033 | -243.2417 | 243.7033 | 57.3409 | 108.8728 | 134.1 | 137.8189 | 134.1 | 137.8884 | -180.1 | -186.7786 | -183.2 | -189.6915 | -187.9 | -194.5419 | -187.4 | -194.242 | 321.7368 | 325.4964
2021-01-04 18:30 | -94 | -94.8947 | -1.6012 | 13.7738 | 109.6705 | 110.9079 | -94 | -94.8947 | -238.6289 | 239.0217 | -238.6289 | 239.0217 | 70.8694 | 117.9112 | 134.7 | 138.472 | 134.4 | 138.2502 | -178.4 | -185.6293 | -181.6 | -188.5984 | -186.4 | -193.5173 | -185.7 | -193.0604 | 310.567 | 314.9627
2021-01-04 19:00 | -82 | -83.3607 | 10.5777 | 19.4546 | 100.2262 | 102.2529 | -82 | -83.3607 | -228.2794 | 229.2811 | -228.2794 | 229.2811 | 66.8228 | 131.7153 | 134.1 | 137.9739 | 134.1 | 137.9586 | -178.6 | -185.4517 | -181.3 | -187.6688 | -185.9 | -192.2239 | -185.4 | -192.0425 | 303.6199 | 308.115
2021-01-04 19:30 | -78 | -79.4292 | 13.0084 | 20.3254 | 98.0058 | 99.9036 | -78 | -79.2465 | -223.3145 | 224.2122 | -223.3145 | 224.2122 | 71.4781 | 133.9493 | 134.4 | 138.1108 | 135 | 138.6263 | -177.7 | -184.7364 | -180.1 | -186.432 | -184.5 | -190.8959 | -183.8 | -190.3489 | 300.4725 | 306.0487
2021-01-04 20:00 | -75 | -76.1183 | 18.9256 | 23.6307 | 92.8966 | 94.627 | -74 | -75.1332 | -217.9346 | 218.6907 | -217.9346 | 218.6907 | 74.8317 | 136.1493 | 134.7 | 138.132 | 133.5 | 137.0974 | -177.7 | -184.2261 | -180.2 | -186.053 | -184.6 | -190.514 | -184.2 | -190.3514 | 294.324 | 300.9213
2021-01-04 20:30 | -73 | -74.1485 | 19.2392 | 24.0597 | 91.816 | 93.5733 | -72 | -72.9931 | -216.3078 | 217.0461 | -216.3078 | 217.0461 | 79.0285 | 138.9695 | 134.1 | 137.547 | 134.1 | 137.6817 | -177.6 | -184.2356 | -179.5 | -185.4503 | -184.3 | -190.2978 | -184 | -190.2338 | 287.9723 | 294.7722
2021-01-04 21:00 | -71 | -72.3671 | 17.6521 | 22.8081 | 90.2887 | 92.3778 | -71 | -72.3671 | -212.4401 | 213.5175 | -212.4401 | 213.5175 | 94.5573 | 149.2107 | 133.8 | 137.5967 | 134.7 | 138.6123 | -178.9 | -186.0274 | -180.1 | -186.3097 | -184.5 | -190.7682 | -184.3 | -190.8317 | 281.9861 | 288.2611
2021-01-04 21:30 | -68 | -69.6348 | 19.8969 | 24.4555 | 83.7731 | 86.4641 | -68 | -69.6348 | -204.757 | 206.1882 | -204.757 | 206.1882 | 99.9045 | 151.1118 | 135.3 | 139.1253 | 135 | 139.1913 | -178.8 | -186.3765 | -179.2 | -185.6996 | -183.5 | -190.1114 | -183 | -189.8667 | 263.1649 | 270.088
2021-01-04 22:00 | -68 | -69.857 | 13.5389 | 18.9402 | 85.964 | 88.8858 | -69 | -70.8308 | -204.8054 | 206.5672 | -204.8054 | 206.5672 | 102.196 | 155.5433 | 134.7 | 140.0666 | 135 | 140.4007 | -179.7 | -189.6749 | -178.7 | -187.359 | -183.2 | -192.0417 | -182.7 | -191.811 | 241.9082 | 247.8709
2021-01-04 22:30 | -65 | -66.7083 | 14.4083 | 18.0171 | 81.3879 | 84.2314 | -65 | -66.7083 | -204.3415 | 205.9284 | -204.3415 | 205.9284 | 111.6381 | 157.3742 | 135.9 | 141.059 | 136.5 | 141.6737 | -180.1 | -189.8315 | -178.5 | -186.8995 | -182.8 | -191.3029 | -182.2 | -191.0278 | 230.6264 | 239.2566
2021-01-04 23:00 | -70 | -72.2772 | 6.3228 | 15.3537 | 87.289 | 90.7578 | -69 | -71.0634 | -213.8112 | 215.7879 | -213.8112 | 215.7879 | 106.0191 | 153.9587 | 136.5 | 141.7175 | 136.5 | 141.7175 | -180.8 | -190.717 | -178.2 | -186.5537 | -182.2 | -190.8617 | -181.7 | -190.5862 | 216.8878 | 225.6045
2021-01-04 23:30 | -65 | -66.4906 | 15.9063 | 19.3371 | 76.8642 | 79.8429 | -64 | -65.5134 | -205.8381 | 207.0151 | -205.8381 | 207.0151 | 108.5023 | 154.9019 | 136.2 | 140.801 | 135.9 | 140.3596 | -180.4 | -188.9513 | -178.7 | -186.2242 | -183.1 | -190.7841 | -182.5 | -190.4353 | 236.6588 | 245.9847
2021-01-05 | -61 | -62.8172 | 11.9452 | 16.5514 | 77.2024 | 80.5683 | -61 | -62.5859 | -196.4634 | 198.2425 | -196.4634 | 198.2425 | 112.0649 | 156.8357 | 135.9 | 140.8205 | 135.3 | 140.3208 | -179.5 | -188.6995 | -177.8 | -185.8662 | -182.2 | -190.3493 | -181.7 | -190.0457 | 229.2213 | 239.3451
2021-01-05 00:30 | -65 | -67.4463 | 4.494 | 14.253 | 80.7344 | 84.9773 | -64 | -66.4831 | -194.2112 | 197.0358 | -194.2112 | 197.0358 | 109.2326 | 157.734 | 136.8 | 142.0873 | 135.9 | 141.3029 | -180 | -189.9272 | -177.6 | -186.0401 | -181.8 | -190.4069 | -181.2 | -190.1044 | 202.7341 | 213.1659
2021-01-05 01:00 | -70 | -72.8011 | -1.8153 | 13.3105 | 84.4077 | 88.717 | -70 | -72.5328 | -193.9458 | 197.1946 | -193.9458 | 197.1946 | 105.1154 | 156.2621 | 136.8 | 142.3762 | 136.2 | 141.7566 | -181.7 | -191.6032 | -178.6 | -187.2937 | -182.9 | -191.7555 | -182.4 | -191.5516 | 185.6596 | 196.2354
2021-01-05 01:30 | -69 | -71.5681 | -3.6223 | 14.176 | 84.9623 | 89.2794 | -69 | -71.5681 | -193.4578 | 196.8908 | -193.4578 | 196.8908 | 105.6101 | 154.2769 | 130.2 | 135.5761 | 130.8 | 136.0694 | -172.8 | -182.2741 | -169.9 | -177.9153 | -174.3 | -182.5623 | -173.9 | -182.4809 | 191.6886 | 203.5627
2021-01-05 02:00 | -62 | -64.0312 | 5.4079 | 10.6698 | 74.0976 | 77.9744 | -61 | -63.0635 | -174.5698 | 177.4728 | -174.5698 | 177.4728 | 98.5717 | 152.961 | 120.6 | 127.9028 | 121.2 | 128.6528 | -159.4 | -170.6953 | -157.2 | -166.9439 | -161.3 | -171.2423 | -160.5 | -170.7946 | 193.8124 | 206.7949
2021-01-05 02:30 | -65 | -67.1863 | 3.3545 | 10.9141 | 76.7384 | 80.6821 | -65 | -67.1863 | -174.3373 | 177.238 | -174.3373 | 177.238 | 97.3814 | 158.1177 | 118.2 | 126.691 | 117.9 | 126.4111 | -156.7 | -169.8386 | -155 | -166.4617 | -158.6 | -170.3243 | -158.1 | -170.1899 | 193.2522 | 205.9343
2021-01-05 03:00 | -62 | -64.0312 | 3.5961 | 10.0734 | 76.0539 | 79.7639 | -62 | -64.0312 | -175.3695 | 178.2592 | -175.3695 | 178.2592 | 95.7438 | 155.0037 | 114 | 122.8935 | 113.1 | 122.286 | -150.4 | -163.8053 | -149 | -160.7017 | -152.4 | -164.2484 | -151.9 | -164.2174 | 197.5418 | 211.8317
2021-01-05 03:30 | -62 | -64.0312 | 5.0776 | 10.5686 | 75.5249 | 79.0532 | -62 | -63.7887 | -173.313 | 176.0099 | -173.313 | 176.0099 | 95.3022 | 153.4787 | 113.7 | 122.3919 | 112.5 | 121.3903 | -149.8 | -162.9382 | -148.2 | -159.8476 | -151.7 | -163.6172 | -151.1 | -163.418 | 200.294 | 214.6424
2021-01-05 04:00 | -63 | -64.7611 | 3.5785 | 10.763 | 78.5634 | 82.0878 | -63 | -64.7611 | -179.6123 | 182.406 | -179.6123 | 182.406 | 95.0621 | 153.5111 | 117 | 125.4635 | 117.9 | 126.3032 | -157.6 | -170.631 | -154.8 | -166.239 | -158.8 | -170.547 | -158 | -170.0231 | 195.2731 | 210.0024
2021-01-05 04:30 | -65 | -66.4906 | 9.853 | 14.429 | 74.2746 | 77.6833 | -65 | -66.4906 | -177.0949 | 179.7853 | -177.0949 | 179.7853 | 97.526 | 154.5092 | 120 | 127.9506 | 119.7 | 127.7739 | -158.6 | -171.365 | -156.1 | -167.4864 | -159.8 | -171.4423 | -159.3 | -171.1388 | 204.3823 | 218.2404
2021-01-05 05:00 | -73 | -75.4321 | -1.388 | 15.9574 | 90.1167 | 93.5941 | -72 | -74.4648 | -203.4518 | 206.287 | -203.4518 | 206.287 | 92.0323 | 144.8267 | 121.5 | 127.7905 | 121.5 | 127.8838 | -160.8 | -170.9066 | -158.7 | -167.6034 | -162.6 | -171.7143 | -162.1 | -171.5331 | 224.2085 | 237.5984
2021-01-05 05:30 | -77 | -79.3095 | -0.34759 | 18.4244 | 93.3807 | 96.5426 | -77 | -79.0759 | -209.2088 | 211.8569 | -209.2088 | 211.8569 | 104.7546 | 156.2966 | 134.4 | 140.1976 | 134.7 | 140.5707 | -178 | -189.0211 | -176.4 | -185.9736 | -180.5 | -190.3059 | -180.4 | -190.5916 | 223.6794 | 233.7947
2021-01-05 06:00 | -75 | -76.9025 | 4.8904 | 17.6223 | 91.799 | 94.3295 | -74 | -75.71 | -209.3703 | 211.3371 | -209.3703 | 211.3371 | 98.3417 | 125.1209 | 135.6 | 139.4171 | 135.6 | 139.2789 | -180.9 | -187.8435 | -179.7 | -186.156 | -184.3 | -190.8837 | -183.7 | -190.5415 | 236.4359 | 249.5304
2021-01-05 06:30 | -85 | -87.5557 | -0.58928 | 23.2553 | 101.1891 | 104.3676 | -84 | -86.5852 | -228.6219 | 231.1604 | -228.6219 | 231.1604 | 87.1935 | 115.4792 | 135 | 138.6948 | 135.9 | 139.3687 | -180.3 | -186.7613 | -180.4 | -185.6883 | -184.9 | -190.2971 | -184.3 | -189.9056 | 259.5976 | 271.6697
2021-01-05 07:00 | -87 | -89.2693 | -0.83347 | 23.6961 | 103.901 | 106.5535 | -87 | -89.2693 | -233.5664 | 235.629 | -233.5664 | 235.629 | 85.9426 | 112.2923 | 135.3 | 138.586 | 134.7 | 138.0659 | -178.6 | -184.9567 | -178.9 | -183.9021 | -183.1 | -188.2427 | -182.7 | -188.0913 | 268.0281 | 278.6079
2021-01-05 07:30 | -86 | -87.6641 | 2.6091 | 23.6753 | 105.476 | 107.4915 | -86 | -87.6641 | -237.9016 | 239.1762 | -237.9016 | 239.1762 | 84.0243 | 109.1104 | 134.4 | 137.6425 | 133.2 | 136.3417 | -177.8 | -183.9327 | -179.7 | -184.6574 | -184.1 | -189.2667 | -183.6 | -188.8454 | 301.169 | 308.5949
2021-01-05 08:00 | -95 | -96.6902 | -3.8098 | 24.4144 | 112.1952 | 114.1565 | -94 | -95.7079 | -248.972 | 250.0804 | -248.972 | 250.0804 | 67.0218 | 97.2437 | 132.6 | 135.6282 | 132.9 | 136.1782 | -176.2 | -182.0768 | -179.2 | -183.9652 | -183.6 | -188.4774 | -183.2 | -188.2016 | 306.753 | 313.2871
2021-01-05 08:30 | -92 | -93.5575 | -0.74527 | 21.6544 | 110.0832 | 111.9962 | -91 | -92.3959 | -244.8773 | 245.8097 | -244.8773 | 245.8097 | 72.608 | 100.0804 | 132.3 | 135.3349 | 132.3 | 135.4625 | -175.1 | -180.495 | -178.2 | -182.5905 | -182.8 | -187.2978 | -182.3 | -186.9418 | 314.4416 | 321.083
2021-01-05 09:00 | -91 | -92.3959 | -1.4251 | 20.208 | 109.1123 | 110.7643 | -90 | -91.2414 | -236.7766 | 237.7066 | -236.7766 | 237.7066 | 75.3847 | 102.0041 | 132 | 134.7331 | 132.9 | 135.797 | -175.4 | -180.6177 | -178.7 | -182.9919 | -183.4 | -187.7755 | -182.9 | -187.4391 | 320.3132 | 326.7143
2021-01-05 09:30 | -94 | -95.352 | -7.2455 | 22.0465 | 110.9643 | 112.7466 | -94 | -95.1893 | -237.9358 | 238.7445 | -237.9358 | 238.7445 | 79.6613 | 107.7391 | 134.1 | 136.7911 | 133.8 | 136.3842 | -177.8 | -182.8089 | -181 | -185.154 | -185.4 | -189.6449 | -184.9 | -189.4026 | 321.3319 | 327.1655
2021-01-05 10:00 | -99 | -100.449 | -9.6811 | 24.0946 | 115.2525 | 116.9476 | -98 | -99.2975 | -241.5816 | 242.2973 | -241.5816 | 242.2973 | 71.7728 | 103.0783 | 134.1 | 136.9716 | 134.1 | 136.9108 | -178.1 | -183.2174 | -180 | -184.2829 | -184.1 | -188.353 | -184 | -188.3616 | 318.952 | 324.1279
2021-01-05 10:30 | -104 | -105.5462 | -16.9431 | 28.3457 | 120.8637 | 122.5919 | -103 | -104.561 | -245.15 | 245.8098 | -245.15 | 245.8098 | 78.7905 | 104.3315 | 133.8 | 136.2648 | 134.1 | 136.8506 | -177.5 | -182.3096 | -179.8 | -183.7511 | -184.4 | -188.4791 | -183.9 | -187.9129 | 321.7009 | 327.0624
2021-01-05 11:00 | -102 | -105.019 | -8.7445 | 24.8182 | 108.0614 | 110.559 | -103 | -105.7592 | -224.8644 | 225.8706 | -224.8644 | 225.8706 | 75.7627 | 113.7634 | 131.7 | 134.6853 | 131.4 | 134.4552 | -174.9 | -180.4231 | -174.8 | -179.3406 | -179.2 | -183.8082 | -178.7 | -183.4556 | 294.492 | 301.3444
2021-01-05 11:30 | -100 | -102.6109 | -17.9713 | 33.0786 | 116.2828 | 119.4543 | -100 | -102.8397 | -235.8962 | 237.7809 | -235.8962 | 237.7809 | 60.9959 | 101.6564 | 129.9 | 133.1557 | 129.9 | 133.4555 | -171.4 | -177.1076 | -172.2 | -176.7555 | -176.2 | -180.9983 | -175.7 | -180.5807 | 298.5407 | 304.3935
2021-01-05 12:00 | -105 | -107.4895 | -14.9889 | 26.6191 | 112.6814 | 114.8176 | -105 | -107.28 | -220.7285 | 221.6166 | -220.7285 | 221.6166 | 76.0455 | 112.1138 | 131.4 | 135.1229 | 130.8 | 134.7531 | -174.9 | -181.5536 | -175.3 | -180.7376 | -179.8 | -185.3215 | -179.1 | -184.8139 | 306.3631 | 310.8743
2021-01-05 12:30 | -101 | -102.9612 | -14.4542 | 28.5155 | 117.0571 | 119.2951 | -100 | -101.789 | -229.4883 | 230.8147 | -229.4883 | 230.8147 | 71.0262 | 104.9756 | 130.5 | 134.2479 | 130.8 | 134.6101 | -173.4 | -179.921 | -175.6 | -180.9318 | -179.8 | -185.1279 | -179.5 | -185.1035 | 310.7339 | 316.1163
2021-01-05 13:00 | -110 | -112.1784 | -17.2782 | 31.2319 | 121.045 | 123.3218 | -110 | -112.1784 | -229.3096 | 230.7634 | -229.3096 | 230.7634 | 76.9407 | 111.0609 | 132.9 | 136.7924 | 133.5 | 137.3754 | -176.1 | -183.0481 | -177.7 | -183.2848 | -182.1 | -187.7469 | -181.8 | -187.6774 | 300.2591 | 303.8011
2021-01-05 13:30 | -104 | -106.099 | -9.4661 | 22.7693 | 109.5559 | 111.626 | -103 | -105.119 | -215.9397 | 217.069 | -215.9397 | 217.069 | 80.678 | 116.7045 | 134.7 | 138.9003 | 133.8 | 138.0277 | -177 | -184.4241 | -179.2 | -185.1599 | -183.6 | -189.7203 | -183.2 | -189.4856 | 295.7396 | 299.1627
2021-01-05 14:00 | -97 | -99.0404 | -14.5254 | 26.9856 | 113.1408 | 115.572 | -97 | -98.8433 | -218.48 | 219.9732 | -218.48 | 219.9732 | 78.9246 | 115.5878 | 134.1 | 138.4668 | 133.8 | 138.2515 | -176.8 | -184.6019 | -178.9 | -185.2794 | -183 | -189.6209 | -183 | -189.6813 | 295.7317 | 299.2596
2021-01-05 14:30 | -94 | -95.7079 | -12.0696 | 24.0138 | 110.3181 | 112.5207 | -94 | -95.7079 | -213.0959 | 214.3428 | -213.0959 | 214.3428 | 84.6733 | 116.845 | 135 | 139.1185 | 133.8 | 138.1017 | -177 | -184.34 | -179.8 | -185.8921 | -184.9 | -190.9069 | -184.4 | -190.6715 | 311.9501 | 315.5529
2021-01-05 15:00 | -97 | -99.0404 | -11.9941 | 24.6238 | 110.6763 | 113.0702 | -97 | -98.8433 | -214.4269 | 215.8696 | -214.4269 | 215.8696 | 83.8184 | 115.437 | 131.4 | 135.4805 | 131.1 | 135.1166 | -174.1 | -181.0824 | -177.3 | -183.095 | -182.3 | -188.137 | -181.8 | -187.9029 | 321.1879 | 325.2587
2021-01-05 15:30 | -96 | -98.4886 | -11.5378 | 26.4443 | 114.1307 | 116.8147 | -97 | -99.2472 | -223.802 | 225.2785 | -223.802 | 225.2785 | 77.9232 | 113.6612 | 131.7 | 136.1438 | 132.3 | 136.7243 | -175.3 | -182.8499 | -178.7 | -184.8284 | -183.2 | -189.3838 | -182.7 | -189.0793 | 327.0169 | 330.186
2021-01-05 16:00 | -99 | -100.6231 | -10.8788 | 22.9966 | 114.3821 | 116.383 | -99 | -100.449 | -228.7274 | 229.768 | -228.7274 | 229.768 | 71.8482 | 109.079 | 131.7 | 135.6989 | 131.4 | 135.6279 | -174.2 | -181.168 | -177.9 | -183.776 | -182.4 | -188.3581 | -182.2 | -188.3152 | 331.1893 | 335.5761
2021-01-05 16:30 | -99 | -100.6231 | -12.218 | 24.4019 | 117.6125 | 119.6669 | -100 | -101.6071 | -241.4684 | 242.5702 | -241.4684 | 242.5702 | 67.9949 | 103.1048 | 132.9 | 136.9358 | 132 | 136.1356 | -174.9 | -182.212 | -178.5 | -184.5332 | -183.1 | -189.1861 | -182.4 | -188.7123 | 337.8668 | 341.5164
2021-01-05 17:00 | -98 | -99.8248 | -11.9327 | 24.6324 | 115.5094 | 117.8358 | -97 | -98.8433 | -243.5888 | 244.9168 | -243.5888 | 244.9168 | 66.1447 | 103.5624 | 131.4 | 135.8447 | 132 | 136.3535 | -175.4 | -182.9458 | -179.1 | -185.4206 | -183.4 | -189.7558 | -182.6 | -189.1382 | 338.1662 | 341.9538
2021-01-05 17:30 | -97 | -99.0404 | -8.5733 | 24.5834 | 115.0244 | 117.5322 | -98 | -100.02 | -248.3239 | 249.8584 | -248.3239 | 249.8584 | 63.2826 | 116.5815 | 133.5 | 137.6634 | 132.6 | 136.9394 | -176.2 | -183.4602 | -179.8 | -185.4923 | -184 | -189.6871 | -183.7 | -189.5677 | 324.6023 | 327.3284
2021-01-05 18:00 | -91 | -92.9624 | -0.80945 | 21.2954 | 108.7657 | 111.2535 | -90 | -91.9837 | -241.7737 | 243.1685 | -241.7737 | 243.1685 | 65.1117 | 116.0032 | 132.9 | 136.0486 | 132.6 | 136.1528 | -177 | -183.1082 | -179.4 | -184.1375 | -183.6 | -188.365 | -183.3 | -188.2305 | 312.6766 | 316.6972
2021-01-05 18:30 | -88 | -89.822 | 5.3156 | 20.7196 | 104.6351 | 107.0591 | -87 | -88.8426 | -232.6005 | 233.8932 | -232.6005 | 233.8932 | 64.9565 | 115.3196 | 132.9 | 135.797 | 133.5 | 136.3232 | -177.2 | -182.4374 | -179.7 | -184.3849 | -183.7 | -188.4848 | -183.6 | -188.5682 | 293.6557 | 297.8016
2021-01-05 19:00 | -76 | -77.4661 | 19.9559 | 25.8561 | 91.888 | 94.0345 | -76 | -77.4661 | -212.4703 | 213.4344 | -212.4703 | 213.4344 | 70.0178 | 122.1454 | 133.8 | 136.8017 | 134.1 | 137.285 | -177.7 | -183.4327 | -179.1 | -184.1198 | -183.3 | -188.3909 | -183.1 | -188.3829 | 290.7336 | 295.5332
2021-01-05 19:30 | -66 | -67.2681 | 27.6771 | 30.9159 | 84.6718 | 86.6134 | -67 | -68.0661 | -204.6408 | 205.512 | -204.6408 | 205.512 | 69.7847 | 127.152 | 133.8 | 137.9543 | 133.5 | 137.8858 | -177.5 | -185.3298 | -178.7 | -185.4988 | -183.1 | -190.0165 | -182.5 | -189.6273 | 289.3639 | 293.175
2021-01-05 20:00 | -63 | -63.9531 | 32.3839 | 35.5375 | 83.3047 | 84.996 | -63 | -63.9531 | -203.6325 | 204.2828 | -203.6325 | 204.2828 | 61.4552 | 125.6137 | 133.2 | 137.4462 | 133.2 | 137.3725 | -177.1 | -184.8605 | -178.5 | -185.183 | -182.8 | -189.5941 | -182.4 | -189.2617 | 288.2194 | 291.4328
2021-01-05 20:30 | -58 | -58.8558 | 34.0454 | 36.6133 | 79.7895 | 81.4987 | -59 | -59.8415 | -195.4986 | 196.1603 | -195.4986 | 196.1603 | 65.378 | 126.5786 | 133.2 | 138.2167 | 132.6 | 137.8826 | -176.8 | -185.9153 | -177.6 | -185.4256 | -182.1 | -190.052 | -182 | -190.245 | 274.4062 | 277.9381
2021-01-05 21:00 | -62 | -63.1506 | 29.0059 | 31.8974 | 81.0189 | 83.086 | -61 | -62.1691 | -196.6826 | 197.7498 | -196.6826 | 197.7498 | 71.5319 | 130.2064 | 131.7 | 136.9348 | 132.6 | 138.0483 | -176.4 | -185.8473 | -177.4 | -185.4658 | -181.6 | -189.8624 | -181.2 | -189.6561 | 252.7368 | 257.399
2021-01-05 21:30 | -56 | -57.4891 | 30.4556 | 32.8508 | 75.7359 | 78.1813 | -56 | -57.2713 | -186.432 | 187.6751 | -186.432 | 187.6751 | 82.6291 | 138.844 | 133.2 | 138.913 | 133.5 | 139.4213 | -176.5 | -186.3874 | -176.8 | -185.2766 | -181 | -189.703 | -180.5 | -189.407 | 240.3067 | 245.7888
2021-01-05 22:00 | -60 | -61.3922 | 24.8802 | 27.2019 | 75.9078 | 78.6247 | -59 | -60.4152 | -183.8728 | 185.3155 | -183.8728 | 185.3155 | 92.5729 | 142.6308 | 133.5 | 138.9962 | 134.1 | 139.6561 | -177.4 | -187.5297 | -176.5 | -185.1157 | -180.8 | -189.5122 | -180.3 | -189.2468 | 232.2355 | 237.3577
2021-01-05 22:30 | -54 | -55.3173 | 26.3672 | 28.0797 | 70.9931 | 73.9055 | -54 | -55.3173 | -183.2609 | 184.7321 | -183.2609 | 184.7321 | 106.5415 | 153.7457 | 134.7 | 141.4579 | 133.5 | 140.5016 | -177.4 | -189.879 | -175.5 | -186.03 | -179.7 | -190.4234 | -179.4 | -190.5413 | 221.3897 | 226.8579
2021-01-05 23:00 | -47 | -47.0425 | 32.5746 | 32.6743 | 63.01 | 63.9868 | -46 | -46.0435 | -173.2928 | 173.5323 | -173.2928 | 173.5323 | 104.7331 | 154.3461 | 134.1 | 140.8994 | 134.1 | 140.8867 | -177.3 | -189.75 | -175.1 | -185.8529 | -179.1 | -190.1181 | -178.5 | -189.7281 | 207.3159 | 214.9619
2021-01-05 23:30 | -39 | -39 | 37.8617 | 38.157 | 54.5632 | 55.367 | -39 | -39 | -167.6793 | 167.7293 | -167.6793 | 167.7293 | 99.1597 | 148.3622 | 133.8 | 140.1475 | 134.4 | 140.8096 | -177.4 | -189.1058 | -175 | -185.1301 | -179.4 | -189.7136 | -178.6 | -189.2531 | 221.8596 | 229.8261
2021-01-06 | -38 | -38.0132 | 36.1488 | 36.4707 | 53.9355 | 54.8909 | -37 | -37.0135 | -160.8509 | 161.0383 | -160.8509 | 161.0383 | 98.2422 | 149.3603 | 134.1 | 140.7038 | 133.5 | 140.2236 | -176.5 | -188.4363 | -173.4 | -183.7457 | -177.8 | -188.267 | -177.2 | -187.9991 | 208.4106 | 217.4269
2021-01-06 00:30 | -45 | -45.0999 | 26.3087 | 26.5832 | 59.7677 | 60.9646 | -44 | -44.0454 | -159.8674 | 160.3639 | -159.8674 | 160.3639 | 105.4379 | 154.2797 | 133.2 | 139.6647 | 133.5 | 140.2236 | -176.1 | -188.0968 | -173.1 | -183.5337 | -176.8 | -187.4887 | -176.7 | -187.6019 | 203.0607 | 213.5068
2021-01-06 01:00 | -54 | -54.231 | 21.4219 | 21.4738 | 62.3385 | 64.2265 | -53 | -53.1507 | -158.4908 | 159.5843 | -158.4908 | 159.5843 | 104.0911 | 154.1942 | 134.1 | 140.6133 | 133.2 | 139.6647 | -176.2 | -188.3667 | -173.3 | -183.7223 | -177.5 | -188.0781 | -176.9 | -187.918 | 189.8004 | 199.7333
2021-01-06 01:30 | -55 | -55.5788 | 12.73 | 12.8888 | 69.7889 | 71.7794 | -55 | -55.4437 | -165.7577 | 167.0325 | -165.7577 | 167.0325 | 108.2278 | 155.3513 | 134.4 | 141.1722 | 134.4 | 141.357 | -178 | -190.3687 | -174.7 | -185.2421 | -178.7 | -189.4468 | -178 | -189.156 | 173.4884 | 185.9164
2021-01-06 02:00 | -56 | -56.4358 | 10.9077 | 11.0245 | 70.0934 | 71.8002 | -56 | -56.3205 | -171.1254 | 172.4432 | -171.1254 | 172.4432 | 103.3478 | 150.3548 | 128.7 | 135.3798 | 129.6 | 136.1435 | -171.6 | -182.9722 | -167.8 | -177.7051 | -171.5 | -181.561 | -170.9 | -181.1597 | 175.6242 | 192.034
2021-01-06 02:30 | -56 | -56.4358 | 11.1167 | 11.1524 | 69.6895 | 71.5335 | -55 | -55.4437 | -171.3553 | 172.8603 | -171.3553 | 172.8603 | 102.9813 | 162.8142 | 130.5 | 137.3705 | 131.4 | 138.133 | -173.7 | -185.4985 | -169.4 | -179.8123 | -173.4 | -184.2386 | -172.6 | -183.6015 | 158.7947 | 179.2847
2021-01-06 03:00 | -51 | -51.3517 | 13.0425 | 13.1425 | 66.9743 | 68.8142 | -51 | -51.3517 | -163.3633 | 164.7295 | -163.3633 | 164.7295 | 109.2904 | 165.6287 | 131.1 | 137.7552 | 131.1 | 137.9406 | -173.2 | -184.8201 | -169.2 | -179.4566 | -173.3 | -183.7556 | -173 | -183.7743 | 163.7077 | 185.3224
2021-01-06 03:30 | -55 | -55.4437 | 11.9201 | 11.9557 | 68.5042 | 70.4282 | -54 | -54.4518 | -168.6796 | 170.1494 | -168.6796 | 170.1494 | 112.176 | 166.9764 | 130.8 | 137.1053 | 131.7 | 138.3263 | -173.8 | -185.1402 | -169.7 | -179.7626 | -173.9 | -184.0579 | -173.4 | -184.0166 | 167.7714 | 187.9498
2021-01-06 04:00 | -58 | -58.4209 | 11.1653 | 11.244 | 72.0383 | 73.545 | -57 | -57.3149 | -174.5539 | 175.7088 | -174.5539 | 175.7088 | 108.7367 | 163.7818 | 130.2 | 136.6236 | 130.5 | 136.9095 | -173.5 | -184.6866 | -169.5 | -179.4093 | -173.5 | -183.6472 | -173 | -183.4726 | 172.6084 | 191.7472
2021-01-06 04:30 | -54 | -54.231 | 18.0407 | 18.3617 | 67.1389 | 68.1429 | -53 | -53.1507 | -168.3235 | 169.0671 | -168.3235 | 169.0671 | 112.478 | 165.0824 | 134.1 | 140.1694 | 133.8 | 140.1475 | -177.1 | -188.3434 | -172.9 | -182.8515 | -177.1 | -187.3436 | -176.7 | -187.3279 | 182.784 | 201.8961
2021-01-06 05:00 | -51 | -51.0392 | 22.2573 | 22.4776 | 66.4847 | 67.2774 | -49 | -49.0408 | -170.6091 | 171.0362 | -170.6091 | 171.0362 | 105.6943 | 159.5773 | 133.5 | 139.1644 | 134.1 | 139.7401 | -176.9 | -187.2239 | -174.1 | -183.5703 | -178.1 | -187.8393 | -177.8 | -187.747 | 208.1496 | 225.1008
2021-01-06 05:30 | -47 | -47 | 30.1624 | 30.2724 | 62.7257 | 63.3599 | -47 | -47 | -166.3146 | 166.5491 | -166.3146 | 166.5491 | 102.7181 | 162.046 | 133.5 | 139.9509 | 132.9 | 139.4693 | -176.2 | -187.9457 | -173.9 | -184.2553 | -178.5 | -189.0555 | -177.7 | -188.6042 | 228.4783 | 237.0836
2021-01-06 06:00 | -53 | -53.1507 | 23.8486 | 24.1019 | 71.9579 | 72.8575 | -53 | -53.1507 | -185.7376 | 186.1738 | -185.7376 | 186.1738 | 88.1228 | 150.1558 | 132 | 138.4301 | 132.9 | 139.1101 | -176.1 | -187.2669 | -175.1 | -184.9957 | -179.4 | -189.4871 | -179 | -189.3028 | 226.5181 | 235.1552
2021-01-06 06:30 | -52 | -52.1536 | 29.4 | 29.9929 | 67.9322 | 67.9611 | -53 | -53.1507 | -185.0284 | 185.0678 | -185.0284 | 185.0678 | 75.8548 | 134.6943 | 133.5 | 136.1438 | 132 | 134.6733 | -176.1 | -181.3036 | -175.8 | -180.3824 | -180 | -184.5882 | -179.6 | -184.3549 | 236.81 | 249.8024
2021-01-06 07:00 | -55 | -55.2268 | 24.5501 | 25.7322 | 75.7811 | 75.8056 | -55 | -55.2268 | -192.9231 | 192.962 | -192.9231 | 192.962 | 71.6054 | 129.623 | 132.9 | 135.3811 | 132.9 | 135.3243 | -175.9 | -180.5924 | -175.7 | -179.7969 | -179.7 | -183.8967 | -179.3 | -183.7076 | 251.1207 | 262.4748
2021-01-06 07:30 | -68 | -68.3593 | 14.7215 | 15.7469 | 87.0942 | 87.1202 | -69 | -69.4622 | -209.1511 | 209.2779 | -209.1511 | 209.2779 | 77.6764 | 130.4607 | 131.7 | 133.8155 | 131.7 | 133.923 | -174.8 | -178.7145 | -176 | -179.5446 | -180.5 | -184.1932 | -180.4 | -184.236 | 285.0392 | 293.5268
2021-01-06 08:00 | -77 | -77.0584 | 10.6498 | 10.9742 | 87.0159 | 87.0387 | -77 | -77.1038 | -210.3055 | 210.3403 | -210.3055 | 210.3403 | 62.1089 | 119.0978 | 132.6 | 134.7013 | 131.7 | 133.923 | -175.3 | -179.3257 | -176.3 | -179.8024 | -180.4 | -184.1955 | -180.1 | -183.9468 | 276.5392 | 284.5691
2021-01-06 08:30 | -68 | -68.593 | 10.0454 | 13.149 | 86.113 | 86.1787 | -69 | -69.7209 | -203.6536 | 203.8719 | -203.6536 | 203.8719 | 43.8537 | 114.7998 | 131.1 | 133.7317 | 131.4 | 133.9089 | -174.1 | -178.8914 | -174.6 | -178.6873 | -178.5 | -182.6683 | -177.9 | -182.1676 | 263.216 | 269.8851
2021-01-06 09:00 | -88 | -88.0227 | -10.7746 | 11.3195 | 102.5395 | 102.5514 | -88 | -88.0511 | -227.4978 | 227.5132 | -227.4978 | 227.5132 | 37.3669 | 104.7474 | 126 | 128.1 | 126 | 128.1544 | -167.7 | -171.3134 | -168.6 | -171.9746 | -173.1 | -176.4656 | -172.5 | -175.9162 | 282.4353 | 289.4966
2021-01-06 09:30 | -88 | -88.0227 | -13.296 | 13.5856 | 101.8525 | 101.8821 | -88 | -88.0057 | -218.4223 | 218.4753 | -218.4223 | 218.4753 | 34.1166 | 107.8016 | 126.6 | 128.6367 | 125.4 | 127.6199 | -167.5 | -171.0769 | -169 | -172.1535 | -173.3 | -176.5654 | -173.2 | -176.4075 | 274.2026 | 281.1111
2021-01-06 10:00 | -87 | -87.0057 | -18.1752 | 18.2332 | 102.1163 | 102.2455 | -87 | -87.023 | -210.3834 | 210.4569 | -210.3834 | 210.4569 | 49.3624 | 116.3501 | 126 | 128.5545 | 126.3 | 128.7895 | -167.3 | -171.4294 | -169.6 | -173.1738 | -173.6 | -177.2732 | -173.1 | -176.8858 | 288.0317 | 292.0049
2021-01-06 10:30 | -89 | -89.0056 | -15.743 | 15.7959 | 102.31 | 102.4248 | -89 | -89.0056 | -208.3542 | 208.4311 | -208.3542 | 208.4311 | 42.0324 | 117.2348 | 120 | 122.6795 | 120.3 | 123.0987 | -160.3 | -164.4475 | -162.5 | -166.1012 | -166.5 | -170.1802 | -166.1 | -169.8722 | 291.4621 | 295.5564
2021-01-06 11:00 | -86 | -86 | -20.8658 | 21.0378 | 97.642 | 97.7377 | -86 | -86 | -210.612 | 210.6412 | -210.612 | 210.6412 | 27.5301 | 111.6693 | 119.4 | 122.4812 | 119.1 | 122.3242 | -158.1 | -162.9113 | -162.5 | -166.5927 | -166.1 | -170.2805 | -166 | -170.2567 | 289.9417 | 293.105
2021-01-06 11:30 | -78 | -78.0577 | -14.4004 | 15.5358 | 89.8781 | 89.9159 | -78 | -78.0577 | -196.3838 | 196.4997 | -196.3838 | 196.4997 | 30.7455 | 113.74 | 119.4 | 122.6164 | 118.5 | 121.7401 | -157.7 | -162.6448 | -161.5 | -165.774 | -165.6 | -169.9939 | -164.9 | -169.3803 | 288.4244 | 291.7844
2021-01-06 12:00 | -76 | -78.1025 | -14.7317 | 15.4756 | 88.3613 | 89.1612 | -76 | -78.1025 | -190.149 | 190.27 | -190.149 | 190.27 | 32.6467 | 116.1579 | 118.5 | 122.6152 | 118.8 | 122.9824 | -157.6 | -163.9127 | -161.7 | -166.9654 | -165.7 | -171.357 | -164.9 | -170.5156 | 281.3629 | 283.6885
2021-01-06 12:30 | -76 | -76.2365 | -12.691 | 13.8098 | 86.1641 | 87.0292 | -76 | -76.2365 | -180.5404 | 180.687 | -180.5404 | 180.687 | 18.7999 | 117.1567 | 112.8 | 117.1157 | 111 | 115.5483 | -147.6 | -153.6246 | -152.4 | -157.6384 | -156.1 | -161.5223 | -155.9 | -161.2582 | 287.3382 | 289.7985
2021-01-06 13:00 | -79 | -79.1581 | -18.39 | 18.8425 | 89.1747 | 89.863 | -78 | -79.1581 | -184.4957 | 184.5326 | -184.4957 | 184.5326 | 37.3835 | 117.2716 | 112.5 | 116.7463 | 112.2 | 116.3772 | -149.2 | -154.678 | -154.6 | -159.4433 | -158.2 | -163.1785 | -158.1 | -163.3047 | 312.2708 | 314.2407
2021-01-06 13:30 | -81 | -81.0987 | -22.189 | 22.4027 | 90.5697 | 91.2761 | -81 | -81.1542 | -190.0936 | 190.1705 | -190.0936 | 190.1705 | 35.3344 | 124.4011 | 111.3 | 115.7538 | 110.7 | 115.344 | -147.2 | -153.1849 | -151.4 | -156.8272 | -155.3 | -160.827 | -154.9 | -160.5192 | 300.4249 | 303.1467
2021-01-06 14:00 | -82 | -82.1523 | -22.8497 | 23.0004 | 91.8568 | 92.5491 | -81 | -81.0987 | -187.5843 | 187.6602 | -187.5843 | 187.6602 | 34.6854 | 119.4563 | 111.3 | 115.8365 | 111 | 115.8874 | -147.9 | -154.1926 | -153.4 | -158.9145 | -157.3 | -162.9403 | -156.7 | -162.4399 | 299.6403 | 302.3913
2021-01-06 14:30 | -81 | -81.3019 | -20.1432 | 21.057 | 92.3183 | 93.4972 | -81 | -81.3019 | -187.6468 | 187.8526 | -187.6468 | 187.8526 | 28.1702 | 120.3233 | 110.7 | 115.6869 | 110.7 | 115.7743 | -148.2 | -154.8814 | -152.2 | -157.9688 | -155.6 | -161.4429 | -155.3 | -161.235 | 274.2163 | 277.1921
2021-01-06 15:00 | -81 | -81.3019 | -15.9949 | 16.5738 | 92.8126 | 93.7064 | -81 | -81.2219 | -185.1963 | 185.3236 | -185.1963 | 185.3236 | 38.5126 | 122.5912 | 111.6 | 116.4622 | 111.3 | 116.3482 | -147.9 | -154.5362 | -151.8 | -157.6642 | -155.7 | -161.7434 | -155.1 | -161.1698 | 274.8177 | 278.2046
2021-01-06 15:30 | -89 | -89.4539 | -20.3919 | 21.8716 | 101.8365 | 103.0281 | -89 | -89.3588 | -199.7024 | 199.9871 | -199.7024 | 199.9871 | 35.3729 | 118.7191 | 111.9 | 116.1682 | 110.4 | 115.141 | -148 | -154.176 | -152.7 | -157.9796 | -156.9 | -162.3212 | -156.3 | -161.8706 | 291.6835 | 294.498
2021-01-06 16:00 | -87 | -86.3713 | -12.0041 | 14.5435 | 101.5454 | 102.5603 | -86 | -86.3713 | -206.8128 | 207.0031 | -206.8128 | 207.0031 | 44.8598 | 117.4744 | 111.6 | 115.6402 | 111.6 | 115.9604 | -149.2 | -154.8641 | -153.3 | -158.4074 | -156.9 | -162.1432 | -156.4 | -161.7356 | 309.401 | 313.0855
2021-01-06 16:30 | -100 | -100.7174 | -9.8451 | 16.025 | 108.5155 | 109.7329 | -100 | -100.7174 | -222.3676 | 222.7813 | -222.3676 | 222.7813 | 27.5491 | 115.4281 | 111.9 | 116.088 | 110.4 | 115.141 | -147.9 | -154.052 | -151.5 | -156.9237 | -155.2 | -160.7045 | -154.8 | -160.3309 | 289.4218 | 292.3969
2021-01-06 17:00 | -98 | -98.6154 | -0.11182 | 11.0096 | 105.199 | 106.1351 | -98 | -98.6154 | -222.5478 | 222.7123 | -222.5478 | 222.7123 | 22.4399 | 113.2575 | 111.9 | 116.3308 | 111.9 | 116.3308 | -148.4 | -154.298 | -151.6 | -156.9166 | -155.3 | -160.7493 | -155 | -160.5374 | 296.6325 | 300.3487
2021-01-06 17:30 | -80 | -80.399 | 8.6634 | 13.5038 | 99.0123 | 99.8842 | -81 | -80.3057 | -215.7145 | 215.8289 | -215.7145 | 215.8289 | 28.1322 | 118.4839 | 126.3 | 130.7704 | 125.7 | 130.5086 | -168.6 | -176.1447 | -169.7 | -176.3851 | -173.3 | -180.1214 | -173.3 | -180.3134 | 271.3721 | 275.0151
2021-01-06 18:00 | -93 | -93.5361 | 4.7452 | 11.1618 | 101.0787 | 102.0335 | -93 | -93.4345 | -222.0821 | 222.1956 | -222.0821 | 222.1956 | 47.6787 | 123.5057 | 133.8 | 137.2545 | 133.2 | 136.874 | -177.4 | -183.884 | -178.5 | -184.3319 | -182.6 | -188.5517 | -182.7 | -188.7527 | 282.1532 | 286.3496
2021-01-06 18:30 | -91 | -91.6624 | 0.39358 | 12.7226 | 109.209 | 110.2265 | -90 | -90.6697 | -241.6959 | 242.0229 | -241.6959 | 242.0229 | 51.0478 | 123.8964 | 134.4 | 138.1108 | 135 | 138.8336 | -178.1 | -184.8777 | -178.9 | -184.8948 | -183.5 | -189.6994 | -183 | -189.3179 | 278.6316 | 283.3429
2021-01-06 19:00 | -83 | -83.7257 | 10.4445 | 16.0735 | 101.0289 | 102.1677 | -83 | -83.6002 | -228.9365 | 229.307 | -228.9365 | 229.307 | 56.709 | 130.5045 | 134.4 | 138.2502 | 133.8 | 137.8816 | -178.2 | -184.9561 | -179.1 | -185.1389 | -183.5 | -189.6994 | -183.1 | -189.4916 | 271.5192 | 276.1157
2021-01-06 19:30 | -80 | -81.615 | 14.5677 | 18.8745 | 97.7223 | 98.8426 | -80 | -80.5047 | -230.6216 | 231.0841 | -230.6216 | 231.0841 | 59.2486 | 128.5607 | 134.1 | 138.3186 | 134.7 | 138.9839 | -177.3 | -185.196 | -178.2 | -185.1087 | -182.2 | -189.3386 | -182.1 | -189.379 | 266.8949 | 272.0124
2021-01-06 20:00 | -72 | -72.3395 | 23.1008 | 24.3465 | 90.6712 | 91.2831 | -72 | -72.2496 | -218.2373 | 218.3663 | -218.2373 | 218.3663 | 55.9311 | 129.4071 | 134.1 | 138.3186 | 134.7 | 138.9003 | -178.3 | -186.1535 | -179.6 | -186.5919 | -183.8 | -190.9057 | -183.4 | -190.7256 | 274.5709 | 279.3222
2021-01-06 20:30 | -67 | -67.2681 | 26.9446 | 28.398 | 86.8448 | 87.5739 | -67 | -67.2681 | -211.1181 | 211.2977 | -211.1181 | 211.2977 | 63.5338 | 134.7804 | 135.3 | 139.7037 | 134.4 | 138.9078 | -179 | -187.3111 | -180.4 | -187.5522 | -184.8 | -192.1401 | -184.2 | -191.7287 | 267.978 | 272.3056
2021-01-06 21:00 | -63 | -63.1981 | 25.9884 | 27.0029 | 83.152 | 84.0542 | -64 | -63.1981 | -201.791 | 202.0648 | -201.791 | 202.0648 | 65.6676 | 139.8066 | 135 | 140.3551 | 135.3 | 140.7259 | -179.3 | -189.2 | -179.1 | -187.8006 | -183.6 | -192.4832 | -182.8 | -191.9325 | 245.7709 | 250.2108
2021-01-06 21:30 | -70 | -70.7107 | 19.6504 | 22.0824 | 86.9693 | 88.3869 | -69 | -69.7209 | -206.7631 | 207.4026 | -206.7631 | 207.4026 | 71.0919 | 140.5954 | 135.3 | 140.8087 | 136.2 | 141.84 | -179.6 | -190.0369 | -178.5 | -187.38 | -182.7 | -191.6741 | -182.3 | -191.579 | 215.9738 | 221.1836
2021-01-06 22:00 | -71 | -71.8471 | 13.5266 | 16.189 | 87.4208 | 89.0095 | -71 | -71.7008 | -207.4162 | 208.3709 | -207.4162 | 208.3709 | 79.0992 | 143.5538 | 135.9 | 141.221 | 136.2 | 141.9241 | -180.3 | -190.2116 | -178.3 | -187.0076 | -182.7 | -191.625 | -182 | -191.053 | 207.0228 | 215.2409
2021-01-06 22:30 | -60 | -60.407 | 21.7113 | 22.0195 | 75.6086 | 76.9887 | -59 | -59.3043 | -194.0651 | 194.6489 | -194.0651 | 194.6489 | 90.1515 | 158.1939 | 136.2 | 141.3481 | 136.5 | 141.4782 | -179.9 | -189.4837 | -177.6 | -185.6571 | -181.6 | -189.8624 | -181.4 | -189.8767 | 192.3904 | 216.3058
2021-01-06 23:00 | -55 | -55.3263 | 21.4423 | 21.575 | 72.822 | 74.323 | -55 | -55.3263 | -191.9832 | 192.603 | -191.9832 | 192.603 | 92.7674 | 160.2053 | 136.5 | 141.5574 | 137.1 | 142.0572 | -181.2 | -190.6255 | -177.6 | -185.541 | -181.7 | -189.8998 | -181.1 | -189.4135 | 190.6297 | 215.7779
2021-01-06 23:30 | -40 | -40 | 35.7573 | 36.1272 | 56.9528 | 57.7116 | -40 | -40 | -179.6841 | 179.7767 | -179.6841 | 179.7767 | 91.0715 | 159.9539 | 137.1 | 141.7477 | 135.9 | 140.5874 | -181.2 | -190.2951 | -178.8 | -186.4048 | -182.9 | -190.6203 | -182.2 | -190.0907 | 214.6337 | 239.6041
2021-01-07 | -44 | -44.0454 | 27.0421 | 27.1752 | 61.916 | 63.1807 | -43 | -43.0465 | -177.1167 | 177.6428 | -177.1167 | 177.6428 | 92.5414 | 160.0694 | 135.6 | 140.3747 | 136.8 | 141.4782 | -180 | -189.2059 | -177.2 | -184.9563 | -181.2 | -189.1324 | -180.7 | -188.8267 | 195.148 | 224.4764
2021-01-07 00:30 | -47 | -47.1699 | 21.9192 | 22.0814 | 63.5725 | 64.9673 | -47 | -47.0956 | -172.4832 | 173.2497 | -172.4832 | 173.2497 | 96.2916 | 161.9309 | 135.9 | 140.7422 | 135.3 | 140.6437 | -180.2 | -189.6481 | -176.6 | -184.5549 | -181 | -189.1428 | -179.7 | -188.1641 | 181.7802 | 213.6056
2021-01-07 01:00 | -56 | -56.5685 | 12.2015 | 12.3183 | 71.3831 | 73.2034 | -57 | -57.4282 | -179.4921 | 180.8994 | -179.4921 | 180.8994 | 89.8485 | 160.6218 | 136.8 | 141.9263 | 136.2 | 141.4286 | -180.4 | -190.1478 | -176.8 | -184.892 | -180.7 | -189.0017 | -180.1 | -188.6649 | 162.0632 | 194.7581
2021-01-07 01:30 | -46 | -46.0109 | 19.4056 | 20.1692 | 62.197 | 63.3516 | -46 | -46.0109 | -166.4057 | 167.229 | -166.4057 | 167.229 | 94.4387 | 167.5102 | 136.2 | 141.7566 | 135.9 | 141.552 | -180.4 | -190.8872 | -176.8 | -185.578 | -180.6 | -189.6238 | -180 | -189.2677 | 152.9619 | 186.2262
2021-01-07 02:00 | -44 | -44 | 25.4235 | 26.5559 | 53.4743 | 54.6739 | -44 | -44.0114 | -149.1772 | 149.9118 | -149.1772 | 149.9118 | 104.7194 | 174.4851 | 136.5 | 143.8205 | 136.2 | 143.8224 | -179.9 | -193.7731 | -175.7 | -187.2686 | -179.5 | -191.3876 | -178.7 | -190.8473 | 149.2134 | 176.4471
2021-01-07 02:30 | -45 | -45.0111 | 18.3959 | 19.5857 | 60.4346 | 61.5303 | -45 | -46.0109 | -156.3378 | 157.2019 | -156.3378 | 157.2019 | 117.1886 | 176.9823 | 135.6 | 140.2974 | 136.5 | 141.3996 | -180.5 | -189.9291 | -176.8 | -185.7 | -181.2 | -190.2867 | -180.4 | -189.8029 | 162.1248 | 191.3509
2021-01-07 03:00 | -45 | -45.0111 | 20.431 | 21.7949 | 58.815 | 59.7423 | -45 | -45.0111 | -153.0409 | 154.0371 | -153.0409 | 154.0371 | 120.9498 | 179.2176 | 136.5 | 141.1674 | 136.5 | 141.3217 | -181 | -189.9744 | -177.4 | -185.8194 | -181.5 | -190.24 | -180.9 | -189.9096 | 165.1036 | 193.8714
2021-01-07 03:30 | -42 | -42 | 24.9437 | 26.1434 | 55.198 | 56.1115 | -41 | -41 | -147.6452 | 148.7057 | -147.6452 | 148.7057 | 115.1987 | 176.0442 | 136.2 | 140.9543 | 136.2 | 141.1888 | -179.9 | -189.2966 | -176.3 | -185.0409 | -180.5 | -189.5023 | -180.1 | -189.3319 | 151.9696 | 182.0197
2021-01-07 04:00 | -36 | -36 | 29.7344 | 31.2877 | 51.3408 | 52.0137 | -36 | -36 | -142.8007 | 143.5398 | -142.8007 | 143.5398 | 111.4969 | 174.246 | 136.5 | 141.3217 | 135.9 | 140.8205 | -180.1 | -189.549 | -176.6 | -185.479 | -181.1 | -190.2834 | -180.1 | -189.5178 | 164.5448 | 193.0317
2021-01-07 04:30 | -37 | -37.054 | 30.487 | 31.8364 | 54.0407 | 54.4501 | -37 | -37.054 | -148.0118 | 148.3089 | -148.0118 | 148.3089 | 115.4394 | 172.1272 | 135.9 | 140.0643 | 135.9 | 140.2849 | -179.4 | -187.7297 | -177.5 | -185.5829 | -181.8 | -190.1121 | -181.3 | -189.8998 | 181.543 | 208.4054
2021-01-07 05:00 | -33 | -33.1361 | 35.7391 | 36.8703 | 51.9163 | 52.1859 | -33 | -33.1361 | -144.9124 | 145.0621 | -144.9124 | 145.0621 | 111.8694 | 169.6915 | 135.9 | 140.1373 | 135.3 | 139.7037 | -179.9 | -187.8585 | -177.6 | -185.6367 | -182.1 | -190.1493 | -181.3 | -189.5462 | 197.8197 | 223.3452
2021-01-07 05:30 | -46 | -46.0109 | 29.4589 | 29.5359 | 62.3558 | 63.097 | -46 | -47 | -163.4999 | 164.0726 | -163.4999 | 164.0726 | 103.1503 | 159.8673 | 135.9 | 139.1719 | 136.5 | 139.9538 | -179.7 | -186.2083 | -178.5 | -184.5332 | -183.1 | -189.3634 | -182.6 | -189.0862 | 220.9929 | 243.2256
2021-01-07 06:00 | -42 | -42 | 32.319 | 32.4445 | 59.7799 | 60.2984 | -42 | -42 | -165.4719 | 165.771 | -165.4719 | 165.771 | 97.6539 | 140.5306 | 133.8 | 136.497 | 135 | 137.7924 | -178.9 | -184.16 | -178.7 | -184.1574 | -183.3 | -188.911 | -182.7 | -188.5 | 240.6127 | 266.4036
2021-01-07 06:30 | -46 | -46.0109 | 28.216 | 28.2612 | 63.3635 | 64.1349 | -46 | -46.0109 | -173.8715 | 174.2535 | -173.8715 | 174.2535 | 82.7995 | 130.3032 | 135.9 | 138.3836 | 134.7 | 137.5591 | -178.9 | -183.9718 | -178.3 | -182.864 | -183 | -187.6157 | -182.3 | -187.1658 | 237.8478 | 257.0616
2021-01-07 07:00 | -48 | -47.0106 | 23.0939 | 23.1366 | 66.8505 | 67.2902 | -47 | -47.0106 | -175.1436 | 175.4058 | -175.1436 | 175.4058 | 82.7742 | 127.0093 | 134.1 | 136.503 | 133.5 | 135.8576 | -178.8 | -183.4182 | -178.5 | -182.5837 | -183.1 | -187.397 | -182.6 | -187.0158 | 250.21 | 267.1913
2021-01-07 07:30 | -49 | -49 | 21.6227 | 21.8482 | 65.3394 | 65.5876 | -49 | -49.0102 | -173.3655 | 173.3963 | -173.3655 | 173.3963 | 77.2703 | 128.2556 | 134.4 | 137.578 | 134.4 | 137.7075 | -177.9 | -184.1322 | -179 | -184.7417 | -183.6 | -189.5203 | -182.6 | -188.5517 | 244.6784 | 257.1458
2021-01-07 08:00 | -46 | -46.0109 | 20.6745 | 21.1627 | 61.3472 | 61.576 | -46 | -46.0109 | -162.6547 | 162.6677 | -162.6547 | 162.6677 | 70.7532 | 126.4868 | 134.7 | 137.8075 | 133.8 | 137.0567 | -177.8 | -183.9132 | -178.9 | -184.4728 | -183.2 | -188.9846 | -182.7 | -188.5988 | 223.1525 | 236.698
2021-01-07 08:30 | -46 | -46.0977 | 15.1393 | 16.9468 | 60.1747 | 60.2906 | -46 | -46.0435 | -155.9681 | 155.9786 | -155.9681 | 155.9786 | 74.7883 | 126.9917 | 135 | 138.2932 | 134.1 | 137.285 | -177.7 | -183.6833 | -177.8 | -183.1634 | -182.1 | -187.6499 | -181.7 | -187.359 | 214.7015 | 229.3883
2021-01-07 09:00 | -51 | -51.0882 | 7.1804 | 10.212 | 62.7852 | 62.871 | -51 | -51.0882 | -156.1369 | 156.187 | -156.1369 | 156.187 | 75.0514 | 126.8599 | 134.4 | 137.4511 | 134.4 | 137.578 | -177.4 | -183.2418 | -178.3 | -183.4824 | -182.6 | -187.9205 | -182.2 | -187.6748 | 225.1719 | 236.963
2021-01-07 09:30 | -51 | -51.1566 | 3.8835 | 8.6045 | 61.7332 | 61.7883 | -51 | -51.1566 | -149.6933 | 149.827 | -149.6933 | 149.827 | 88.2339 | 134.2801 | 135 | 137.8529 | 134.7 | 137.7444 | -177.5 | -182.9205 | -178.6 | -183.9072 | -182.9 | -188.2936 | -182.4 | -188.0677 | 225.0408 | 236.0751
2021-01-07 10:00 | -51 | -51.2445 | 4.9069 | 9.5848 | 60.6442 | 60.6578 | -51 | -51.2445 | -144.7309 | 145.0186 | -144.7309 | 145.0186 | 81.9765 | 132.7386 | 134.7 | 137.3794 | 134.1 | 136.9108 | -177.5 | -182.8235 | -177.8 | -182.5679 | -182.1 | -187.2935 | -181.6 | -186.878 | 213.2235 | 223.6501
2021-01-07 10:30 | -50 | -50.3587 | 6.1671 | 9.6628 | 61.6568 | 61.6817 | -49 | -49.366 | -145.0542 | 145.4903 | -145.0542 | 145.4903 | 84.4724 | 133.4885 | 134.4 | 137.3266 | 134.1 | 137.033 | -178.6 | -183.7693 | -178.3 | -182.9802 | -182.8 | -187.4646 | -182 | -186.9751 | 205.9306 | 215.9728
2021-01-07 11:00 | -54 | -54.5894 | 3.2676 | 10.9247 | 61.8299 | 62.1694 | -54 | -54.5894 | -144.6772 | 145.4856 | -144.6772 | 145.4856 | 94.727 | 137.4836 | 134.1 | 136.3377 | 132.9 | 135.3811 | -176.2 | -181.5488 | -179.1 | -183.396 | -183.2 | -187.9171 | -182.8 | -187.6303 | 233.2593 | 241.8189
2021-01-07 11:30 | -52 | -52.7731 | 0.81328 | 9.7027 | 60.8134 | 60.9588 | -51 | -51.788 | -140.9085 | 141.5024 | -140.9085 | 141.5024 | 82.3242 | 122.7477 | 127.8 | 130.2031 | 127.8 | 130.4379 | -169.9 | -174.5222 | -171.7 | -176.2299 | -175.6 | -180.7125 | -175.2 | -180.4143 | 239.7368 | 252.8177
2021-01-07 12:00 | -53 | -53.6004 | -5.9416 | 10.9189 | 63.5446 | 63.5448 | -53 | -53.6004 | -147.4932 | 148.0997 | -147.4932 | 148.0997 | 76.1052 | 124.7052 | 121.5 | 123.7899 | 123 | 125.1504 | -160.8 | -164.737 | -164.7 | -168.9597 | -168.4 | -172.9709 | -168.4 | -172.9023 | 262.8898 | 273.7195
2021-01-07 12:30 | -59 | -59.2115 | -13.8203 | 15.2814 | 68.5875 | 68.6167 | -59 | -59.2115 | -146.2626 | 146.8084 | -146.2626 | 146.8084 | 70.6327 | 119.5733 | 119.7 | 122.2624 | 120.3 | 122.7895 | -159.7 | -163.7514 | -162.9 | -167.2962 | -166.7 | -171.2699 | -166.5 | -171.1444 | 250.8987 | 262.2823
2021-01-07 13:00 | -61 | -61.2046 | -17.3581 | 18.3951 | 70.8529 | 70.8862 | -61 | -61.2046 | -148.5119 | 149.0091 | -148.5119 | 149.0091 | 69.2037 | 114.7117 | 120.9 | 122.7103 | 121.2 | 122.9048 | -160.9 | -163.6546 | -163.7 | -166.7411 | -167.7 | -170.8775 | -167.5 | -170.778 | 243.7474 | 256.2115
2021-01-07 13:30 | -67 | -67.1193 | -22.033 | 22.7765 | 74.0303 | 74.0823 | -66 | -66.1211 | -151.5059 | 152.015 | -151.5059 | 152.015 | 70.9414 | 114.7628 | 120.9 | 122.609 | 121.2 | 122.9048 | -160.7 | -163.3672 | -162.9 | -165.8798 | -166.8 | -169.9634 | -166.7 | -169.8418 | 243.6681 | 255.913
2021-01-07 14:00 | -67 | -67.0671 | -23.9096 | 24.6978 | 74.4727 | 74.5137 | -67 | -67.1193 | -152.708 | 153.2148 | -152.708 | 153.2148 | 71.6713 | 115.5261 | 120.6 | 122.2146 | 120.3 | 122.1192 | -160.4 | -163.233 | -163.4 | -166.4275 | -167.3 | -170.4466 | -167.2 | -170.5034 | 247.0879 | 259.4558
2021-01-07 14:30 | -70 | -70.0643 | -27.5857 | 28.2107 | 78.5788 | 78.6222 | -70 | -70.0643 | -157.4301 | 157.8397 | -157.4301 | 157.8397 | 73.3045 | 112.4392 | 117.6 | 119.2552 | 119.4 | 120.9819 | -157 | -159.3388 | -160.8 | -163.5198 | -164.5 | -167.3586 | -164.5 | -167.4753 | 268.6938 | 280.6927
2021-01-07 15:00 | -76 | -76.0263 | -34.2638 | 34.385 | 88.3678 | 88.5045 | -75 | -75.06 | -174.1604 | 174.339 | -174.1604 | 174.339 | 64.4618 | 104.6239 | 117.3 | 118.7189 | 117.6 | 119.3582 | -155.7 | -157.7261 | -158.8 | -161.2845 | -162.8 | -165.4156 | -162.7 | -165.3528 | 270.3132 | 282.1006
2021-01-07 15:30 | -83 | -83.0241 | -29.9268 | 30.2141 | 91.1445 | 91.1726 | -82 | -82.0549 | -182.3168 | 182.8064 | -182.3168 | 182.8064 | 50.4859 | 104.4787 | 116.1 | 117.8786 | 116.4 | 117.9729 | -154.3 | -156.8199 | -157.8 | -160.6451 | -161.6 | -164.5465 | -161.6 | -164.5843 | 280.804 | 290.8226
2021-01-07 16:00 | -83 | -83 | -25.7448 | 25.7741 | 95.9938 | 96.0933 | -83 | -83.006 | -194.1663 | 194.3846 | -194.1663 | 194.3846 | 56.2835 | 109.1661 | 122.1 | 123.695 | 122.1 | 123.8422 | -163.2 | -165.9344 | -167 | -170.1522 | -171.4 | -174.6816 | -171.2 | -174.5435 | 282.3037 | 292.0402
2021-01-07 16:30 | -92 | -92 | -24.9993 | 25.0256 | 101.0918 | 101.1433 | -91 | -91 | -205.4922 | 205.744 | -205.4922 | 205.744 | 55.0252 | 109.504 | 132.3 | 133.9563 | 132.3 | 133.8636 | -176.4 | -179.7999 | -180 | -183.6634 | -184.5 | -188.2724 | -184.2 | -188.0586 | 291.0988 | 300.3719
2021-01-07 17:00 | -89 | -89 | -16.8305 | 16.9535 | 102.0185 | 102.0759 | -88 | -88.0057 | -212.3006 | 212.4856 | -212.3006 | 212.4856 | 46.6273 | 107.9531 | 132.3 | 134.0037 | 132.9 | 134.7414 | -175.6 | -179.2322 | -180.1 | -184.0652 | -184.4 | -188.4791 | -184.1 | -188.2063 | 308.2254 | 315.2303
2021-01-07 17:30 | -93 | -93 | -12.4992 | 13.3631 | 107.5314 | 107.5979 | -93 | -93 | -225.2188 | 225.3484 | -225.2188 | 225.3484 | 41.5516 | 102.3127 | 132.6 | 134.2999 | 133.8 | 135.3918 | -176.6 | -179.8811 | -181.5 | -185.1931 | -186 | -189.7624 | -185.9 | -189.7441 | 316.2978 | 324.1436
2021-01-07 18:00 | -82 | -82 | 5.0226 | 6.4983 | 97.5338 | 97.5893 | -81 | -81 | -212.4332 | 212.6312 | -212.4332 | 212.6312 | 29.7935 | 108.9694 | 133.2 | 135.292 | 133.5 | 135.5874 | -176.8 | -180.9433 | -180.5 | -184.6738 | -185.5 | -189.8484 | -185.6 | -190.1179 | 312.3535 | 320.8975
2021-01-07 18:30 | -76 | -76.1052 | 13.5401 | 13.6896 | 93.9183 | 93.9275 | -75 | -75.1066 | -207.5001 | 208.0481 | -207.5001 | 208.0481 | 29.9614 | 108.2829 | 133.2 | 135.3449 | 133.2 | 135.3984 | -176.9 | -181.3219 | -179.5 | -184.176 | -183.9 | -188.5024 | -183.9 | -188.6351 | 303.8375 | 313.755
2021-01-07 19:00 | -67 | -67.2681 | 24.9929 | 25.1408 | 87.7678 | 87.8059 | -66 | -66.2722 | -198.8993 | 199.5803 | -198.8993 | 199.5803 | 32.4942 | 107.6775 | 132.9 | 134.8926 | 133.5 | 135.6402 | -177.8 | -182.1132 | -180.4 | -185.0448 | -185 | -189.7298 | -184.4 | -189.1895 | 288.9298 | 299.9302
2021-01-07 19:30 | -60 | -60.407 | 33.8258 | 34.1358 | 79.9753 | 80.0181 | -59 | -59.4138 | -187.8408 | 188.5593 | -187.8408 | 188.5593 | 32.6577 | 117.7249 | 134.1 | 137.2211 | 133.5 | 136.6348 | -178.1 | -184.1463 | -179.7 | -185.2974 | -184 | -189.6871 | -183.8 | -189.7141 | 268.2679 | 274.9301
2021-01-07 20:00 | -53 | -53.0094 | 42.0066 | 42.0149 | 72.8635 | 72.9409 | -53 | -53.0377 | -178.036 | 178.1515 | -178.036 | 178.1515 | 36.891 | 116.244 | 134.1 | 137.0951 | 134.1 | 137.0951 | -178.8 | -184.7476 | -179.9 | -185.4185 | -184.4 | -190.0267 | -183.8 | -189.5419 | 260.3725 | 268.2553
2021-01-07 20:30 | -52 | -52 | 43.6827 | 43.8208 | 71.8191 | 71.9244 | -52 | -52.0096 | -177.6523 | 177.6937 | -177.6523 | 177.6937 | 35.2556 | 111.9504 | 135 | 138.0378 | 135.9 | 138.8562 | -179.2 | -185.0597 | -179.6 | -184.935 | -184 | -189.3481 | -183.4 | -188.9839 | 233.6772 | 243.1018
2021-01-07 21:00 | -51 | -51 | 41.9367 | 42.0657 | 70.0718 | 70.3199 | -50 | -50 | -171.6739 | 171.683 | -171.6739 | 171.683 | 47.5854 | 118.6984 | 135.6 | 138.7506 | 135.6 | 138.7506 | -179.2 | -185.4914 | -178.7 | -184.4263 | -183 | -188.8647 | -183 | -189.0641 | 229.6171 | 240.3755
2021-01-07 21:30 | -51 | -51 | 38.7734 | 38.815 | 69.0201 | 69.4053 | -50 | -50 | -171.468 | 171.468 | -171.468 | 171.468 | 65.0376 | 145.7864 | 135.6 | 139.1431 | 135.6 | 139.4871 | -179.1 | -186.2198 | -177.4 | -183.9103 | -181.8 | -188.5504 | -181.3 | -188.175 | 223.7692 | 232.3447
2021-01-07 22:00 | -57 | -57.0351 | 27.9755 | 28.0626 | 74.9341 | 75.48 | -58 | -58.0345 | -175.6019 | 175.6355 | -175.6019 | 175.6355 | 80.302 | 152.852 | 135.9 | 139.5297 | 135.6 | 139.0761 | -179.9 | -186.8806 | -178.7 | -185.2434 | -182.9 | -189.6112 | -182.1 | -188.9193 | 221.2876 | 233.1802
2021-01-07 22:30 | -57 | -57.0351 | 23.9568 | 24.0191 | 75.134 | 75.8332 | -57 | -57.0351 | -181.2455 | 181.3107 | -181.2455 | 181.3107 | 91.5341 | 158.2224 | 135.6 | 139.1431 | 135.3 | 138.9185 | -181 | -188.0208 | -178 | -184.5683 | -182.4 | -189.0855 | -182 | -188.9567 | 216.2569 | 229.7396
2021-01-07 23:00 | -60 | -60.2993 | 17.6975 | 18.1267 | 77.895 | 79.1722 | -60 | -60.208 | -186.6326 | 186.9056 | -186.6326 | 186.9056 | 91.9116 | 158.2193 | 135.9 | 139.5709 | 135.9 | 139.5709 | -180.7 | -188.2 | -176.5 | -183.3911 | -180.8 | -187.8826 | -180.4 | -187.7449 | 198.9678 | 213.5326
2021-01-07 23:30 | -52 | -52.0384 | 25.1021 | 25.1901 | 68.2594 | 69.019 | -53 | -53.0377 | -180.5086 | 180.523 | -180.5086 | 180.523 | 92.5668 | 157.9505 | 135.9 | 139.2368 | 135.6 | 139.0098 | -180.9 | -187.6466 | -177.9 | -184.2618 | -182.3 | -188.8225 | -181.8 | -188.5504 | 221.3794 | 237.0663
2021-01-08 | -49 | -49.0408 | 24.5389 | 24.6986 | 64.8253 | 65.7281 | -49 | -49.0408 | -167.8888 | 167.9612 | -167.8888 | 167.9612 | 92.4151 | 160.4012 | 136.5 | 140.0875 | 136.5 | 140.0875 | -181.1 | -188.1712 | -177.5 | -184.2193 | -181.6 | -188.4641 | -181.1 | -188.1984 | 201.5129 | 218.8476
2021-01-08 00:30 | -53 | -53.3385 | 17.3659 | 17.4038 | 68.113 | 69.6641 | -53 | -53.3385 | -164.845 | 165.344 | -164.845 | 165.344 | 92.0503 | 159.6884 | 137.4 | 141.1684 | 136.8 | 140.5157 | -181.6 | -189.3 | -177.5 | -184.5714 | -181.7 | -188.8159 | -181.1 | -188.6282 | 174.2657 | 194.1276
2021-01-08 01:00 | -58 | -58.4209 | 10.1921 | 10.4893 | 73.0727 | 74.8928 | -58 | -58.4209 | -165.608 | 166.4053 | -165.608 | 166.4053 | 90.8262 | 163.4972 | 137.4 | 142.8277 | 137.7 | 143.1163 | -182.4 | -192.6573 | -177.4 | -187.0488 | -181.7 | -191.6025 | -181.3 | -191.447 | 162.4632 | 179.4012
2021-01-08 01:30 | -58 | -58.5491 | 8.7537 | 8.9897 | 71.9129 | 73.8826 | -58 | -58.5491 | -164.096 | 164.9916 | -164.096 | 164.9916 | 94.4627 | 163.1447 | 138 | 143.4869 | 137.1 | 143.0421 | -181.3 | -191.9013 | -176.1 | -185.974 | -180 | -190.0232 | -179.5 | -189.7757 | 147.6474 | 168.7115
2021-01-08 02:00 | -55 | -55.5788 | 10.4165 | 10.4673 | 69.5824 | 71.4063 | -55 | -55.4437 | -156.1605 | 157.0695 | -156.1605 | 157.0695 | 102.7545 | 167.5824 | 136.2 | 141.6737 | 137.4 | 142.9927 | -181.9 | -192.5665 | -177 | -186.7331 | -181.1 | -191.0655 | -180.5 | -190.7541 | 147.1799 | 170.5417
2021-01-08 02:30 | -55 | -55.4437 | 9.8848 | 9.9632 | 69.5972 | 71.4985 | -55 | -55.4437 | -154.9825 | 155.939 | -154.9825 | 155.939 | 98.4259 | 165.8878 | 135.3 | 140.9761 | 136.2 | 141.84 | -179.7 | -190.4566 | -173.9 | -183.604 | -178.2 | -188.2867 | -177.9 | -188.2958 | 139.2865 | 164.0071
2021-01-08 03:00 | -52 | -52.345 | 16.2649 | 16.4262 | 61.187 | 63.244 | -52 | -52.345 | -142.1983 | 143.1101 | -142.1983 | 143.1101 | 94.9635 | 155.744 | 131.4 | 136.9805 | 130.2 | 136.0889 | -173.6 | -184.0717 | -169 | -178.3536 | -172.8 | -182.3378 | -172.3 | -182.219 | 140.0214 | 159.4345
2021-01-08 03:30 | -54 | -54.1479 | 12.1254 | 12.981 | 66.3713 | 67.6055 | -53 | -53.0848 | -149.2659 | 149.7163 | -149.2659 | 149.7163 | 94.1964 | 152.0247 | 126.6 | 132.0372 | 127.2 | 132.9569 | -169.6 | -178.9541 | -165.3 | -173.8039 | -168.7 | -177.2542 | -168.7 | -177.7518 | 156.3887 | 177.3495
2021-01-08 04:00 | -52 | -52.0384 | 13.3072 | 14.6757 | 67.4818 | 68.3526 | -52 | -52.0384 | -152.0053 | 152.2624 | -152.0053 | 152.2624 | 99.1903 | 155.501 | 132.3 | 137.6768 | 132.6 | 138.0483 | -175.7 | -185.727 | -171.1 | -180.061 | -174.9 | -184.2033 | -174.5 | -184.1724 | 158.8735 | 177.3197
2021-01-08 04:30 | -52 | -52 | 18.4628 | 19.6903 | 65.3597 | 65.9117 | -52 | -52 | -149.2857 | 149.4149 | -149.2857 | 149.4149 | 106.7361 | 161.022 | 138.6 | 143.6621 | 137.7 | 142.794 | -182.8 | -192.8362 | -178.1 | -187.3372 | -182.5 | -191.8877 | -181.9 | -191.6343 | 158.6148 | 176.4101
2021-01-08 05:00 | -43 | -43.0116 | 28.9512 | 30.0654 | 58.6586 | 58.9518 | -43 | -43.0116 | -144.864 | 144.9084 | -144.864 | 144.9084 | 103.996 | 158.0497 | 138.6 | 143.351 | 138 | 142.8482 | -183.2 | -192.8701 | -179.4 | -188.2375 | -183.5 | -192.569 | -182.9 | -192.0855 | 178.8878 | 195.7367
2021-01-08 05:30 | -37 | -37.054 | 37.2631 | 38.0125 | 53.4219 | 53.6573 | -37 | -37.1214 | -143.7322 | 143.7632 | -143.7322 | 143.7632 | 97.412 | 153.6071 | 138.6 | 142.4052 | 138 | 141.8213 | -183.2 | -191.0041 | -179.6 | -186.7281 | -184.1 | -191.3847 | -183.8 | -191.428 | 187.3393 | 202.872
2021-01-08 06:00 | -32 | -32.3883 | 42.1774 | 43.3242 | 47.971 | 48.0443 | -31 | -31.4006 | -136.8002 | 136.8247 | -136.8002 | 136.8247 | 86.8667 | 146.0855 | 137.1 | 140.2801 | 138.3 | 141.5803 | -183.9 | -190.2903 | -181.3 | -186.7771 | -185.3 | -190.9243 | -185.3 | -191.0454 | 208.8693 | 222.7481
2021-01-08 06:30 | -27 | -27.8927 | 41.8993 | 43.0174 | 45.0561 | 45.1922 | -27 | -27.8927 | -139.356 | 139.4313 | -139.356 | 139.4313 | 76.2943 | 136.5514 | 138.9 | 142.1028 | 138 | 141.2232 | -183.3 | -189.6848 | -180.9 | -186.2007 | -185.3 | -190.6387 | -184.7 | -190.1247 | 197.1333 | 211.4549
2021-01-08 07:00 | -26 | -26.6833 | 38.9694 | 40.0364 | 44.6696 | 44.8411 | -27 | -27.6586 | -126.94 | 127.2095 | -126.94 | 127.2095 | 63.1153 | 124.8993 | 138 | 141.1598 | 138.3 | 141.3904 | -183.2 | -189.5112 | -180.9 | -186.0332 | -185.1 | -190.3506 | -184.2 | -189.5461 | 191.8809 | 204.3262
2021-01-08 07:30 | -32 | -32.249 | 33.0297 | 34.1297 | 44.9381 | 45.0329 | -31 | -31.257 | -125.4663 | 125.8358 | -125.4663 | 125.8358 | 65.5286 | 128.2802 | 138 | 141.2873 | 137.1 | 140.2801 | -182.1 | -188.8396 | -180.2 | -185.6373 | -184.2 | -189.7124 | -183.7 | -189.4449 | 199.8854 | 208.0483
2021-01-08 08:00 | -29 | -29.8329 | 32.1427 | 33.9953 | 41.1317 | 41.4917 | -28 | -28.8617 | -118.0448 | 118.6775 | -118.0448 | 118.6775 | 75.94 | 134.4571 | 136.8 | 139.6763 | 136.8 | 139.7987 | -181 | -186.8557 | -180.8 | -185.7343 | -185.4 | -190.3438 | -185 | -190.1143 | 214.6032 | 223.4767
2021-01-08 08:30 | -24 | -25 | 31.7255 | 33.8593 | 35.3894 | 35.9195 | -23 | -24.0416 | -116.902 | 117.3475 | -116.902 | 117.3475 | 83.7058 | 127.4222 | 137.1 | 140.0309 | 136.8 | 139.7987 | -180.9 | -187.1855 | -180.6 | -186.0737 | -185.1 | -190.8032 | -184.5 | -190.2695 | 221.1753 | 229.7443
2021-01-08 09:00 | -23 | -24.3516 | 27.1134 | 29.8904 | 32.833 | 33.5935 | -22 | -23.4094 | -104.8997 | 105.6548 | -104.8997 | 105.6548 | 89.0782 | 128.1177 | 136.5 | 139.4435 | 136.5 | 139.5674 | -180.5 | -186.6057 | -180.6 | -186.219 | -184.9 | -190.609 | -184.5 | -190.3185 | 219.6875 | 229.3262
2021-01-08 09:30 | -23 | -24.0416 | 22.4416 | 25.4537 | 33.4546 | 34.1491 | -23 | -24.0416 | -103.999 | 104.8098 | -103.999 | 104.8098 | 82.4154 | 128.9726 | 125.4 | 128.8003 | 126.6 | 129.7027 | -167.3 | -172.7128 | -168.4 | -173.3667 | -172.4 | -177.466 | -172 | -177.2451 | 230.914 | 241.2012
2021-01-08 10:00 | -24 | -25 | 18.2785 | 21.6884 | 33.7963 | 34.5363 | -24 | -25 | -94.8538 | 96.3085 | -94.8538 | 96.3085 | 86.0701 | 137.8055 | 124.2 | 127.3612 | 124.8 | 128.0128 | -166.2 | -172.1582 | -167.1 | -172.5439 | -171.1 | -176.4939 | -171 | -176.5701 | 229.748 | 238.1043
2021-01-08 10:30 | -26 | -27.2029 | 16.4144 | 21.6865 | 34.5462 | 35.4261 | -26 | -27.2029 | -92.4019 | 94.338 | -92.4019 | 94.338 | 91.0594 | 126.7202 | 125.1 | 128.3723 | 125.4 | 128.8691 | -166.3 | -171.8447 | -167.9 | -172.8572 | -172.5 | -177.6584 | -171.5 | -176.7358 | 235.882 | 236.6369
2021-01-08 11:00 | -26 | -28.6356 | 13.6609 | 19.5801 | 34.3738 | 35.922 | -26 | -28.6356 | -92.505 | 95.2079 | -92.505 | 95.2079 | 92.2303 | 126.0581 | 123.9 | 126.5577 | 123.9 | 126.6192 | -165.1 | -169.713 | -167 | -171.8644 | -171.3 | -176.3262 | -170.4 | -175.5477 | 240.9399 | 241.965
2021-01-08 11:30 | -28 | -30.0832 | 14.6858 | 18.9947 | 34.7643 | 36.1925 | -28 | -30.0832 | -90.2634 | 93.1147 | -90.2634 | 93.1147 | 88.8892 | 124.1179 | 120.9 | 123.6222 | 120.9 | 123.6222 | -160.4 | -164.7938 | -163 | -167.6206 | -166.8 | -171.6464 | -166.7 | -171.6919 | 247.6848 | 248.2406
2021-01-08 12:00 | -27 | -29.1548 | 12.0803 | 16.633 | 35.5282 | 36.9045 | -27 | -29.1548 | -96.1849 | 98.487 | -96.1849 | 98.487 | 93.2211 | 129.5575 | 124.5 | 127.3308 | 123.6 | 126.5147 | -163.3 | -167.9391 | -166.1 | -170.9663 | -170.5 | -175.6448 | -169.6 | -174.7231 | 239.9859 | 240.4963
2021-01-08 12:30 | -24 | -26.8328 | 15.7956 | 19.6059 | 31.9529 | 33.7183 | -23 | -25.9422 | -95.5531 | 97.563 | -95.5531 | 97.563 | 84.9965 | 124.1759 | 128.4 | 131.0258 | 128.4 | 131.1467 | -170.6 | -175.481 | -172.5 | -177.5158 | -176.8 | -181.9776 | -176.2 | -181.4662 | 231.1527 | 231.8737
2021-01-08 13:00 | -33 | -35.1141 | 13.7728 | 19.1053 | 35.1216 | 37.0852 | -32 | -34.5398 | -91.951 | 95.0891 | -91.951 | 95.0891 | 88.7335 | 127.6308 | 128.1 | 130.6134 | 129 | 131.5547 | -170.2 | -175.0727 | -171.9 | -176.7218 | -175.9 | -180.8913 | -175.6 | -180.7644 | 238.8582 | 239.4758
2021-01-08 13:30 | -28 | -30.8707 | 13.6558 | 18.6904 | 36.4033 | 38.3946 | -28 | -30.8707 | -101.1326 | 103.4532 | -101.1326 | 103.4532 | 85.4116 | 120.3343 | 128.4 | 130.7921 | 127.8 | 130.1461 | -169.8 | -174.3112 | -172.4 | -177.6333 | -176.6 | -181.9745 | -176.5 | -182.1216 | 251.2182 | 253.0605
2021-01-08 14:00 | -36 | -37.6431 | 8.346 | 13.8348 | 44.2923 | 45.447 | -35 | -37 | -112.6563 | 114.4187 | -112.6563 | 114.4187 | 84.5166 | 119.8412 | 129 | 131.4962 | 131.1 | 133.4437 | -171.8 | -176.5607 | -175 | -180.4711 | -179.2 | -184.8851 | -179.4 | -185.2036 | 253.025 | 254.1416
2021-01-08 14:30 | -48 | -49.0306 | 4.7699 | 9.9611 | 50.8536 | 51.4503 | -48 | -49.0306 | -122.2768 | 123.549 | -122.2768 | 123.549 | 80.2579 | 121.5359 | 132.6 | 134.2526 | 133.5 | 135.1416 | -176 | -179.4464 | -180.2 | -184.5213 | -184.1 | -188.5022 | -184.1 | -188.632 | 266.709 | 268.0662
2021-01-08 15:00 | -48 | -49.2443 | 0.56115 | 8.6758 | 58.55 | 59.018 | -48 | -49.0306 | -136.1553 | 137.3929 | -136.1553 | 137.3929 | 77.6265 | 119.4145 | 134.1 | 135.9745 | 134.4 | 136.4218 | -178.3 | -182.3044 | -181.2 | -185.9364 | -185.7 | -190.636 | -185.5 | -190.555 | 281.5803 | 283.2144
2021-01-08 15:30 | -50 | -50.636 | 3.787 | 7.6007 | 61.1525 | 61.2874 | -50 | -50.8035 | -141.3246 | 142.1619 | -141.3246 | 142.1619 | 58.8779 | 105.3098 | 132.6 | 134.3478 | 133.2 | 134.9883 | -176.8 | -180.37 | -180 | -184.4781 | -184.7 | -189.3268 | -184.3 | -189.0029 | 288.2913 | 289.5633
2021-01-08 16:00 | -51 | -51.6236 | 9.7689 | 11.3033 | 62.595 | 62.731 | -51 | -51.6236 | -146.5117 | 147.2766 | -146.5117 | 147.2766 | 46.7467 | 98.3575 | 132.9 | 134.6439 | 132.6 | 134.3963 | -176.6 | -180.252 | -181.2 | -185.4865 | -185.9 | -190.346 | -185.9 | -190.4759 | 292.2394 | 293.3718
2021-01-08 16:30 | -60 | -60.407 | 7.9867 | 8.7371 | 73.5654 | 73.576 | -59 | -59.6825 | -169.4362 | 170.0793 | -169.4362 | 170.0793 | 20.9059 | 86.8206 | 132.6 | 134.206 | 132.9 | 134.6923 | -177.1 | -180.7419 | -180.5 | -184.7715 | -184.7 | -189.0029 | -184.7 | -189.1096 | 297.4638 | 298.247
2021-01-08 17:00 | -54 | -54.0093 | 19.9179 | 20.3999 | 70.8203 | 70.943 | -54 | -54.0093 | -170.8931 | 171.0023 | -170.8931 | 171.0023 | 6.5989 | 85.0805 | 132.6 | 134.3478 | 132.3 | 133.9563 | -176.7 | -180.3499 | -180.9 | -185.2696 | -185.6 | -190.0531 | -185.4 | -189.9443 | 299.2586 | 299.7891
2021-01-08 17:30 | -61 | -61 | 26.3244 | 27.5866 | 72.7817 | 73.04 | -61 | -61 | -178.3835 | 178.4121 | -178.3835 | 178.4121 | -3.1899 | 84.1657 | 133.5 | 135.2361 | 133.5 | 135.1885 | -176.8 | -180.5689 | -181.6 | -186.2149 | -185.9 | -190.4124 | -185.7 | -190.5236 | 304.6842 | 305.1258
2021-01-08 18:00 | -57 | -57.0088 | 31.3988 | 32.095 | 76.0337 | 76.1053 | -58 | -58.0086 | -185.7737 | 185.9004 | -185.7737 | 185.9004 | -5.4853 | 82.6235 | 134.7 | 136.3271 | 133.5 | 135.2361 | -177.2 | -180.8398 | -182.5 | -186.8966 | -187.1 | -191.604 | -186.6 | -191.1591 | 302.7045 | 303.3593
2021-01-08 18:30 | -49 | -49.0408 | 51.5166 | 51.8902 | 59.5453 | 59.6771 | -49 | -49.0918 | -166.5529 | 166.6398 | -166.5529 | 166.6398 | -5.4187 | 82.3003 | 133.2 | 135.292 | 133.2 | 135.3449 | -176.7 | -180.9527 | -180.6 | -185.5792 | -185.3 | -190.4754 | -185.2 | -190.4246 | 290.2139 | 290.6717
2021-01-08 19:00 | -36 | -36.3456 | 57.9966 | 58.0006 | 56.36 | 56.5143 | -35 | -35.5106 | -163.6638 | 163.9841 | -163.6638 | 163.9841 | 7.7052 | 83.6261 | 134.1 | 136.1263 | 133.5 | 135.4838 | -178 | -182.2653 | -180.7 | -185.7226 | -185.4 | -190.5727 | -185 | -190.2068 | 292.7953 | 293.5548
2021-01-08 19:30 | -34 | -34.3657 | 60.5553 | 60.5571 | 56.2675 | 56.4231 | -34 | -34.3657 | -161.3463 | 161.5799 | -161.3463 | 161.5799 | 14.8294 | 104.624 | 133.2 | 135.4526 | 133.8 | 136.0972 | -178.3 | -182.9757 | -180 | -185.0185 | -184.4 | -189.4155 | -184.7 | -190.0085 | 281.674 | 282.1377
2021-01-08 20:00 | -33 | -33.9559 | 63.3128 | 63.4524 | 52.7323 | 53.3497 | -33 | -33.9559 | -160.1541 | 160.6862 | -160.1541 | 160.6862 | 24.0891 | 107.8225 | 132.9 | 135.0497 | 133.5 | 135.5353 | -176.6 | -180.9854 | -179 | -184.069 | -183.5 | -188.7015 | -183.3 | -188.6716 | 278.0922 | 278.5828
2021-01-08 20:30 | -32 | -32.9848 | 64.586 | 64.6413 | 52.1881 | 52.7753 | -31 | -32.0156 | -158.7889 | 159.2563 | -158.7889 | 159.2563 | 23.312 | 106.1994 | 134.1 | 135.8765 | 134.1 | 135.8285 | -177.9 | -181.8508 | -179 | -183.9532 | -183.4 | -188.3963 | -183.2 | -188.3632 | 262.1934 | 262.491
2021-01-08 21:00 | -30 | -30.8058 | 65.2627 | 65.4007 | 46.6001 | 47.0051 | -31 | -31.7805 | -149.8544 | 150.0391 | -149.8544 | 150.0391 | 39.4098 | 112.1405 | 135 | 136.8622 | 135 | 136.8132 | -179.1 | -183.0043 | -179.2 | -183.4161 | -183.3 | -187.635 | -182.9 | -187.3303 | 246.0219 | 246.1746
2021-01-08 21:30 | -27 | -27.8927 | 61.5381 | 61.9725 | 46.2617 | 46.7693 | -28 | -28.8617 | -152.6879 | 152.9345 | -152.6879 | 152.9345 | 48.4689 | 118.1221 | 135 | 137.0645 | 135 | 137.1696 | -178.6 | -183.0683 | -178 | -182.6537 | -182.2 | -187.0911 | -181.8 | -186.8161 | 230.4637 | 230.8341
2021-01-08 22:00 | -20 | -21.5407 | 61.2216 | 62.3925 | 39.6631 | 40.4567 | -20 | -21.5407 | -139.9985 | 140.249 | -139.9985 | 140.249 | 61.8183 | 126.5124 | 134.4 | 137.3266 | 135.6 | 138.089 | -179.7 | -185.2974 | -178.1 | -183.7978 | -182.3 | -188.2114 | -181.7 | -187.7305 | 214.4429 | 215.2537
2021-01-08 22:30 | -17 | -18.7883 | 61.2799 | 62.6988 | 35.8676 | 36.6307 | -17 | -18.7883 | -140.0148 | 140.2579 | -140.0148 | 140.2579 | 82.1405 | 140.2232 | 135 | 137.7924 | 135.9 | 138.5562 | -180.3 | -185.8801 | -177.6 | -183.4898 | -182.2 | -188.3152 | -181.8 | -188.0811 | 218.0184 | 219.2484
2021-01-08 23:00 | -13 | -15.8114 | 63.2449 | 65.1271 | 29.0378 | 29.9956 | -13 | -15.8114 | -131.6505 | 131.9414 | -131.6505 | 131.9414 | 92.4462 | 145.2853 | 135.3 | 137.9093 | 135.9 | 138.5562 | -179.4 | -184.7408 | -177.2 | -182.9732 | -181.5 | -187.4366 | -180.9 | -186.8848 | 224.6737 | 227.3774
2021-01-08 23:30 | -6 | -10.8167 | 69.4581 | 71.2242 | 21.4379 | 23.2198 | -5 | -10.2956 | -128.0863 | 128.6316 | -128.0863 | 128.6316 | 78.1109 | 134.0012 | 136.5 | 138.9729 | 135.6 | 137.9769 | -181 | -186.2477 | -177.6 | -183.1878 | -181.8 | -187.6508 | -181.5 | -187.4616 | 207.8886 | 210.9803
2021-01-09 | -5 | -11.1803 | 64.5628 | 66.9031 | 22.25 | 23.8547 | -5 | -11.1803 | -121.3753 | 121.7116 | -121.3753 | 121.7116 | 86.9802 | 140.5727 | 136.5 | 139.2624 | 135 | 137.8529 | -180.1 | -185.9065 | -177.5 | -183.6427 | -181.7 | -188.0764 | -181.4 | -187.8923 | 201.1615 | 205.2012
2021-01-09 00:30 | -8 | -12.0416 | 58.5863 | 61.3007 | 23.6275 | 24.7804 | -8 | -12.0416 | -115.7768 | 115.916 | -115.7768 | 115.916 | 93.1032 | 155.0619 | 136.2 | 139.8631 | 137.1 | 140.8078 | -180.7 | -187.6779 | -177.4 | -185.0908 | -181.7 | -189.7074 | -181.1 | -189.2676 | 190.6073 | 197.7513
2021-01-09 01:00 | -6 | -6.0828 | 57.5268 | 58.5733 | 22.3859 | 23.747 | -7 | -7.0711 | -107.1021 | 107.4038 | -107.1021 | 107.4038 | 100.0092 | 155.3632 | 136.8 | 140.4474 | 135.6 | 139.3477 | -180.3 | -187.6212 | -176.3 | -184.3262 | -180.7 | -188.9724 | -180.1 | -188.6352 | 184.546 | 190.3654
2021-01-09 01:30 | 0 | 0 | 61.2358 | 62.2484 | 16.1547 | 18.2095 | 0 | 0 | -96.1308 | 96.5006 | -96.1308 | 96.5006 | 103.0276 | 161.8078 | 136.2 | 140.2833 | 136.5 | 140.7924 | -180.2 | -188.2902 | -176.1 | -184.7594 | -180.4 | -189.4116 | -180 | -189.2059 | 164.194 | 174.6806
2021-01-09 02:00 | -1 | -9.0554 | 59.6054 | 62.5499 | 16.5243 | 17.7388 | -1 | -8.0623 | -93.2733 | 93.3007 | -93.2733 | 93.3007 | 109.6473 | 169.1612 | 136.5 | 140.8662 | 136.8 | 141.3777 | -180.8 | -189.4225 | -177 | -186.2606 | -181.1 | -190.6864 | -180.6 | -190.4325 | 159.5348 | 168.4632
2021-01-09 02:30 | 0 | 10 | 62.196 | 63.6463 | 12.6386 | 14.6362 | 0 | 10 | -86.4461 | 86.9063 | -86.4461 | 86.9063 | 117.0593 | 173.1065 | 137.1 | 141.9789 | 136.5 | 141.5574 | -180.4 | -189.8964 | -176.4 | -186.4217 | -180.9 | -191.3598 | -180.6 | -191.2401 | 153.3298 | 164.1257
2021-01-09 03:00 | 5 | 5.3852 | 66.3347 | 67.5933 | 7.7143 | 11.0723 | 6 | 6.3246 | -76.5686 | 77.1448 | -76.5686 | 77.1448 | 118.8952 | 174.9317 | 136.5 | 141.3996 | 136.8 | 141.7677 | -181 | -190.5907 | -176.8 | -187.0638 | -180.6 | -191.1416 | -180.2 | -191.0942 | 152.3498 | 163.3445
2021-01-09 03:30 | 2 | 2.8284 | 65.8729 | 67.1104 | 7.9989 | 11.4282 | 2 | 2.2361 | -74.7689 | 75.4139 | -74.7689 | 75.4139 | 118.6112 | 174.5805 | 137.1 | 142.0572 | 137.1 | 141.9789 | -180.2 | -189.8948 | -175.5 | -185.8318 | -180 | -190.7066 | -179.8 | -190.8647 | 145.7785 | 157.6029
2021-01-09 04:00 | 9 | 14.2127 | 70.7647 | 74.1505 | 3.9334 | 10.0064 | 10 | 14.8661 | -67.237 | 67.4257 | -67.237 | 67.4257 | 115.8528 | 172.5777 | 136.2 | 141.0319 | 136.8 | 141.8467 | -180.8 | -190.6221 | -176.1 | -186.5301 | -180.2 | -190.8954 | -179.6 | -190.5954 | 145.0615 | 157.2978
2021-01-09 04:30 | 2 | 11.1803 | 64.662 | 68.3009 | 11.3996 | 14.7669 | 2 | 11.1803 | -81.4744 | 81.6532 | -81.4744 | 81.6532 | 112.4373 | 168.6538 | 136.5 | 141.3996 | 135.9 | 140.8994 | -180.6 | -190.306 | -176.1 | -186.3331 | -180.6 | -191.1744 | -180 | -190.9724 | 138.2957 | 150.8017
2021-01-09 05:00 | 8 | 13.6015 | 69.5784 | 72.8178 | 6.496 | 11.2644 | 9 | 14.2127 | -75.2387 | 75.3746 | -75.2387 | 75.3746 | 107.6881 | 166.1802 | 135.9 | 140.8994 | 136.8 | 142.0065 | -180.9 | -190.5601 | -176.5 | -186.6786 | -181.1 | -191.5815 | -180.3 | -191.0889 | 141.8319 | 153.4195
2021-01-09 05:30 | 3 | 10.4403 | 70.0789 | 73.3036 | 5.2096 | 9.645 | 4 | 10.7703 | -76.9608 | 76.9794 | -76.9608 | 76.9794 | 104.887 | 161.4173 | 137.4 | 141.0862 | 138 | 141.8213 | -182.3 | -190.1406 | -177.5 | -185.8555 | -181.9 | -190.5024 | -181 | -189.8835 | 141.0992 | 155.0054
2021-01-09 06:00 | 0 | 8 | 60.9733 | 63.9024 | 13.4209 | 14.7522 | -1 | -9.0554 | -89.6261 | 89.6415 | -89.6261 | 89.6415 | 104.9994 | 161.1449 | 136.5 | 140.4324 | 137.7 | 141.7401 | -182.5 | -190.1521 | -178.4 | -186.7743 | -182.3 | -191.0332 | -182 | -190.8019 | 144.7175 | 158.292
2021-01-09 06:30 | -8 | -10.6301 | 48.8658 | 51.8317 | 22.5032 | 22.9464 | -7 | -9.8995 | -105.8826 | 105.9221 | -105.8826 | 105.9221 | 102.8182 | 155.8531 | 137.4 | 140.204 | 137.1 | 139.9702 | -181.1 | -186.9001 | -176.4 | -182.814 | -181.3 | -187.9097 | -181.6 | -188.6525 | 148.3082 | 162.8755
2021-01-09 07:00 | -11 | -12.53 | 42.9862 | 45.8801 | 24.9575 | 25.274 | -12 | -13.4164 | -107.9751 | 108.0151 | -107.9751 | 108.0151 | 101.1195 | 153.6919 | 136.8 | 139.2116 | 138 | 140.5025 | -180.7 | -185.8622 | -177.6 | -183.5573 | -181 | -186.9525 | -180.7 | -186.9153 | 150.4805 | 163.5051
2021-01-09 07:30 | -5 | -8.6023 | 47.1347 | 50.2494 | 15.2196 | 15.9746 | -6 | -9.2195 | -92.5485 | 92.5499 | -92.5485 | 92.5499 | 92.9562 | 147.9905 | 136.5 | 138.7525 | 136.5 | 138.8614 | -180 | -184.9035 | -176.2 | -181.6836 | -180.7 | -186.2679 | -180.2 | -186.2247 | 148.4293 | 159.8995
2021-01-09 08:00 | -11 | -13.6015 | 34.9103 | 39.4641 | 22.9807 | 23.7859 | -12 | -14.4222 | -104.2039 | 104.2048 | -104.2039 | 104.2048 | 95.7662 | 148.8281 | 134.4 | 136.4736 | 135.3 | 137.36 | -178.8 | -183.3295 | -177.2 | -182.3191 | -181.1 | -186.4872 | -180.6 | -186.1704 | 154.4311 | 164.8426
2021-01-09 08:30 | -16 | -18.3576 | 29.3074 | 35.2994 | 20.7515 | 21.9952 | -16 | -18.3576 | -96.6306 | 96.643 | -96.6306 | 96.643 | 95.4045 | 148.2461 | 135.9 | 137.3348 | 135.6 | 137.0379 | -180.3 | -183.6088 | -178.6 | -182.4126 | -182.9 | -186.8466 | -182.4 | -186.5437 | 158.2106 | 167.1233
2021-01-09 09:00 | -11 | -14.2127 | 24.4356 | 30.7542 | 22.958 | 24.0595 | -11 | -14.2127 | -97.8405 | 97.8637 | -97.8405 | 97.8637 | 101.3974 | 152.6941 | 134.7 | 136.1914 | 132.9 | 134.4114 | -178.7 | -182.0188 | -178.4 | -182.8952 | -182.9 | -187.4737 | -182.5 | -187.3155 | 173.5437 | 185.6031
2021-01-09 09:30 | -16 | -18.868 | 23.9851 | 29.7461 | 19.0315 | 20.3165 | -15 | -18.6011 | -90.0515 | 90.0728 | -90.0515 | 90.0728 | 108.5069 | 156.8453 | 135.3 | 136.7411 | 135.3 | 136.8293 | -179.4 | -182.5934 | -179.8 | -184.1092 | -184 | -188.4692 | -183.6 | -188.2098 | 175.7565 | 187.31
2021-01-09 10:00 | -12 | -16.2788 | 25.3577 | 30.7912 | 15.7417 | 17.6153 | -12 | -15.6205 | -82.0812 | 82.1337 | -82.0812 | 82.1337 | 106.1816 | 156.3107 | 134.7 | 136.0195 | 135 | 136.4443 | -179.2 | -182.2245 | -179.6 | -183.8282 | -183.8 | -188.1877 | -183.5 | -188.0683 | 174.1614 | 185.0972
2021-01-09 10:30 | -16 | -19.4165 | 17.4826 | 24.8831 | 23.4635 | 25.5746 | -17 | -20.8087 | -92.3938 | 92.6773 | -92.3938 | 92.6773 | 108.8123 | 156.0197 | 133.8 | 135.1706 | 133.8 | 135.2135 | -178.5 | -181.3457 | -178.9 | -182.9958 | -183.1 | -187.3757 | -182.7 | -187.1785 | 180.262 | 189.1373
2021-01-09 11:00 | -16 | -20 | 17.9336 | 25.4262 | 22.9156 | 25.5268 | -15 | -19.8494 | -91.0421 | 91.5626 | -91.0421 | 91.5626 | 105.759 | 154.1867 | 135 | 136.2347 | 133.5 | 134.8312 | -177.3 | -180.094 | -179.2 | -183.2681 | -183.8 | -188.0387 | -183.5 | -187.9594 | 186.2046 | 194.5024
2021-01-09 11:30 | -13 | -18.3848 | 24.7069 | 29.881 | 20.1121 | 23.755 | -12 | -17.6918 | -86.422 | 87.2612 | -86.422 | 87.2612 | 99.1246 | 150.1584 | 133.2 | 134.5342 | 133.5 | 134.9166 | -176.9 | -179.9151 | -178 | -182.3517 | -182.2 | -186.7342 | -182.3 | -186.9862 | 184.5398 | 192.8415
2021-01-09 12:00 | -16 | -20.6155 | 26.4287 | 31.1188 | 21.084 | 24.952 | -16 | -21.2603 | -86.1299 | 87.1912 | -86.1299 | 87.1912 | 92.4406 | 146.1616 | 133.2 | 134.7531 | 133.5 | 134.8312 | -177.3 | -180.5306 | -178.9 | -183.0591 | -182.8 | -187.0613 | -182.5 | -186.8751 | 198.2352 | 205.3049
2021-01-09 12:30 | -9 | -17.4929 | 30.3575 | 34.443 | 18.9573 | 24.0921 | -9 | -17.4929 | -80.6043 | 81.9761 | -80.6043 | 81.9761 | 89.4239 | 143.7223 | 135.3 | 136.6137 | 135 | 136.5326 | -178.7 | -181.8314 | -180.5 | -184.5187 | -184.4 | -188.5832 | -184.5 | -188.8075 | 200.0758 | 208.2963
2021-01-09 13:00 | -11 | -18.6011 | 33.5686 | 36.6228 | 21.6649 | 26.1801 | -12 | -19.2094 | -84.1157 | 85.3435 | -84.1157 | 85.3435 | 80.3031 | 140.3983 | 135 | 136.4011 | 135.6 | 136.9526 | -178.5 | -181.8415 | -180.3 | -184.4909 | -184.6 | -188.9052 | -184.5 | -189.055 | 197.8263 | 203.3949
2021-01-09 13:30 | -16 | -21.2603 | 30.1196 | 33.0666 | 24.7157 | 28.5042 | -15 | -21.2132 | -90.7476 | 91.988 | -90.7476 | 91.988 | 69.0644 | 132.0845 | 135.3 | 136.698 | 135 | 136.4881 | -178.1 | -181.4489 | -180 | -184.0713 | -184.7 | -188.7787 | -184.5 | -188.8928 | 199.8468 | 205.3738
2021-01-09 14:00 | -17 | -22.6716 | 33.0633 | 35.1202 | 27.3843 | 31.0423 | -17 | -22.6716 | -95.2698 | 96.5717 | -95.2698 | 96.5717 | 66.6456 | 132.5238 | 134.4 | 135.9847 | 134.1 | 135.598 | -177.1 | -180.4483 | -180.6 | -184.5812 | -185.5 | -189.576 | -185.2 | -189.4283 | 222.2035 | 225.5533
2021-01-09 14:30 | -16 | -22.6274 | 39.6918 | 41.5573 | 26.2016 | 30.9084 | -15 | -21.9317 | -95.5737 | 97.7086 | -95.5737 | 97.7086 | 54.3131 | 125.8168 | 134.7 | 136.0615 | 134.4 | 135.7645 | -177.6 | -180.5133 | -181.7 | -185.3891 | -186 | -189.7229 | -185.7 | -189.5883 | 231.8844 | 234.6029
2021-01-09 15:00 | -15 | -22.6716 | 45.6979 | 46.8221 | 27.2749 | 32.0286 | -15 | -22.6716 | -98.9682 | 101.3832 | -98.9682 | 101.3832 | 35.6932 | 116.446 | 134.7 | 135.8579 | 133.5 | 134.708 | -178.3 | -181.0612 | -180.9 | -184.3504 | -185.3 | -188.88 | -185.2 | -188.9579 | 243.9589 | 245.6984
2021-01-09 15:30 | -12 | -20 | 53.8335 | 54.6639 | 27.5211 | 32.0466 | -12 | -20 | -96.8939 | 99.5689 | -96.8939 | 99.5689 | 23.1684 | 95.2975 | 133.2 | 134.4107 | 133.2 | 134.2931 | -177 | -179.9147 | -181.6 | -185.5127 | -186.1 | -190.1017 | -185.9 | -190.058 | 260.2159 | 261.6998
2021-01-09 16:00 | -20 | -25.6125 | 52.8532 | 53.4732 | 36.4667 | 40.2765 | -20 | -25.6125 | -114.6706 | 117.3408 | -114.6706 | 117.3408 | 5.1432 | 91.2864 | 131.7 | 133.0492 | 131.7 | 132.8445 | -175.7 | -178.4837 | -180.6 | -184.056 | -184.9 | -188.4489 | -184.9 | -188.5853 | 286.7948 | 287.742
2021-01-09 16:30 | -21 | -26.4008 | 60.5684 | 61.0236 | 37.362 | 41.5362 | -21 | -26.4008 | -121.1973 | 124.093 | -121.1973 | 124.093 | -7.6612 | 95.1824 | 132.3 | 133.4788 | 132.6 | 133.8161 | -176.2 | -178.976 | -181.7 | -185.1932 | -186.3 | -189.8611 | -186.3 | -190.017 | 310.4769 | 311.0596
2021-01-09 17:00 | -17 | -24.0416 | 70.3745 | 70.6799 | 34.5765 | 39.296 | -17 | -24.0416 | -123.0776 | 126.1809 | -123.0776 | 126.1809 | -14.2432 | 102.5029 | 131.7 | 133.1358 | 131.7 | 133.1801 | -174.8 | -177.9812 | -180.6 | -184.9242 | -185.2 | -189.3727 | -185.1 | -189.4789 | 353.1718 | 354.7823
2021-01-09 17:30 | -22 | -26.6271 | 68.5526 | 68.7358 | 43.8566 | 47.1566 | -23 | -28.0179 | -140.9781 | 143.7498 | -140.9781 | 143.7498 | -20.2507 | 98.6663 | 131.4 | 132.839 | 131.7 | 133.0922 | -175.1 | -177.9464 | -182.5 | -186.3129 | -187.6 | -191.5704 | -187.5 | -191.5744 | 351.1837 | 353.0673
2021-01-09 18:00 | -19 | -19.2354 | 82.4173 | 84.2306 | 36.4157 | 37.4413 | -20 | -20.2237 | -133.0249 | 133.0249 | -133.0249 | 133.0249 | -33.3171 | 107.7368 | 131.7 | 133.4113 | 132.6 | 134.2999 | -175.3 | -178.5858 | -182.4 | -186.6704 | -187.2 | -191.5309 | -186.8 | -191.268 | 338.9991 | 340.4308
2021-01-09 18:30 | -19 | -19.4165 | 81.2015 | 82.9375 | 39.9439 | 40.878 | -19 | -19.2354 | -140.3842 | 140.3848 | -140.3842 | 140.3848 | -30.9891 | 105.2794 | 131.7 | 133.4595 | 132 | 133.8044 | -174.4 | -177.8971 | -181.7 | -186.1372 | -186 | -190.5735 | -186 | -190.7366 | 341.1266 | 343.0678
2021-01-09 19:00 | -20 | -21.1896 | 80.1998 | 82.2841 | 40.3875 | 42.3687 | -18 | -19.3132 | -142.5625 | 142.7337 | -142.5625 | 142.7337 | -19.8171 | 103.2182 | 130.8 | 132.7723 | 130.5 | 132.5813 | -174.7 | -178.7426 | -181.3 | -186.399 | -185.9 | -191.1519 | -185.5 | -190.8567 | 332.7411 | 334.7685
2021-01-09 19:30 | -18 | -21.6333 | 83.1398 | 83.2228 | 35.1797 | 37.4427 | -18 | -21.095 | -133.5991 | 135.0104 | -133.5991 | 135.0104 | -2.4946 | 112.0604 | 131.1 | 133.388 | 131.7 | 134.0332 | -175.4 | -179.8588 | -181.2 | -186.1632 | -185.7 | -190.7497 | -185.6 | -190.8137 | 314.6023 | 317.0256
2021-01-09 20:00 | -12 | -16.9706 | 82.7183 | 82.9879 | 33.2544 | 35.9862 | -11 | -17.0294 | -130.5136 | 132.2008 | -130.5136 | 132.2008 | 8.8773 | 109.0695 | 132 | 134.7935 | 132 | 135.3662 | -175.2 | -180.3984 | -180.3 | -186.7352 | -184.7 | -191.1406 | -184.5 | -191.1028 | 297.1026 | 298.8213
2021-01-09 20:30 | -18 | -22.2036 | 74.3134 | 74.7425 | 39.7653 | 42.1753 | -18 | -22.8035 | -138.9546 | 140.6805 | -138.9546 | 140.6805 | 23.1763 | 110.285 | 132.3 | 134.5131 | 132.3 | 134.7922 | -176.5 | -181.1543 | -180.2 | -185.2594 | -185 | -190.2301 | -184.8 | -190.1528 | 283.9596 | 284.2066
2021-01-09 21:00 | -21 | -24.1868 | 68.5622 | 69.2875 | 40.7445 | 42.4837 | -22 | -25.0599 | -139.0926 | 140.2425 | -139.0926 | 140.2425 | 28.8443 | 111.2508 | 133.5 | 135.6936 | 132.6 | 134.8626 | -176.8 | -181.6053 | -178.4 | -183.818 | -182.6 | -188.305 | -182.3 | -188.0877 | 260.9935 | 261.5211
2021-01-09 21:30 | -17 | -19.7231 | 66.6261 | 67.3462 | 37.9193 | 39.0101 | -17 | -19.7231 | -135.1969 | 135.8225 | -135.1969 | 135.8225 | 51.1811 | 120.3493 | 134.7 | 137.2053 | 134.1 | 136.6163 | -178 | -183.1672 | -179.2 | -185.2104 | -183.3 | -189.43 | -182.9 | -189.2726 | 244.8604 | 246.4462
2021-01-09 22:00 | -17 | -19.2354 | 63.1646 | 64.2051 | 35.3582 | 36.1721 | -16 | -18.3576 | -126.2933 | 126.6367 | -126.2933 | 126.6367 | 66.3425 | 139.0636 | 134.7 | 137.3794 | 134.4 | 137.3885 | -178.7 | -184.0611 | -179.3 | -184.9831 | -183.6 | -189.348 | -183.7 | -189.642 | 231.7536 | 233.3717
2021-01-09 22:30 | -9 | -12.0416 | 68.3487 | 69.5521 | 26.8434 | 27.8901 | -9 | -12.0416 | -118.8235 | 119.121 | -118.8235 | 119.121 | 76.901 | 143.6368 | 135.9 | 138.6149 | 135.3 | 138.0267 | -180.1 | -185.6385 | -178.7 | -184.5007 | -182.8 | -188.8204 | -182.6 | -188.8035 | 213.9189 | 216.3301
2021-01-09 23:00 | -7 | -11.4018 | 67.34 | 68.9537 | 24.8231 | 26.0303 | -7 | -11.4018 | -116.2184 | 116.6552 | -116.2184 | 116.6552 | 85.6478 | 151.4557 | 135.3 | 139.0558 | 136.5 | 140.2236 | -179.7 | -186.9486 | -178.3 | -186.1634 | -182.1 | -190.052 | -181.8 | -189.9664 | 211.742 | 214.5578
2021-01-09 23:30 | 1 | 9.0554 | 78.7924 | 80.0714 | 10.9602 | 13.3485 | -2 | -9.2195 | -105.1257 | 105.6168 | -105.1257 | 105.6168 | 72.1368 | 140.0575 | 135.6 | 139.0098 | 135.3 | 138.9185 | -179.9 | -186.8806 | -177.5 | -185.068 | -181.7 | -189.4126 | -181.3 | -189.2283 | 201.5137 | 204.8523
2021-01-10 | 4 | 10.7703 | 75.5275 | 77.4133 | 9.1721 | 12.4282 | 5 | 10.2956 | -95.1391 | 95.4858 | -95.1391 | 95.4858 | 78.0814 | 141.6797 | 135.6 | 139.2107 | 135.3 | 139.1253 | -179.7 | -187.212 | -177.2 | -185.1671 | -181 | -189.1138 | -180.6 | -188.8476 | 177.8627 | 182.661
2021-01-10 00:30 | 8 | 12.8062 | 77.6332 | 79.5827 | 3.5198 | 8.4939 | 7 | 11.4018 | -80.8928 | 81.0901 | -80.8928 | 81.0901 | 87.6334 | 152.0315 | 136.2 | 140.0007 | 135.9 | 139.7787 | -180.8 | -188.3801 | -178.2 | -186.3478 | -181.9 | -190.2077 | -181.7 | -190.2521 | 168.0503 | 173.2896
2021-01-10 01:00 | 8 | 12.8062 | 74.2589 | 76.8754 | 4.8148 | 10.3833 | 9 | 13.4536 | -78.4704 | 78.6866 | -78.4704 | 78.6866 | 96.2552 | 158.17 | 136.2 | 140.1408 | 135.9 | 139.8492 | -180.5 | -188.3759 | -176.7 | -185.0025 | -181.2 | -189.6561 | -180.5 | -189.2561 | 167.5054 | 173.671
2021-01-10 01:30 | 17 | 20.2485 | 79.9821 | 82.6016 | -3.0066 | 9.7686 | 17 | 19.7231 | -68.6549 | 68.8814 | -68.6549 | 68.8814 | 100.9532 | 160.6736 | 136.2 | 141.3481 | 135.9 | 141.221 | -180.3 | -190.1798 | -176.5 | -186.7438 | -180.7 | -191.2327 | -179.9 | -190.7116 | 149.9746 | 156.7951
2021-01-10 02:00 | 18 | 21.6333 | 86.1862 | 88.9049 | -10.3415 | 14.2365 | 18 | 21.095 | -53.7738 | 54.0342 | -53.7738 | 54.0342 | 110.0494 | 167.7698 | 136.2 | 141.5914 | 136.2 | 141.5914 | -179.4 | -189.5193 | -176 | -186.5401 | -180.3 | -190.9898 | -179.6 | -190.7231 | 142.9052 | 150.8079
2021-01-10 02:30 | 23 | 25.9422 | 83.9383 | 86.9133 | -8.8289 | 13.9482 | 24 | 26.8328 | -55.4712 | 55.8841 | -55.4712 | 55.8841 | 116.4931 | 171.5499 | 136.2 | 141.2681 | 136.5 | 141.7175 | -180.3 | -190.3715 | -176.3 | -186.6531 | -180.8 | -191.4948 | -180.8 | -191.9271 | 143.8645 | 153.693
2021-01-10 03:00 | 23 | 25.9422 | 84.4197 | 87.4027 | -9.7601 | 14.6833 | 23 | 25.9422 | -52.9642 | 53.4009 | -52.9642 | 53.4009 | 119.2735 | 170.8391 | 135.9 | 141.3029 | 136.2 | 141.5097 | -180.4 | -190.6272 | -177 | -187.4222 | -180.8 | -191.3306 | -180.2 | -191.0942 | 139.4558 | 147.1989
2021-01-10 03:30 | 27 | 27.8927 | 85.9093 | 87.844 | -12.8871 | 14.0725 | 27 | 27.8927 | -45.3174 | 45.3369 | -45.3174 | 45.3369 | 120.1646 | 171.6277 | 136.2 | 141.3481 | 135.6 | 140.8509 | -180.1 | -190.184 | -176.5 | -186.8792 | -180.6 | -191.2401 | -180.1 | -191.167 | 144.4789 | 152.5492
2021-01-10 04:00 | 23 | 24.0416 | 82.2451 | 84.2728 | -8.2728 | 10.0786 | 24 | 25 | -49.5404 | 49.5448 | -49.5404 | 49.5448 | 123.1691 | 174.2672 | 136.2 | 141.2681 | 137.4 | 142.7461 | -180.1 | -190.3433 | -176.7 | -187.1624 | -181.1 | -191.8439 | -180.8 | -191.8266 | 150.387 | 157.8794
2021-01-10 04:30 | 24 | 25 | 85.0684 | 86.9225 | -10.952 | 12.2183 | 24 | 25 | -44.2678 | 44.2868 | -44.2678 | 44.2868 | 120.8445 | 171.8545 | 136.5 | 141.7175 | 136.2 | 141.5914 | -179.5 | -189.4534 | -176.1 | -186.4971 | -180.1 | -190.7021 | -179.4 | -190.3127 | 146.1901 | 154.0588
2021-01-10 05:00 | 22 | 23.4094 | 81.5231 | 83.7686 | -9.2068 | 10.8158 | 21 | 22.4722 | -48.3699 | 48.3981 | -48.3699 | 48.3981 | 122.3261 | 170.0298 | 136.2 | 141.2681 | 135.6 | 140.8509 | -180.5 | -190.4012 | -176.6 | -186.9037 | -180.8 | -191.3633 | -180.4 | -191.3161 | 145.5077 | 154.7336
2021-01-10 05:30 | 25 | 25.7099 | 80.7673 | 82.8255 | -8.8486 | 9.8004 | 25 | 25.7099 | -47.5855 | 47.7567 | -47.5855 | 47.7567 | 120.7318 | 169.9617 | 136.2 | 141.1888 | 136.5 | 141.3996 | -179.9 | -189.1726 | -177.3 | -187.1132 | -181.4 | -191.4775 | -180.7 | -191.1055 | 145.6141 | 154.9844
2021-01-10 06:00 | 12 | 13.4164 | 71.0401 | 73.3649 | 0.033789 | 4.0836 | 11 | 12.53 | -60.6835 | 60.8063 | -60.6835 | 60.8063 | 126.0338 | 176.5095 | 136.2 | 141.1101 | 135.9 | 140.9789 | -179.9 | -189.7051 | -177.1 | -187.3762 | -181.4 | -191.9957 | -180.6 | -191.4715 | 159.392 | 166.9942
2021-01-10 06:30 | 5 | 7.0711 | 65.5014 | 67.6816 | 4.6395 | 6.93 | 4 | 6.4031 | -68.1754 | 68.4002 | -68.1754 | 68.4002 | 123.1237 | 173.7515 | 135.3 | 140.2416 | 136.2 | 141.0319 | -179.6 | -188.9804 | -176.7 | -186.4807 | -181.6 | -191.6991 | -180.6 | -191.0762 | 172.1374 | 178.5387
2021-01-10 07:00 | 6 | 7.2111 | 61.6227 | 63.5183 | 7.5019 | 9.9867 | 6 | 7.2111 | -68.4988 | 68.9382 | -68.4988 | 68.9382 | 110.3593 | 163.1933 | 134.7 | 139.7424 | 135.6 | 140.6101 | -178.1 | -187.7132 | -175.8 | -185.6603 | -179.9 | -189.8658 | -179.4 | -189.7823 | 149.1948 | 155.3949
2021-01-10 07:30 | -1 | -2.2361 | 51.4529 | 53.6568 | 14.2656 | 15.7765 | -3 | -4.2426 | -76.119 | 76.4456 | -76.119 | 76.4456 | 113.4066 | 163.3336 | 134.7 | 139.1981 | 133.2 | 137.9791 | -178.2 | -187.2164 | -176.6 | -186.0057 | -180.8 | -190.5905 | -179.7 | -189.739 | 157.2491 | 162.4888
2021-01-10 08:00 | -7 | -7.6158 | 43.9238 | 46.3917 | 18.3984 | 19.646 | -7 | -7.6158 | -77.3013 | 77.4804 | -77.3013 | 77.4804 | 109.8346 | 160.4949 | 135 | 139.6406 | 135 | 139.7176 | -179.1 | -187.8911 | -176.8 | -186.0705 | -180.6 | -190.0241 | -180.8 | -190.4958 | 148.3058 | 153.0866
2021-01-10 08:30 | 0 | 1 | 39.2317 | 42.4255 | 10.1965 | 12.1252 | 0 | 1 | -65.9444 | 66.0548 | -65.9444 | 66.0548 | 111.7841 | 161.554 | 134.4 | 138.9078 | 135.6 | 140.0692 | -177.9 | -186.5358 | -176.8 | -185.7037 | -180.7 | -189.8107 | -180.5 | -189.9268 | 151.8176 | 155.7109
2021-01-10 09:00 | -10 | -11.1803 | 27.4469 | 32.1853 | 12.2665 | 13.3163 | -9 | -10.2956 | -72.475 | 72.4824 | -72.475 | 72.4824 | 111.5964 | 164.3395 | 135.3 | 139.3377 | 134.1 | 138.2453 | -178.3 | -186.2111 | -177.4 | -185.5535 | -181.6 | -190.0018 | -180.7 | -189.3271 | 169.2511 | 171.6502
2021-01-10 09:30 | -3 | -5 | 27.3071 | 31.0391 | 9.4096 | 10.876 | -3 | -5 | -67.0602 | 67.068 | -67.0602 | 67.068 | 105.8676 | 162.6853 | 135.3 | 138.586 | 134.7 | 138.2662 | -178 | -184.8083 | -177.1 | -184.2694 | -181.1 | -188.4729 | -180.9 | -188.5041 | 162.9657 | 166.6409
2021-01-10 10:00 | -10 | -10.7703 | 20.8259 | 24.5452 | 14.9296 | 15.8351 | -9 | -9.8489 | -72.3566 | 72.3567 | -72.3566 | 72.3567 | 104.0168 | 162.3017 | 134.4 | 137.9739 | 134.7 | 138.3342 | -177.4 | -184.4478 | -177.8 | -185.192 | -181.8 | -189.4522 | -181.5 | -189.4485 | 177.3663 | 178.9223
2021-01-10 10:30 | -9 | -9.8489 | 14.2868 | 18.7498 | 20.5558 | 21.1031 | -10 | -11.1803 | -81.7005 | 81.7164 | -81.7005 | 81.7164 | 94.5227 | 157.784 | 135 | 138.1988 | 134.4 | 137.8395 | -177.7 | -184.5193 | -178.3 | -185.2592 | -182.8 | -190.107 | -182.5 | -189.929 | 174.4941 | 175.3502
2021-01-10 11:00 | -13 | -14.3178 | 16.5987 | 20.1599 | 20.4959 | 20.9498 | -13 | -14.3178 | -82.3317 | 82.4271 | -82.3317 | 82.4271 | 93.1385 | 148.9059 | 134.1 | 137.4805 | 133.2 | 136.7372 | -177.3 | -183.7875 | -178.2 | -185.8861 | -182.3 | -190.2536 | -182.1 | -190.2536 | 188.2624 | 190.5833
2021-01-10 11:30 | -17 | -18.0278 | 18.3907 | 20.9833 | 24.1939 | 24.8675 | -17 | -18.3848 | -88.4842 | 88.6796 | -88.4842 | 88.6796 | 85.4766 | 146.5159 | 134.4 | 137.7732 | 133.2 | 136.5366 | -176.9 | -183.3316 | -178.5 | -186.2307 | -182.7 | -190.7128 | -182.5 | -190.7234 | 207.5919 | 209.0734
2021-01-10 12:00 | -18 | -19.6977 | 22.6727 | 24.6489 | 23.9042 | 24.804 | -19 | -20.6155 | -91.1591 | 91.3937 | -91.1591 | 91.3937 | 70.7137 | 134.5975 | 133.5 | 135.9136 | 133.5 | 136.0274 | -177 | -181.8 | -178.9 | -184.9454 | -183.1 | -189.3634 | -183.2 | -189.5173 | 212.3634 | 214.3171
2021-01-10 12:30 | -10 | -14.8661 | 35.0793 | 36.5255 | 18.7575 | 21.6591 | -9 | -14.2127 | -84.3095 | 84.8772 | -84.3095 | 84.8772 | 59.1026 | 128.8715 | 133.2 | 135.4526 | 132.3 | 134.6786 | -175.8 | -180.6834 | -179.6 | -185.6227 | -183.6 | -189.7708 | -183.5 | -189.8012 | 214.1651 | 215.8099
2021-01-10 13:00 | -17 | -21.4009 | 31.6369 | 33.1579 | 28.0045 | 30.5315 | -16 | -20 | -98.9037 | 99.5813 | -98.9037 | 99.5813 | 34.8172 | 111.5394 | 132.9 | 134.8416 | 132.9 | 134.8416 | -176.1 | -180.1112 | -180.3 | -185.4499 | -185 | -190.3707 | -184.1 | -189.5675 | 219.0073 | 220.214
2021-01-10 13:30 | -18 | -21.6333 | 36.015 | 36.5661 | 31.2743 | 33.8191 | -18 | -22.2036 | -105.8945 | 107.0328 | -105.8945 | 107.0328 | 34.5617 | 100.4352 | 131.7 | 134.146 | 132.3 | 134.6228 | -174.3 | -179.1262 | -179.2 | -185.0597 | -183.8 | -189.7637 | -183.7 | -189.67 | 268.698 | 268.8666
2021-01-10 14:00 | -14 | -19.105 | 43.8206 | 44.1749 | 30.2683 | 33.0732 | -14 | -19.105 | -104.6713 | 105.9001 | -104.6713 | 105.9001 | 20.871 | 89.9615 | 131.1 | 132.5868 | 132 | 133.5671 | -175.3 | -178.4162 | -181.5 | -185.114 | -186.8 | -190.49 | -186.2 | -190.058 | 272.4796 | 273.0136
2021-01-10 14:30 | -12 | -13.4164 | 55.6329 | 58.3567 | 26.0291 | 29.0696 | -13 | -14.3178 | -104.6711 | 105.083 | -104.6711 | 105.083 | -6.9154 | 99.3889 | 131.1 | 132.7242 | 131.4 | 133.0675 | -174.8 | -178.0569 | -180.8 | -184.5471 | -185.3 | -189.2542 | -185.5 | -189.4532 | 283.5737 | 283.66
2021-01-10 15:00 | -12 | -12 | 68.5494 | 70.0282 | 30.629 | 30.9008 | -12 | -12 | -110.0897 | 110.1635 | -110.0897 | 110.1635 | -22.969 | 102.2054 | 131.1 | 132.5868 | 132 | 133.5671 | -174.6 | -178.4981 | -182.2 | -186.3482 | -186.8 | -191.0137 | -186.8 | -191.1188 | 314.8253 | 314.9185
2021-01-10 15:30 | -22 | -22 | 59.7695 | 61.725 | 40.7331 | 40.9254 | -22 | -22 | -125.0435 | 125.2563 | -125.0435 | 125.2563 | -47.3816 | 108.1665 | 128.1 | 129.8099 | 128.7 | 130.402 | -170.6 | -173.7245 | -179.9 | -183.1924 | -184.5 | -187.9794 | -184.5 | -187.9794 | 349.2391 | 349.2502
2021-01-10 16:00 | -32 | -32 | 64.1296 | 67.4351 | 52.7143 | 52.8994 | -32 | -32 | -150.0486 | 150.3038 | -150.0486 | 150.3038 | -55.1727 | 120.3212 | 128.4 | 130.6237 | 127.8 | 129.9246 | -169.5 | -173.5556 | -180.1 | -184.4781 | -184.4 | -188.903 | -184.4 | -188.9903 | 388.2873 | 388.3774
2021-01-10 16:30 | -32 | -32 | 74.8471 | 78.4099 | 56.1837 | 56.2251 | -32 | -32 | -155.3575 | 155.7584 | -155.3575 | 155.7584 | -83.5403 | 129.4289 | 127.2 | 129.1747 | 127.8 | 129.8179 | -169.8 | -173.5123 | -180.9 | -184.9724 | -185.6 | -189.7152 | -185.3 | -189.4217 | 402.2828 | 402.4208
2021-01-10 17:00 | -40 | -43.0813 | 79.0899 | 79.3282 | 60.3941 | 63.7724 | -40 | -43.4626 | -165.8599 | 170.1834 | -165.8599 | 170.1834 | -106.0394 | 169.7011 | 127.5 | 129.2178 | 127.5 | 129.3672 | -169.6 | -173.1738 | -180.7 | -184.7092 | -185.5 | -189.5554 | -185.2 | -189.2618 | 413.3856 | 413.3984
2021-01-10 17:30 | -20 | -26.9072 | 90.8761 | 90.965 | 45.1134 | 50.2249 | -20 | -26.9072 | -147.8822 | 152.7831 | -147.8822 | 152.7831 | -112.3641 | 175.7703 | 127.2 | 129.2805 | 129 | 131.1051 | -169.7 | -173.5599 | -182.6 | -186.2713 | -187.5 | -191.2723 | -187.3 | -191.0565 | 400.8902 | 400.9491
2021-01-10 18:00 | -16 | -25.6125 | 100.7088 | 100.7894 | 42.2206 | 48.8288 | -16 | -26.4008 | -145.391 | 150.531 | -145.391 | 150.531 | -114.4156 | 173.6644 | 129.6 | 131.2904 | 129.9 | 131.7331 | -170.5 | -174.1565 | -182.5 | -186.2129 | -187.2 | -190.9782 | -186.9 | -190.6644 | 408.4919 | 408.7585
2021-01-10 18:30 | -13 | -25.5539 | 111.473 | 111.5141 | 36.8667 | 45.6526 | -13 | -25.5539 | -135.2593 | 141.5221 | -135.2593 | 141.5221 | -102.7844 | 156.8361 | 128.1 | 130.2197 | 127.2 | 129.3344 | -169.4 | -173.2038 | -182.6 | -186.9398 | -187.3 | -191.8209 | -187.2 | -191.8209 | 417.6188 | 418.6379
2021-01-10 19:00 | 0 | 22 | 115.6847 | 115.6908 | 28.6471 | 38.1706 | -1 | -21.0238 | -124.7249 | 130.413 | -124.7249 | 130.413 | -83.1727 | 158.1125 | 126.3 | 128.6164 | 126.6 | 129.1426 | -169 | -173.3521 | -182.2 | -186.5711 | -186.8 | -191.4954 | -186.3 | -190.8881 | 417.5837 | 418.3278
2021-01-10 19:30 | 8 | 22.4722 | 126.5859 | 126.5864 | 17.6088 | 31.0448 | 8 | 23.4094 | -106.9044 | 113.0729 | -106.9044 | 113.0729 | -83.6029 | 159.9922 | 126.9 | 130.6079 | 127.5 | 131.1206 | -169.3 | -175.8372 | -180.4 | -186.8318 | -185.1 | -191.6116 | -184.7 | -191.3405 | 390.3845 | 391.5801
2021-01-10 20:00 | 0 | 19 | 117.5499 | 117.5507 | 23.9314 | 34.829 | 0 | 20.025 | -114.0057 | 119.7439 | -114.0057 | 119.7439 | -59.9853 | 106.4183 | 127.2 | 131.1147 | 127.2 | 131.2616 | -169.6 | -176.3985 | -180.2 | -187.4698 | -185 | -192.4422 | -185.1 | -192.5935 | 386.6067 | 386.9632
2021-01-10 20:30 | -3 | -21.2132 | 111.5151 | 111.5256 | 29.1463 | 39.0526 | -2 | -22.0907 | -118.246 | 124.2443 | -118.246 | 124.2443 | -56.6582 | 102.5424 | 128.7 | 132.1503 | 129 | 132.4424 | -171.1 | -177.4552 | -181.4 | -187.4906 | -185.9 | -192.047 | -185.1 | -191.3232 | 361.9185 | 362.212
2021-01-10 21:00 | -10 | -21.4709 | 101.6437 | 101.6591 | 32.8775 | 39.3945 | -11 | -21.9545 | -123.0066 | 126.6813 | -123.0066 | 126.6813 | -30.0196 | 96.0391 | 130.8 | 134.1295 | 130.8 | 134.2637 | -173 | -179.3233 | -181.1 | -187.1246 | -185.8 | -191.9502 | -185.7 | -191.8033 | 352.3134 | 352.3655
2021-01-10 21:30 | -5 | -10.2956 | 98.6806 | 98.7554 | 26.873 | 29.2886 | -6 | -10.8167 | -115.3233 | 116.0222 | -115.3233 | 116.0222 | 1.539 | 84.3671 | 130.5 | 133.837 | 131.1 | 134.2908 | -174.1 | -180.0745 | -181.1 | -187.2565 | -185.6 | -191.9593 | -185.8 | -192.2038 | 343.6101 | 344.1931
2021-01-10 22:00 | -6 | -13.4164 | 88.3 | 88.3783 | 26.4719 | 29.6455 | -6 | -13.4164 | -113.6284 | 114.5112 | -113.6284 | 114.5112 | 41.7411 | 84.5826 | 132 | 135.3984 | 132.3 | 135.5927 | -175.6 | -181.8849 | -180.9 | -187.7629 | -185.6 | -192.7357 | -185.4 | -192.5543 | 314.8144 | 316.9466
2021-01-10 22:30 | -1 | -10.0499 | 90.5044 | 90.5486 | 20.0332 | 22.7336 | -1 | -9.0554 | -111.2466 | 111.684 | -111.2466 | 111.684 | 53.8799 | 110.8171 | 132.9 | 135.9847 | 132 | 134.9787 | -174.7 | -180.4357 | -179.1 | -185.9484 | -183.5 | -190.509 | -183.5 | -190.644 | 292.2637 | 293.9484
2021-01-10 23:00 | 4 | 9.8489 | 89.6874 | 89.8761 | 15.9369 | 19.2183 | 4 | 9.8489 | -107.4773 | 107.9067 | -107.4773 | 107.9067 | 62.8173 | 120.6084 | 133.2 | 135.6756 | 132.6 | 135.0867 | -177.4 | -182.304 | -179.7 | -185.8463 | -184.1 | -190.3814 | -183.9 | -190.4194 | 266.4113 | 267.6335
2021-01-10 23:30 | 1 | 10 | 86.2365 | 86.5876 | 16.0529 | 19.3938 | 0 | 10 | -116.7334 | 117.2573 | -116.7334 | 117.2573 | 56.6704 | 117.1993 | 133.5 | 135.8023 | 132.6 | 135.0867 | -176.5 | -181.1769 | -178.2 | -183.2912 | -182.5 | -187.7527 | -182 | -187.4328 | 257.3713 | 257.9217
2021-01-11 | -3 | -8.544 | 80.1042 | 80.4305 | 18.2669 | 19.9618 | -3 | -8.544 | -111.3004 | 111.4362 | -111.3004 | 111.4362 | 65.4312 | 129.8194 | 133.5 | 135.8576 | 132.9 | 135.3811 | -177.5 | -182.4707 | -178.1 | -183.4307 | -182.6 | -188.0154 | -181.9 | -187.4559 | 250.9816 | 251.6571
2021-01-11 00:30 | -3 | -6.7082 | 73.3558 | 73.6678 | 21.1682 | 22.0424 | -1 | -6.0828 | -109.4504 | 109.472 | -109.4504 | 109.472 | 78.785 | 141.5276 | 134.1 | 136.6163 | 132.9 | 135.5555 | -177.7 | -182.9945 | -177.6 | -183.1878 | -181.9 | -187.6263 | -181.5 | -187.4366 | 243.3835 | 244.5036
2021-01-11 01:00 | -15 | -16.5529 | 63.1286 | 63.7072 | 28.361 | 29.0399 | -13 | -14.7648 | -115.0566 | 115.0781 | -115.0566 | 115.0781 | 93.1491 | 155.2106 | 133.2 | 136.2149 | 133.8 | 136.6779 | -177.2 | -182.8246 | -178.1 | -184.0956 | -182.9 | -189.043 | -182 | -188.3772 | 234.5378 | 235.4322
2021-01-11 01:30 | -15 | -15.8114 | 61.3971 | 62.0057 | 27.5852 | 27.9886 | -14 | -14.8661 | -112.2594 | 112.261 | -112.2594 | 112.261 | 102.641 | 154.0653 | 133.8 | 136.6779 | 132.9 | 135.9215 | -178.2 | -183.8923 | -177.6 | -183.6373 | -181.6 | -187.7143 | -181 | -187.3927 | 223.0121 | 225.1596
2021-01-11 02:00 | -17 | -17.72 | 60.2253 | 60.7972 | 28.1382 | 28.4036 | -18 | -18.6815 | -110.3475 | 110.3767 | -110.3475 | 110.3767 | 106.422 | 159.009 | 133.5 | 137.2352 | 134.4 | 138.1108 | -177.9 | -185.0384 | -177 | -184.4522 | -181.4 | -189.0121 | -180.8 | -188.6919 | 218.2815 | 220.1947
2021-01-11 02:30 | -28 | -28.0713 | 41.4952 | 41.8649 | 45.2111 | 45.6749 | -29 | -29.0689 | -132.5878 | 132.7409 | -132.5878 | 132.7409 | 111.6707 | 162.735 | 135 | 138.8336 | 134.7 | 138.6834 | -179 | -186.3166 | -177.3 | -184.938 | -181.9 | -189.7462 | -180.9 | -188.9892 | 214.8833 | 216.292
2021-01-11 03:00 | -32 | -32.0624 | 39.8478 | 40.3319 | 46.5099 | 46.8754 | -32 | -32.0624 | -131.7317 | 131.8521 | -131.7317 | 131.8521 | 127.1172 | 168.7354 | 134.1 | 137.547 | 135 | 138.4912 | -178 | -184.6047 | -177 | -184.1457 | -181.4 | -188.706 | -181 | -188.572 | 236.5676 | 238.3789
2021-01-11 03:30 | -34 | -34.1321 | 37.3446 | 37.8088 | 50.24 | 50.5418 | -35 | -35.1283 | -138.5642 | 138.6433 | -138.5642 | 138.6433 | 126.8982 | 169.3902 | 133.5 | 137.0974 | 133.8 | 137.3895 | -177.6 | -184.477 | -177.5 | -184.7368 | -181.3 | -188.7206 | -181.1 | -188.8088 | 233.9521 | 235.6326
2021-01-11 04:00 | -46 | -46.0435 | 27.8368 | 28.2473 | 60.7787 | 61.0053 | -45 | -45.0444 | -154.9758 | 155.0565 | -154.9758 | 155.0565 | 123.4745 | 161.1045 | 134.7 | 138.0003 | 134.1 | 137.4147 | -177.3 | -183.6044 | -177.2 | -183.9035 | -181.3 | -188.2287 | -180.7 | -187.8956 | 240.7939 | 242.3469
2021-01-11 04:30 | -59 | -59 | 17.4442 | 17.5103 | 73.7846 | 74.1015 | -58 | -58 | -176.4437 | 176.6158 | -176.4437 | 176.6158 | 108.6953 | 148.2267 | 134.4 | 137.4511 | 134.1 | 137.2211 | -178.6 | -184.7829 | -176.9 | -183.5076 | -181.2 | -187.8923 | -180.7 | -187.6509 | 249.7099 | 250.9747
2021-01-11 05:00 | -55 | -55 | 20.7373 | 20.819 | 73.3749 | 73.7701 | -56 | -56 | -177.887 | 178.0946 | -177.887 | 178.0946 | 106.2586 | 145.9036 | 133.2 | 136.406 | 133.8 | 137.122 | -177.1 | -183.4634 | -176.9 | -183.6681 | -181.3 | -188.2287 | -180.6 | -187.7446 | 267.8459 | 268.4387
2021-01-11 05:30 | -61 | -61.0082 | 23.0875 | 23.7227 | 78.1335 | 78.4333 | -61 | -61.0082 | -186.195 | 186.3123 | -186.195 | 186.3123 | 97.45 | 137.6544 | 133.5 | 137.3754 | 133.2 | 137.1551 | -177.5 | -184.7923 | -177.3 | -184.9095 | -181.6 | -189.4017 | -181.3 | -189.3721 | 282.9249 | 283.7152
2021-01-11 06:00 | -63 | -63 | 22.4317 | 23.5777 | 82.0931 | 82.2451 | -63 | -63 | -191.2947 | 191.3184 | -191.2947 | 191.3184 | 78.6765 | 122.1747 | 133.8 | 137.0567 | 133.8 | 136.9279 | -177.7 | -184.1734 | -178.8 | -185.5255 | -183.2 | -190.1128 | -182.8 | -189.9431 | 304.4746 | 304.8608
2021-01-11 06:30 | -69 | -69.0072 | 17.9969 | 19.6431 | 88.6707 | 88.7093 | -69 | -69.0072 | -198.5523 | 198.6297 | -198.5523 | 198.6297 | 53.6724 | 102.9085 | 132 | 135.2345 | 134.1 | 137.614 | -176.1 | -182.3677 | -178.6 | -185.3327 | -182.9 | -189.8505 | -182.5 | -189.519 | 314.0319 | 314.4117
2021-01-11 07:00 | -76 | -76.0592 | 21.975 | 30.7677 | 96.8499 | 97.1027 | -76 | -76.0592 | -205.182 | 205.1821 | -205.182 | 205.1821 | 35.2515 | 96.9133 | 133.2 | 136.6697 | 132.3 | 135.9983 | -174.7 | -181.3073 | -178.6 | -184.7062 | -182.8 | -189.1245 | -182.7 | -188.9896 | 337.4198 | 337.4207
2021-01-11 07:30 | -79 | -79.0569 | 24.5015 | 32.5035 | 93.1054 | 93.4624 | -79 | -79.0569 | -202.6775 | 202.6791 | -202.6775 | 202.6791 | 8.3967 | 90.0248 | 132.3 | 135.3349 | 131.7 | 134.8766 | -175.2 | -180.6406 | -179.4 | -184.8127 | -183.5 | -188.9134 | -183.1 | -188.5726 | 337.9949 | 338.1328
2021-01-11 08:00 | -79 | -80.604 | 16.8469 | 36.777 | 94.8642 | 96.8661 | -81 | -82.5651 | -210.1629 | 210.5872 | -210.1629 | 210.5872 | -11.0132 | 102.0473 | 131.4 | 134.392 | 132.9 | 135.9847 | -175.1 | -180.8149 | -181.4 | -186.9224 | -185.8 | -191.3377 | -185 | -190.6102 | 361.1989 | 361.242
2021-01-11 08:30 | -86 | -86.4697 | 6.3284 | 27.3206 | 103.5879 | 104.1635 | -86 | -86.4697 | -224.7787 | 224.7888 | -224.7787 | 224.7888 | -18.7861 | 106.078 | 128.4 | 131.3329 | 128.1 | 131.2321 | -172.1 | -177.3422 | -180.1 | -185.2087 | -184.5 | -189.7206 | -184.2 | -189.4756 | 389.063 | 389.3332
2021-01-11 09:00 | -105 | -105.8017 | -12.1 | 33.4366 | 122.8326 | 123.476 | -105 | -105.6835 | -250.6479 | 250.6643 | -250.6479 | 250.6643 | -21.3251 | 97.975 | 129.9 | 132.5555 | 130.2 | 132.8495 | -172.7 | -177.5232 | -182.1 | -187.6258 | -186.3 | -191.919 | -186.3 | -191.943 | 421.4514 | 421.473
2021-01-11 09:30 | -110 | -111.1575 | -13.89 | 35.2578 | 127.3873 | 128.2108 | -111 | -112.0089 | -262.937 | 262.9652 | -262.937 | 262.9652 | -27.6179 | 106.3263 | 129.6 | 132.4441 | 129.6 | 132.5691 | -172.9 | -178.2649 | -182.7 | -188.4502 | -187.5 | -193.3253 | -187.3 | -193.2527 | 436.4951 | 436.7059
2021-01-11 10:00 | -115 | -115.849 | -14.7616 | 38.6372 | 133.5017 | 133.933 | -113 | -113.7453 | -276.6094 | 276.9434 | -276.6094 | 276.9434 | -42.5277 | 89.7223 | 131.7 | 133.9778 | 132 | 134.328 | -174.5 | -178.959 | -185.2 | -190.355 | -190.3 | -195.5482 | -189.9 | -195.1589 | 448.5472 | 448.7618
2021-01-11 10:30 | -124 | -124.4869 | -22.2928 | 38.5207 | 142.369 | 142.496 | -123 | -123.4909 | -295.6863 | 296.7987 | -295.6863 | 296.7987 | -61.7812 | 94.2566 | 127.5 | 129.4183 | 129 | 131.0519 | -170.6 | -174.1713 | -182.7 | -186.9848 | -187.7 | -191.9148 | -187.4 | -191.7053 | 470.2468 | 470.4184
2021-01-11 11:00 | -129 | -129.4681 | -23.0473 | 42.744 | 150.1744 | 150.3227 | -128 | -128.4718 | -313.9648 | 315.0903 | -313.9648 | 315.0903 | -62.7368 | 96.9385 | 128.1 | 130.2197 | 127.8 | 129.9246 | -169.9 | -173.4713 | -183 | -186.965 | -187.9 | -191.9864 | -187.7 | -191.7496 | 501.0671 | 501.3679
2021-01-11 11:30 | -134 | -134.3019 | -12.0017 | 35.2099 | 154.5319 | 154.5394 | -133 | -133.2404 | -322.4865 | 324.639 | -322.4865 | 324.639 | -81.9166 | 106.824 | 127.2 | 128.8255 | 129 | 130.6503 | -169 | -171.9473 | -183.9 | -187.3905 | -187.9 | -191.3932 | -188.6 | -192.1376 | 525.5262 | 525.7718
2021-01-11 12:00 | -137 | -137.6154 | -19.2079 | 42.0952 | 160.7747 | 160.9152 | -137 | -137.6154 | -348.0443 | 349.7575 | -348.0443 | 349.7575 | -99.4666 | 154.1646 | 125.7 | 127.4421 | 126.3 | 128.034 | -167.4 | -170.375 | -183.5 | -187.2327 | -188.5 | -192.3317 | -188.1 | -191.8605 | 538.9311 | 539.0068
2021-01-11 12:30 | -124 | -126.9055 | 2.4455 | 56.0487 | 148.492 | 149.7724 | -125 | -127.8828 | -330.2255 | 330.6664 | -330.2255 | 330.6664 | -130.2471 | 176.4814 | 126.6 | 128.3299 | 125.4 | 127.1462 | -167.5 | -170.567 | -184.2 | -188.4931 | -189.1 | -193.4937 | -188.9 | -193.1719 | 546.2768 | 546.4715
2021-01-11 13:00 | -129 | -131.4001 | 13.9055 | 61.1647 | 154.76 | 155.2777 | -129 | -131.2136 | -343.4941 | 344.6806 | -343.4941 | 344.6806 | -126.3512 | 161.8466 | 126.3 | 127.751 | 125.4 | 127.0007 | -167.7 | -170.3976 | -184.3 | -188.4645 | -188.3 | -192.4395 | -188.5 | -192.5168 | 569.3148 | 569.3156
2021-01-11 13:30 | -122 | -125.3994 | 15.5262 | 61.0083 | 148.3405 | 149.7187 | -122 | -125.1719 | -322.2785 | 322.6019 | -322.2785 | 322.6019 | -176.4167 | 224.2663 | 120.9 | 123.7488 | 123 | 125.8013 | -162.9 | -167.2508 | -180.3 | -186.0262 | -185.1 | -190.9002 | -185 | -190.6573 | 584.4576 | 584.4715
2021-01-11 14:00 | -120 | -120.9339 | 15.2186 | 44.8222 | 143.703 | 143.8902 | -118 | -118.9496 | -332.3914 | 334.8471 | -332.3914 | 334.8471 | -166.2761 | 210.7622 | 122.4 | 124.1018 | 122.1 | 124.0485 | -165.7 | -168.6862 | -183.3 | -187.5288 | -188.3 | -192.5225 | -188.4 | -192.5168 | 565.9465 | 566.0966
2021-01-11 14:30 | -121 | -122.1884 | 18.9561 | 51.5522 | 144.9922 | 145.3468 | -118 | -119.0798 | -342.7832 | 345.1759 | -342.7832 | 345.1759 | -162.0865 | 216.4999 | 124.5 | 127.2683 | 123.6 | 126.5147 | -166.2 | -170.899 | -182.7 | -189.1051 | -187.8 | -194.2907 | -187.8 | -194.1631 | 588.1788 | 588.1792
2021-01-11 15:00 | -108 | -108.462 | 47.9318 | 69.5685 | 133.7961 | 133.8904 | -107 | -107.4663 | -324.339 | 327.7764 | -324.339 | 327.7764 | -182.0203 | 234.3888 | 123 | 125.0953 | 124.5 | 126.3089 | -164.7 | -168.2133 | -182.2 | -187.2976 | -187.2 | -192.3703 | -187.1 | -192.1129 | 599.367 | 599.4092
2021-01-11 15:30 | -95 | -95.7549 | 55.7363 | 74.0305 | 124.1241 | 124.2464 | -95 | -95.7549 | -320.2344 | 324.2846 | -320.2344 | 324.2846 | -186.5457 | 236.5164 | 123.9 | 125.9804 | 123 | 125.0953 | -165.8 | -169.3975 | -182.9 | -188.1885 | -187.8 | -193.2097 | -187.9 | -193.1437 | 599.8273 | 599.8681
2021-01-11 16:00 | -93 | -93.4345 | 61.4594 | 77.8466 | 122.8935 | 122.9245 | -93 | -93.3435 | -317.6759 | 322.4418 | -317.6759 | 322.4418 | -193.8528 | 242.7874 | 122.7 | 125.201 | 122.7 | 125.3217 | -164.3 | -168.4366 | -184.5 | -190.4666 | -189.4 | -195.4422 | -189.4 | -195.3387 | 627.0438 | 627.0975
2021-01-11 16:30 | -95 | -95.021 | 69.4361 | 82.6789 | 125.145 | 125.2416 | -95 | -95.0053 | -323.5009 | 330.3139 | -323.5009 | 330.3139 | -188.7714 | 230.6826 | 123.6 | 125.9661 | 124.5 | 126.9656 | -164.9 | -168.8913 | -183.5 | -189.4981 | -188.5 | -194.6145 | -188.5 | -194.4908 | 608.4523 | 608.6875
2021-01-11 17:00 | -84 | -84.006 | 78.056 | 89.0349 | 117.4124 | 117.7102 | -84 | -84.006 | -321.6676 | 330.4107 | -321.6676 | 330.4107 | -212.1772 | 250.5031 | 123.3 | 125.6717 | 123.3 | 125.6141 | -165.8 | -169.621 | -185.2 | -191.1201 | -190.1 | -196.1647 | -189.7 | -195.5322 | 603.3261 | 603.5331
2021-01-11 17:30 | -77 | -77 | 83.494 | 93.9 | 110.7857 | 110.9237 | -76 | -76 | -312.4123 | 320.4534 | -312.4123 | 320.4534 | -203.1636 | 251.7202 | 123.9 | 126.2604 | 123.6 | 125.7955 | -165 | -168.9673 | -183.8 | -189.3241 | -188.4 | -194.0058 | -188.3 | -193.7663 | 606.1124 | 606.2895
2021-01-11 18:00 | -79 | -79 | 87.9256 | 98.0948 | 110.1802 | 110.3731 | -78 | -78 | -305.8925 | 313.7859 | -305.8925 | 313.7859 | -191.2223 | 237.1885 | 124.2 | 126.2754 | 125.1 | 127.1607 | -166.9 | -170.4894 | -184.6 | -189.8645 | -189.6 | -194.9598 | -189.7 | -194.9183 | 586.0535 | 586.4744
2021-01-11 18:30 | -62 | -62.0322 | 100.916 | 107.764 | 94.7023 | 94.9859 | -62 | -62.0322 | -284.1969 | 292.956 | -284.1969 | 292.956 | -182.9497 | 222.3982 | 123.9 | 125.9804 | 126 | 128.2654 | -166.1 | -169.8096 | -183.7 | -188.9895 | -188.2 | -193.4819 | -188.1 | -193.2692 | 573.5554 | 574.0133
2021-01-11 19:00 | -63 | -63 | 88.62 | 94.399 | 93.3699 | 93.5497 | -62 | -62.0081 | -277.175 | 284.6123 | -277.175 | 284.6123 | -158.7986 | 214.7546 | 124.5 | 126.7357 | 125.7 | 127.9707 | -166.6 | -170.6269 | -182.7 | -187.3098 | -187.8 | -192.5049 | -187.3 | -191.9076 | 557.6191 | 557.6374
2021-01-11 19:30 | -53 | -53.3385 | 103.3952 | 112.2773 | 80.678 | 80.7505 | -53 | -53.3385 | -263.5406 | 266.7393 | -263.5406 | 266.7393 | -142.0992 | 201.0347 | 123 | 125.4951 | 123.9 | 126.3773 | -166.3 | -170.323 | -182.5 | -186.5582 | -187.4 | -191.497 | -186.7 | -190.7299 | 530.9138 | 530.9212
2021-01-11 20:00 | -44 | -44.1814 | 109.3421 | 115.5969 | 74.1212 | 74.1523 | -44 | -44.1814 | -241.2753 | 245.1514 | -241.2753 | 245.1514 | -131.6823 | 206.0483 | 124.2 | 126.5548 | 125.4 | 127.7901 | -167.3 | -171.5172 | -181.9 | -185.8064 | -186.7 | -190.6283 | -186 | -189.9782 | 498.4733 | 498.4839
2021-01-11 20:30 | -67 | -67.2681 | 83.6586 | 93.3901 | 96.9971 | 97.025 | -66 | -66.1211 | -262.7589 | 264.339 | -262.7589 | 264.339 | -98.3236 | 190.0448 | 125.4 | 127.8482 | 125.7 | 128.0845 | -167.9 | -171.9716 | -182.4 | -186.7774 | -187.4 | -191.897 | -186.9 | -191.3657 | 508.0755 | 508.1152
2021-01-11 21:00 | -49 | -49 | 93.266 | 98.1503 | 78.4274 | 78.4467 | -49 | -49 | -230.6344 | 232.4511 | -230.6344 | 232.4511 | -74.5234 | 116.1684 | 126.9 | 129.0394 | 125.7 | 127.9707 | -166.9 | -170.6964 | -179.6 | -183.2515 | -184.3 | -187.9774 | -183.6 | -187.2714 | 471.7508 | 471.875
2021-01-11 21:30 | -52 | -52.0096 | 78.8791 | 82.3134 | 81.8931 | 81.8965 | -51 | -51.0098 | -229.0826 | 230.2476 | -229.0826 | 230.2476 | -32.7597 | 85.0712 | 128.1 | 130.1661 | 126.9 | 128.7252 | -170.7 | -174.2915 | -180.9 | -184.2738 | -185.6 | -188.9834 | -185.1 | -188.4924 | 447.7526 | 447.9635
2021-01-11 22:00 | -54 | -54.9181 | 67.4312 | 74.7974 | 79.5991 | 80.443 | -54 | -54.7449 | -210.8618 | 210.8619 | -210.8618 | 210.8619 | 12.5648 | 85.4331 | 127.8 | 130.4379 | 127.8 | 130.2608 | -171.4 | -175.9829 | -179.5 | -184.0785 | -183.8 | -188.2416 | -183.7 | -188.3514 | 419.9034 | 420.2293
2021-01-11 22:30 | -43 | -43.7379 | 70.5379 | 71.1934 | 66.2074 | 66.8577 | -43 | -43.7379 | -193.3791 | 194.9382 | -193.3791 | 194.9382 | 40.2271 | 99.0723 | 129 | 131.2136 | 127.8 | 130.0897 | -171.3 | -175.6052 | -177.3 | -181.1811 | -181.6 | -185.5742 | -181.6 | -185.6155 | 387.8992 | 388.8158
2021-01-11 23:00 | -60 | -60.1332 | 46.2498 | 47.578 | 82.3726 | 82.3732 | -60 | -60.075 | -201.6569 | 202.5073 | -201.6569 | 202.5073 | 55.6268 | 99.2419 | 131.7 | 133.1801 | 130.2 | 131.6969 | -173.4 | -176.328 | -178.3 | -182.1393 | -182.6 | -186.4917 | -182.3 | -186.3625 | 352.6364 | 355.1929
2021-01-11 23:30 | -69 | -69 | 33.6535 | 35.302 | 88.4788 | 88.501 | -70 | -70 | -218.1404 | 218.7583 | -218.1404 | 218.7583 | 46.1383 | 91.4906 | 130.8 | 131.913 | 131.1 | 132.2105 | -173.6 | -175.9564 | -176.5 | -179.6324 | -181.1 | -184.3196 | -180.9 | -184.198 | 335.8576 | 338.8012
2021-01-12 | -86 | -86.209 | 9.796 | 18.8644 | 104.9109 | 105.3329 | -86 | -86.1452 | -231.1339 | 231.1362 | -231.1339 | 231.1362 | 56.1592 | 101.8786 | 130.5 | 131.6549 | 130.8 | 131.9922 | -174.1 | -176.5983 | -176.3 | -179.1729 | -180.8 | -183.6275 | -180.3 | -183.2592 | 322.6603 | 324.8755
2021-01-12 00:30 | -89 | -89.202 | 5.2841 | 15.0943 | 104.2613 | 104.7248 | -88 | -88.2043 | -222.1518 | 222.1544 | -222.1518 | 222.1544 | 63.8951 | 108.5152 | 131.1 | 132.4129 | 131.1 | 132.5423 | -174.4 | -177.2576 | -175.9 | -179.0057 | -179.6 | -182.6976 | -179.7 | -183.0007 | 298.8816 | 301.7869
2021-01-12 01:00 | -70 | -70.0643 | 18.5627 | 21.2197 | 86.8802 | 87.2873 | -69 | -69.1158 | -192.0407 | 192.0437 | -192.0407 | 192.0437 | 66.5343 | 114.5539 | 131.7 | 133.4595 | 131.1 | 132.9166 | -173.9 | -177.3087 | -175.8 | -179.4268 | -179.8 | -183.4277 | -178.9 | -182.6659 | 276.9155 | 280.2428
2021-01-12 01:30 | -66 | -66.0681 | 20.8123 | 22.6781 | 81.3694 | 81.8577 | -66 | -66.0681 | -183.7454 | 183.7558 | -183.7454 | 183.7558 | 77.8886 | 124.178 | 131.1 | 132.819 | 130.8 | 132.5715 | -173.9 | -177.505 | -175 | -178.6243 | -179.4 | -183.0754 | -178.7 | -182.5309 | 265.4133 | 269.1125
2021-01-12 02:00 | -64 | -64.1249 | 20.2165 | 21.6348 | 79.2634 | 79.8442 | -62 | -62.1289 | -176.0599 | 176.1068 | -176.0599 | 176.1068 | 82.1285 | 124.5755 | 132.3 | 134.1497 | 132.3 | 134.1996 | -175.7 | -179.4309 | -175.3 | -178.8783 | -179.6 | -183.2714 | -179.1 | -182.882 | 243.8312 | 248.8495
2021-01-12 02:30 | -66 | -66.1211 | 15.1537 | 16.9825 | 82.5794 | 83.1016 | -66 | -66.1211 | -179.3056 | 179.3508 | -179.3056 | 179.3508 | 96.9527 | 134.05 | 132.9 | 134.6923 | 131.7 | 133.5084 | -176.9 | -180.5259 | -177.1 | -180.702 | -181.3 | -185.017 | -181.2 | -185.0397 | 253.9288 | 258.9462
2021-01-12 03:00 | -58 | -58.0775 | 26.4643 | 27.3483 | 69.6913 | 70.4186 | -58 | -58.0775 | -158.2379 | 158.3577 | -158.2379 | 158.3577 | 90.464 | 130.0438 | 132.9 | 134.7912 | 134.7 | 136.616 | -177.5 | -181.3562 | -176.7 | -180.3299 | -181.2 | -184.959 | -180.5 | -184.3951 | 234.6754 | 239.8355
2021-01-12 03:30 | -55 | -55.0818 | 25.3514 | 26.2123 | 72.0353 | 72.5342 | -55 | -55.0364 | -161.4212 | 161.4814 | -161.4212 | 161.4814 | 95.0331 | 133.441 | 134.1 | 136.0245 | 132.9 | 134.9443 | -176.4 | -180.4676 | -175.9 | -179.8061 | -180.3 | -184.323 | -179.8 | -184.0023 | 232.3922 | 237.9107
2021-01-12 04:00 | -51 | -51.0882 | 28.6129 | 29.4514 | 69.3336 | 69.9968 | -51 | -51.0882 | -158.4086 | 158.5342 | -158.4086 | 158.5342 | 92.0581 | 129.8941 | 132.3 | 134.3535 | 133.8 | 135.8308 | -177.6 | -181.4541 | -176.3 | -180.0998 | -180.5 | -184.3951 | -180.2 | -184.2252 | 234.0295 | 239.4419
2021-01-12 04:30 | -62 | -62.1289 | 21.1452 | 22.9877 | 78.3873 | 78.9839 | -61 | -61.131 | -175.5457 | 175.6945 | -175.5457 | 175.6945 | 94.3265 | 130.2044 | 132.9 | 134.6923 | 133.5 | 135.2844 | -176.5 | -179.9563 | -176.1 | -179.6426 | -180 | -183.6436 | -179.8 | -183.5877 | 253.9368 | 258.5481
2021-01-12 05:00 | -59 | -59 | 31.9736 | 32.5601 | 72.4457 | 72.7232 | -58 | -58.0086 | -176.774 | 176.8025 | -176.774 | 176.8025 | 81.8121 | 119.4643 | 133.5 | 134.9166 | 132.9 | 134.323 | -177.7 | -180.6656 | -177.1 | -180.13 | -181.6 | -184.8109 | -181.2 | -184.5303 | 263.5414 | 268.4388
2021-01-12 05:30 | -47 | -47 | 42.9051 | 43.5245 | 66.7299 | 66.8844 | -46 | -46 | -174.7756 | 174.7774 | -174.7756 | 174.7774 | 73.2898 | 110.2993 | 132.9 | 134.5961 | 133.2 | 134.8923 | -177.6 | -181.0547 | -178 | -181.4471 | -182.3 | -185.9575 | -182.1 | -185.8209 | 274.9398 | 280.988
2021-01-12 06:00 | -51 | -51.1566 | 35.169 | 37.2598 | 75.5019 | 75.9828 | -52 | -52.1536 | -169.3571 | 169.5285 | -169.3571 | 169.5285 | 56.8621 | 96.3982 | 133.2 | 135.087 | 132.9 | 134.8926 | -176.5 | -180.2143 | -177.7 | -181.8017 | -182.3 | -186.6037 | -181.6 | -185.9747 | 284.9586 | 290.715
2021-01-12 06:30 | -55 | -55.0818 | 37.6821 | 40.1525 | 75.5864 | 76.0649 | -55 | -55.0818 | -192.6132 | 192.6342 | -192.6132 | 192.6342 | 43.8764 | 84.7006 | 131.4 | 132.9284 | 132.6 | 134.2526 | -175 | -178.1588 | -176.6 | -180.272 | -180.8 | -184.6853 | -180.3 | -184.1381 | 298.8545 | 303.7813
2021-01-12 07:00 | -57 | -57.2189 | 31.8919 | 35.8649 | 80.1559 | 80.8755 | -57 | -57.2189 | -197.0631 | 197.1279 | -197.0631 | 197.1279 | 26.6522 | 79.4076 | 131.7 | 133.923 | 132 | 134.2181 | -174.8 | -178.7514 | -177.7 | -180.7382 | -182.1 | -185.2469 | -181.8 | -185.082 | 309.7762 | 314.3381
2021-01-12 07:30 | -72 | -72.4431 | 21.7218 | 28.2056 | 90.5817 | 91.2703 | -72 | -72.3395 | -211.8075 | 211.8702 | -211.8075 | 211.8702 | 28.7813 | 84.7432 | 130.2 | 132.3935 | 130.8 | 132.8766 | -174.4 | -178.3025 | -178.1 | -181.5055 | -182.5 | -185.8826 | -182.1 | -185.5664 | 338.7148 | 341.771
2021-01-12 08:00 | -70 | -70.1783 | 22.548 | 28.1282 | 89.5831 | 90.0901 | -70 | -70.1783 | -209.2308 | 209.2624 | -209.2308 | 209.2624 | 15.4104 | 82.3986 | 131.4 | 133.5738 | 131.1 | 133.388 | -174.7 | -178.9785 | -178.7 | -182.1527 | -183.2 | -186.8202 | -182.8 | -186.4871 | 328.9636 | 331.2548
2021-01-12 08:30 | -67 | -67.0075 | 22.8913 | 26.1653 | 85.1084 | 85.4673 | -66 | -66.0681 | -199.823 | 199.8233 | -199.823 | 199.8233 | 27.9624 | 84.8364 | 131.4 | 133.3634 | 131.4 | 133.5738 | -175.1 | -178.8231 | -179.3 | -182.4211 | -183.8 | -186.9548 | -184.4 | -187.7484 | 337.9496 | 340.5747
2021-01-12 09:00 | -67 | -67.0671 | 18.8327 | 22.5339 | 83.9974 | 84.4223 | -67 | -67.0671 | -198.0663 | 198.0701 | -198.0663 | 198.0701 | 29.1749 | 87.8699 | 131.1 | 133.5 | 132.3 | 134.7351 | -173.8 | -178.2321 | -178.2 | -181.8796 | -182.8 | -186.5667 | -182.3 | -186.1372 | 325.3685 | 326.7496
2021-01-12 09:30 | -78 | -78.1025 | 9.8853 | 16.8056 | 92.4049 | 92.765 | -78 | -78.0577 | -205.5474 | 205.5548 | -205.5474 | 205.5548 | 32.8481 | 88.6758 | 130.8 | 132.9836 | 130.8 | 132.9836 | -173.9 | -177.9608 | -178 | -181.4861 | -183.1 | -186.7026 | -182.4 | -186.0161 | 322.6376 | 323.4966
2021-01-12 10:00 | -70 | -70.1142 | 10.0626 | 16.3523 | 85.2153 | 85.6293 | -70 | -70.0643 | -192.6885 | 192.6974 | -192.6885 | 192.6974 | 35.6826 | 91.1815 | 131.4 | 133.628 | 132.3 | 134.6228 | -174.2 | -178.4687 | -177.9 | -181.6866 | -182.4 | -186.2528 | -182.1 | -186.0392 | 313.9209 | 314.633
2021-01-12 10:30 | -65 | -65.0077 | 2.6691 | 9.6303 | 84.378 | 84.5493 | -65 | -65 | -187.7402 | 187.7767 | -187.7402 | 187.7767 | 41.2684 | 92.1432 | 131.7 | 133.7627 | 132 | 134.1641 | -174.8 | -178.8615 | -179 | -182.5645 | -183.5 | -187.1931 | -183 | -186.7427 | 324.6782 | 325.4966
2021-01-12 11:00 | -62 | -62 | 1.9734 | 5.9105 | 77.2297 | 77.5303 | -63 | -63 | -176.2385 | 176.2449 | -176.2385 | 176.2449 | 46.4776 | 98.5073 | 130.8 | 133.0932 | 131.4 | 133.6829 | -173.9 | -178.0248 | -179.8 | -183.4277 | -184.6 | -188.2715 | -183.9 | -187.6845 | 333.4258 | 334.2561
2021-01-12 11:30 | -67 | -67 | -4.712 | 6.203 | 72.742 | 73.0283 | -65 | -65 | -169.5458 | 169.5798 | -169.5458 | 169.5798 | 55.6386 | 102.6321 | 130.5 | 132.5813 | 131.4 | 133.628 | -173.1 | -177.0311 | -179.7 | -183.1333 | -184.6 | -188.2912 | -184.3 | -187.9971 | 331.6326 | 332.5607
2021-01-12 12:00 | -53 | -53 | 5.6324 | 7.7517 | 60.4514 | 60.9751 | -57 | -57 | -155.2801 | 155.2864 | -155.2801 | 155.2864 | 65.5622 | 110.4702 | 130.8 | 133.149 | 131.1 | 133.4437 | -173.6 | -177.8396 | -178.1 | -182.1506 | -183.4 | -187.6055 | -183.1 | -187.397 | 311.7403 | 312.0826
2021-01-12 12:30 | -52 | -52.0096 | 3.7565 | 5.6227 | 61.4859 | 61.6901 | -51 | -51.0098 | -154.0486 | 154.1503 | -154.0486 | 154.1503 | 76.4917 | 116.1314 | 129.6 | 131.8585 | 128.7 | 131.1439 | -172.5 | -176.5078 | -177.7 | -181.4099 | -182 | -185.7629 | -181.7 | -185.6106 | 301.8728 | 302.189
2021-01-12 13:00 | -55 | -55.0364 | 1.2127 | 3.506 | 66.9324 | 67.0366 | -56 | -56.0803 | -151.2356 | 151.4874 | -151.2356 | 151.4874 | 82.637 | 118.9941 | 129 | 131.1051 | 130.2 | 132.3935 | -172.1 | -176.0746 | -177.1 | -180.8424 | -181.5 | -185.2931 | -181.2 | -185.1417 | 301.6658 | 302.2143
2021-01-12 13:30 | -55 | -55.0818 | 7.7141 | 7.8503 | 54.6817 | 54.8029 | -53 | -53.0848 | -131.8468 | 132.1322 | -131.8468 | 132.1322 | 85.28 | 123.5005 | 130.8 | 132.8766 | 130.8 | 133.0381 | -174 | -178.0585 | -179.4 | -183.196 | -183.5 | -187.3126 | -183.3 | -187.2382 | 296.1594 | 296.495
2021-01-12 14:00 | -44 | -44.1022 | 9.2057 | 9.5338 | 54.1975 | 54.3561 | -44 | -44.1022 | -131.3674 | 131.5339 | -131.3674 | 131.5339 | 77.008 | 120.3855 | 130.5 | 132.968 | 129 | 131.5547 | -172.7 | -177.182 | -177.1 | -181.173 | -181.7 | -185.8383 | -181 | -185.2599 | 281.9594 | 282.4222
2021-01-12 14:30 | -47 | -47.8539 | 7.9053 | 10.4958 | 55.5557 | 56.0896 | -46 | -47.0744 | -132.1083 | 133.1673 | -132.1083 | 133.1673 | 87.5329 | 119.7208 | 130.5 | 133.5121 | 130.8 | 133.9331 | -171.5 | -177.0295 | -176.6 | -181.4565 | -181.2 | -186.1174 | -180.6 | -185.5792 | 292.3895 | 292.4843
2021-01-12 15:00 | -45 | -46.0977 | 16.7567 | 18.1192 | 46.9007 | 47.4441 | -45 | -46.0977 | -123.0302 | 123.7656 | -123.0302 | 123.7656 | 80.8724 | 116.702 | 129.6 | 132.7614 | 130.2 | 133.5445 | -172.6 | -178.4965 | -177.5 | -182.3096 | -182.4 | -187.2859 | -182.5 | -187.5895 | 294.7707 | 295.1522
2021-01-12 15:30 | -43 | -43.7379 | 16.2861 | 16.7401 | 53.567 | 53.9851 | -43 | -43.9318 | -130.8738 | 131.5617 | -130.8738 | 131.5617 | 68.6809 | 113.841 | 129.9 | 132.9897 | 129 | 132.3748 | -172.5 | -178.1975 | -177.2 | -182.3427 | -181.8 | -187.0018 | -181.6 | -186.9728 | 296.9181 | 297.5417
2021-01-12 16:00 | -50 | -50.636 | 12.253 | 12.9544 | 62.671 | 62.8173 | -50 | -50.636 | -147.3896 | 147.9508 | -147.3896 | 147.9508 | 62.1556 | 105.95 | 129 | 131.8571 | 130.2 | 133.0932 | -171.8 | -177.0995 | -177.6 | -182.3842 | -182.6 | -187.5034 | -182.1 | -187.1541 | 319.0887 | 320.0989
2021-01-12 16:30 | -52 | -53.3667 | 19.631 | 21.2486 | 62.7343 | 63.6224 | -53 | -54.5711 | -154.0143 | 155.6289 | -154.0143 | 155.6289 | 48.5945 | 104.1557 | 130.8 | 133.998 | 129.9 | 133.252 | -173.7 | -179.7134 | -180 | -185.2998 | -184.4 | -189.7641 | -184.2 | -189.6885 | 323.994 | 324.6533
2021-01-12 17:00 | -48 | -49.7293 | 26.4562 | 27.5436 | 64.49 | 65.4935 | -49 | -50.6952 | -164.5877 | 166.0864 | -164.5877 | 166.0864 | 51.1637 | 105.1414 | 130.5 | 133.5121 | 131.4 | 134.4552 | -174.6 | -180.3016 | -180.1 | -185.2554 | -185.1 | -190.3273 | -184.7 | -189.956 | 340.8879 | 341.6712
2021-01-12 17:30 | -50 | -51.1957 | 29.9914 | 30.5575 | 69.3423 | 70.0669 | -51 | -52.3927 | -177.7597 | 179.1851 | -177.7597 | 179.1851 | 47.5319 | 101.3268 | 129.9 | 132.9897 | 130.8 | 133.9331 | -175 | -180.6434 | -181.1 | -186.4158 | -185.5 | -190.8331 | -186.2 | -191.75 | 348.2722 | 349.5995
2021-01-12 18:00 | -49 | -50.01 | 39.9952 | 40.1202 | 66.6307 | 67.1797 | -48 | -49.0306 | -175.6174 | 176.7225 | -175.6174 | 176.7225 | 54.0317 | 101.9339 | 131.4 | 133.7384 | 130.8 | 133.2054 | -173.9 | -178.0892 | -180.8 | -184.9164 | -185.7 | -189.994 | -185.1 | -189.415 | 356.8104 | 358.871
2021-01-12 18:30 | -46 | -47.8017 | 45.8947 | 46.3222 | 65.7202 | 66.904 | -45 | -46.8402 | -176.76 | 178.3273 | -176.76 | 178.3273 | 56.0669 | 111.6991 | 130.8 | 133.149 | 131.1 | 133.4437 | -175 | -179.2713 | -180.5 | -184.3137 | -185.2 | -189.0583 | -184.6 | -188.5313 | 352.0925 | 353.4464
2021-01-12 19:00 | -39 | -41.4367 | 59.9203 | 60.3524 | 55.1712 | 56.8897 | -37 | -39.5601 | -162.3022 | 164.0203 | -162.3022 | 164.0203 | 57.8575 | 114.8724 | 130.5 | 132.8543 | 131.4 | 134.0258 | -173.8 | -178.4111 | -178.9 | -182.8498 | -183.4 | -187.418 | -183.3 | -187.4447 | 343.7138 | 345.772
2021-01-12 19:30 | -33 | -33.9559 | 63.6296 | 63.6693 | 53.5653 | 54.1522 | -33 | -33.9559 | -157.2148 | 157.7448 | -157.2148 | 157.7448 | 63.7864 | 119.9632 | 131.4 | 133.6829 | 131.4 | 133.7384 | -173.8 | -178.6286 | -177.4 | -180.9762 | -181.8 | -185.369 | -181.9 | -185.5259 | 324.4893 | 325.9366
2021-01-12 20:00 | -33 | -33.7343 | 65.0466 | 65.0698 | 53.8937 | 54.3545 | -32 | -32.9848 | -158.3897 | 158.9457 | -158.3897 | 158.9457 | 60.8476 | 123.8254 | 131.7 | 135.0736 | 132.6 | 135.9513 | -174.5 | -180.6668 | -178.1 | -182.8485 | -182.5 | -187.2705 | -182 | -186.9191 | 313.4323 | 313.9386
2021-01-12 20:30 | -30 | -30.5941 | 67.7907 | 67.7909 | 51.5618 | 52.0139 | -30 | -30.8058 | -155.6318 | 156.1478 | -155.6318 | 156.1478 | 57.891 | 124.7997 | 132 | 136.2092 | 132.3 | 136.5742 | -175.1 | -182.8299 | -177.8 | -183.6792 | -182.4 | -188.3581 | -181.9 | -188.0249 | 302.3252 | 302.7511
2021-01-12 21:00 | -36 | -36.3456 | 65.1306 | 65.1419 | 50.7064 | 50.9669 | -36 | -36.3456 | -151.0257 | 151.2758 | -151.0257 | 151.2758 | 69.9212 | 129.9643 | 132.6 | 136.7908 | 132.6 | 136.8648 | -176.6 | -184.5259 | -177.3 | -183.3472 | -181.7 | -187.8314 | -181.2 | -187.5269 | 286.1458 | 287.7877
2021-01-12 21:30 | -31 | -31.4006 | 60.6556 | 60.7388 | 51.3189 | 51.5692 | -30 | -30.5941 | -152.4361 | 152.7336 | -152.4361 | 152.7336 | 84.9198 | 139.7498 | 132.3 | 136.7243 | 133.8 | 138.0277 | -175.9 | -184.061 | -176.8 | -183.0956 | -181.2 | -187.5269 | -180.5 | -187.077 | 273.6086 | 275.7575
2021-01-12 22:00 | -30 | -30.4138 | 57.8103 | 57.9579 | 48.904 | 48.9966 | -30 | -30.2655 | -143.3725 | 143.492 | -143.3725 | 143.492 | 98.8073 | 149.1254 | 132.9 | 137.3807 | 133.2 | 137.5954 | -176.1 | -184.0474 | -176.8 | -183.0437 | -181.4 | -187.6432 | -180.9 | -187.3403 | 267.2125 | 270.7789
2021-01-12 22:30 | -10 | -11.6619 | 72.7873 | 73.1931 | 28.9258 | 29.5368 | -10 | -11.6619 | -118.5276 | 118.768 | -118.5276 | 118.768 | 102.6788 | 149.1908 | 133.5 | 137.5905 | 133.5 | 137.6634 | -177.2 | -184.8222 | -176.3 | -183.0096 | -180.7 | -187.49 | -180.1 | -187.1545 | 235.7609 | 239.3784
2021-01-12 23:00 | -11 | -12.53 | 69.3732 | 70.0496 | 29.6295 | 30.3396 | -9 | -10.8167 | -122.1004 | 122.4306 | -122.1004 | 122.4306 | 114.7397 | 158.9877 | 133.8 | 138.0277 | 134.1 | 138.1727 | -177.8 | -185.9068 | -176.4 | -183.3766 | -180.4 | -187.4432 | -180.1 | -187.3461 | 229.9573 | 233.7842
2021-01-12 23:30 | 0 | 7 | 78.9076 | 79.6968 | 17.6531 | 19.5098 | 0 | 7 | -114.3683 | 114.8472 | -114.3683 | 114.8472 | 96.8712 | 143.5159 | 133.8 | 138.1017 | 133.2 | 137.6709 | -176.7 | -184.9139 | -175.1 | -182.3202 | -179.4 | -186.7564 | -178.7 | -186.2592 | 229.4527 | 234.8558
2021-01-13 | 7 | 10.6301 | 80.4711 | 81.4274 | 11.2826 | 13.6899 | 7 | 10.6301 | -94.937 | 95.2416 | -94.937 | 95.2416 | 99.6201 | 146.8037 | 134.7 | 139.048 | 134.4 | 138.9078 | -177.5 | -185.9446 | -175.3 | -182.6802 | -179.5 | -186.964 | -179.2 | -187.0157 | 213.4763 | 220.049
2021-01-13 00:30 | 3 | 6.7082 | 69.9185 | 70.8692 | 19.1939 | 20.04 | 2 | 6.3246 | -96.0552 | 96.1525 | -96.0552 | 96.1525 | 108.596 | 154.517 | 134.1 | 138.7707 | 133.5 | 138.0372 | -178 | -186.7518 | -175.7 | -183.3474 | -180.1 | -187.8499 | -179.3 | -187.3419 | 210.0775 | 217.2774
2021-01-13 01:00 | -4 | -8.0623 | 66.8213 | 68.0962 | 19.1213 | 19.9839 | -4 | -7.2111 | -91.19 | 91.2681 | -91.19 | 91.2681 | 113.7327 | 159.8612 | 132 | 137.812 | 133.2 | 138.8767 | -174.8 | -185.3697 | -172.9 | -182.0846 | -177 | -186.1674 | -176.8 | -186.5755 | 215.9898 | 223.1376
2021-01-13 01:30 | -2 | -7.2801 | 67.4658 | 68.8123 | 17.3994 | 18.5555 | -3 | -7.6158 | -90.5833 | 90.6247 | -90.5833 | 90.6247 | 125.1427 | 169.2989 | 131.4 | 136.896 | 132 | 137.5561 | -174.6 | -184.6217 | -172.6 | -181.4882 | -177.4 | -186.3937 | -176.5 | -185.7855 | 215.4345 | 223.8245
2021-01-13 02:00 | 6 | 10 | 75.4004 | 76.8673 | 8.5849 | 11.2827 | 6 | 10 | -76.938 | 77.0332 | -76.938 | 77.0332 | 133.3688 | 176.0663 | 134.7 | 140.0666 | 134.4 | 139.8608 | -178.9 | -189.0461 | -176.6 | -185.6633 | -181.1 | -190.3141 | -180.4 | -189.959 | 207.2829 | 215.6968
2021-01-13 02:30 | -2 | -7.2801 | 64.7743 | 66.4483 | 17.9128 | 19.166 | -2 | -7.2801 | -93.4751 | 93.5229 | -93.4751 | 93.5229 | 128.1304 | 173.9904 | 134.7 | 140.7435 | 134.1 | 140.3452 | -177.5 | -188.7276 | -174.7 | -184.5544 | -179.4 | -189.264 | -178.6 | -189.0555 | 193.9547 | 200.1339
2021-01-13 03:00 | 0 | 9 | 68.5275 | 70.3922 | 13.793 | 15.8545 | 0 | 9 | -87.1705 | 87.2382 | -87.1705 | 87.2382 | 123.0051 | 169.7664 | 134.1 | 139.8248 | 133.8 | 139.7086 | -177 | -187.6109 | -174.2 | -183.7923 | -177.3 | -186.9857 | -177.6 | -187.5576 | 187.8988 | 195.8433
2021-01-13 03:30 | 0 | 9 | 68.0779 | 69.9849 | 15.2078 | 17.4773 | 0 | 10 | -87.202 | 87.3552 | -87.202 | 87.3552 | 122.6837 | 168.3986 | 133.8 | 139.5371 | 133.5 | 139.2495 | -176.2 | -186.7235 | -173.7 | -183.0643 | -177.4 | -186.8591 | -176.8 | -186.6715 | 184.5326 | 192.8553
2021-01-13 04:00 | 7 | 12.2066 | 76.2018 | 77.7042 | 10.6522 | 14.0696 | 6 | 11.6619 | -79.7197 | 79.973 | -79.7197 | 79.973 | 108.3498 | 155.7668 | 125.4 | 131.0602 | 124.5 | 130.2874 | -165.6 | -175.0379 | -164.2 | -172.6032 | -168 | -176.5266 | -167.3 | -176.1713 | 206.9097 | 215.7582
2021-01-13 04:30 | 0 | 10 | 73.0762 | 74.5444 | 17.1343 | 19.9528 | 0 | 10 | -88.4931 | 88.9305 | -88.4931 | 88.9305 | 101.1279 | 149.146 | 129.3 | 134.7965 | 127.8 | 133.4444 | -169.9 | -179.2384 | -168.5 | -176.9109 | -172.1 | -180.7664 | -171.6 | -180.5686 | 198.0679 | 205.557
2021-01-13 05:00 | 7 | 13.0384 | 81.8348 | 82.9285 | 12.4399 | 16.8037 | 7 | 13.0384 | -89.9978 | 90.6599 | -89.9978 | 90.6599 | 89.5291 | 137.425 | 132 | 137.0606 | 131.1 | 136.1941 | -175.2 | -184.7404 | -172.6 | -181 | -177 | -185.5273 | -176.2 | -185.037 | 207.112 | 214.5378
2021-01-13 05:30 | 7 | 13.0384 | 87.4671 | 88.144 | 10.4188 | 15.6179 | 7 | 13.0384 | -92.6975 | 93.3404 | -92.6975 | 93.3404 | 85.0478 | 133.5348 | 133.5 | 137.2352 | 133.5 | 137.305 | -176 | -183.2403 | -174.7 | -181.1477 | -179.1 | -185.7349 | -178.3 | -185.0436 | 211.6972 | 219.2497
2021-01-13 06:00 | 0 | 11.0454 | 81.142 | 81.6857 | 17.9239 | 21.5205 | 0 | 11 | -104.3984 | 105.1405 | -104.3984 | 105.1405 | 71.2448 | 117.2649 | 132.6 | 135.1443 | 132.9 | 135.6149 | -175.7 | -180.6177 | -174.7 | -179.2208 | -178.9 | -183.4935 | -178.5 | -183.193 | 224.3454 | 231.6274
2021-01-13 06:30 | -3 | -10.4403 | 72.5595 | 73.1084 | 24.794 | 26.4404 | -2 | -10.198 | -119.1083 | 119.5768 | -119.1083 | 119.5768 | 63.5671 | 107.113 | 128.7 | 130.81 | 129.6 | 131.9704 | -171.4 | -175.5307 | -171.2 | -174.2575 | -175.1 | -178.2011 | -174.9 | -178.1171 | 266.7763 | 275.2999
2021-01-13 07:00 | -16 | -17.088 | 57.863 | 57.9514 | 36.9574 | 37.5535 | -15 | -16.5529 | -136.0162 | 136.2605 | -136.0162 | 136.2605 | 66.1002 | 110.0955 | 129 | 131.2136 | 128.1 | 130.6723 | -171.4 | -175.6707 | -172 | -175.7476 | -176.1 | -179.8836 | -176 | -179.8884 | 284.4955 | 288.7322
2021-01-13 07:30 | -25 | -25.4951 | 46.8268 | 46.9003 | 41.7806 | 42.1539 | -25 | -25.4951 | -140.6558 | 140.8869 | -140.6558 | 140.8869 | 58.0281 | 101.6755 | 128.4 | 130.5689 | 128.7 | 130.9186 | -170.5 | -174.3495 | -172.2 | -175.6614 | -176.5 | -179.9954 | -176.2 | -179.84 | 280.6238 | 284.5227
2021-01-13 08:00 | -28 | -28.8617 | 37.9937 | 38.2223 | 45.0529 | 45.5728 | -28 | -28.8617 | -139.067 | 139.4477 | -139.067 | 139.4477 | 66.104 | 110.4866 | 127.5 | 129.5226 | 128.7 | 130.7566 | -170.2 | -173.945 | -173 | -176.2327 | -177.2 | -180.4702 | -177.1 | -180.5254 | 304.3855 | 305.9192
2021-01-13 08:30 | -20 | -21.1896 | 40.3844 | 40.6477 | 38.144 | 38.9025 | -20 | -21.1896 | -123.7209 | 124.1614 | -123.7209 | 124.1614 | 68.6979 | 116.3257 | 130.2 | 132.3394 | 129.3 | 131.4541 | -173.1 | -177.2005 | -176.3 | -179.8189 | -180.4 | -183.9374 | -180.2 | -183.8793 | 286.0825 | 287.9432
2021-01-13 09:00 | -21 | -23.2594 | 40.4326 | 40.8895 | 34.3531 | 35.9955 | -22 | -24.1661 | -116.2824 | 117.284 | -116.2824 | 117.284 | 75.4844 | 125.9326 | 130.2 | 132.3394 | 130.2 | 132.4482 | -172.1 | -176.1169 | -175.4 | -178.9564 | -179.7 | -183.3099 | -179.5 | -183.2134 | 288.1598 | 289.2556
2021-01-13 09:30 | -22 | -24.5967 | 37.5048 | 38.055 | 34.0478 | 36.1629 | -21 | -23.7065 | -113.9522 | 115.3575 | -113.9522 | 115.3575 | 68.1715 | 119.4453 | 121.8 | 123.8608 | 121.5 | 123.6764 | -162.4 | -165.8394 | -166.9 | -169.8712 | -171.2 | -174.1466 | -170.9 | -173.8459 | 303.1785 | 303.9805
2021-01-13 10:00 | -17 | -21.4009 | 41.432 | 41.7193 | 30.5469 | 31.9583 | -18 | -22.8035 | -105.8087 | 106.8052 | -105.8087 | 106.8052 | 65.9483 | 106.2038 | 125.1 | 126.8503 | 125.4 | 127.1462 | -166.5 | -169.6041 | -170.7 | -173.2645 | -174.8 | -177.4754 | -174.8 | -177.5451 | 297.3039 | 297.9734
2021-01-13 10:30 | -25 | -26.5707 | 34.9272 | 35.0525 | 36.4354 | 37.403 | -25 | -26.5707 | -123.11 | 124.0527 | -123.11 | 124.0527 | 65.2887 | 108.525 | 128.4 | 130.4086 | 128.1 | 130.1132 | -170.2 | -173.7446 | -174.6 | -178.0343 | -179.2 | -182.7215 | -178.8 | -182.3297 | 302.6743 | 302.9856
2021-01-13 11:00 | -26 | -27.5136 | 56.1758 | 56.203 | 44.0312 | 45.1659 | -26 | -27.5136 | -141.4652 | 142.8716 | -141.4652 | 142.8716 | 65.0503 | 101.952 | 132.9 | 134.6439 | 133.8 | 135.5323 | -175.5 | -179.0347 | -180.5 | -183.8241 | -185.1 | -188.5302 | -184.7 | -188.1949 | 303.4657 | 303.5418
2021-01-13 11:30 | -45 | -46.5725 | 30.4282 | 30.4932 | 63.2684 | 64.3748 | -45 | -46.8402 | -160.2984 | 162.1734 | -160.2984 | 162.1734 | 26.7533 | 75.4101 | 126.9 | 128.6259 | 126.6 | 128.4294 | -168.7 | -171.7455 | -174.4 | -177.6236 | -179 | -182.4282 | -178.7 | -182.0551 | 355.5977 | 355.6888
2021-01-13 12:00 | -52 | -52.9528 | 34.131 | 34.3641 | 69.7228 | 70.2659 | -52 | -52.7731 | -181.8926 | 183.4804 | -181.8926 | 183.4804 | 20.192 | 80.8679 | 127.2 | 129.0715 | 126.6 | 128.5317 | -168.9 | -172.2488 | -175 | -178.505 | -179.8 | -183.4475 | -179.6 | -183.2914 | 361.8609 | 362.204
2021-01-13 12:30 | -67 | -67.7422 | 7.981 | 8.6705 | 83.9651 | 84.0788 | -67 | -67.7422 | -184.6126 | 185.7669 | -184.6126 | 185.7669 | 28.4911 | 89.9628 | 126.6 | 128.5839 | 126.3 | 128.2362 | -166.7 | -170.0131 | -174.8 | -178.4284 | -179.6 | -183.2714 | -179.8 | -183.5853 | 415.1003 | 415.1358
2021-01-13 13:00 | -71 | -71.3442 | 4.1132 | 8.5129 | 87.8452 | 87.8845 | -71 | -71.3442 | -199.85 | 200.8111 | -199.85 | 200.8111 | 37.0277 | 91.9855 | 125.4 | 127.2467 | 125.1 | 126.951 | -166.1 | -169.2497 | -173.1 | -176.603 | -177.6 | -181.2318 | -177.5 | -181.1338 | 410.5362 | 410.6392
2021-01-13 13:30 | -95 | -95.1893 | 10.7274 | 17.5065 | 115.3814 | 115.5915 | -95 | -95.1893 | -253.6693 | 255.281 | -253.6693 | 255.281 | 30.5741 | 82.8948 | 123.9 | 125.3332 | 123.6 | 125.2237 | -164.7 | -167.1819 | -175.7 | -178.519 | -180.4 | -183.3219 | -180.2 | -183.1429 | 441.9165 | 441.9205
2021-01-13 14:00 | -103 | -103.9471 | 0.43995 | 33.9627 | 119.5598 | 120.3146 | -102 | -102.9563 | -261.448 | 261.4702 | -261.448 | 261.4702 | -21.6388 | 89.056 | 121.8 | 123.5465 | 122.4 | 124.138 | -162.6 | -165.4174 | -175.5 | -178.8782 | -180.2 | -183.625 | -180.1 | -183.5461 | 499.427 | 499.4279
2021-01-13 14:30 | -102 | -103.5761 | 8.8949 | 39.9253 | 120.6275 | 121.6406 | -102 | -103.407 | -261.1976 | 261.285 | -261.1976 | 261.285 | -30.6039 | 97.078 | 123 | 125.3196 | 122.4 | 124.9071 | -163.9 | -167.6373 | -178.3 | -182.0177 | -182.9 | -186.6248 | -182.6 | -186.4687 | 501.3487 | 501.3573
2021-01-13 15:00 | -88 | -90.0278 | 24.5398 | 49.2519 | 112.8153 | 114.08 | -87 | -89.0505 | -242.1807 | 242.2658 | -242.1807 | 242.2658 | -19.1465 | 89.5375 | 119.7 | 122.2624 | 120.3 | 122.9729 | -161 | -164.7392 | -173.6 | -177.4162 | -178 | -181.8661 | -177.8 | -181.6909 | 481.8272 | 481.9834
2021-01-13 15:30 | -97 | -98.4784 | 27.6 | 52.8623 | 121.8348 | 122.6552 | -96 | -97.4936 | -263.935 | 263.9354 | -263.935 | 263.9354 | -33.7066 | 89.8267 | 121.5 | 123.7328 | 121.2 | 123.4382 | -162.3 | -165.7822 | -173 | -176.6048 | -177.5 | -181.0941 | -177.6 | -181.2918 | 493.3005 | 493.3559
2021-01-13 16:00 | -87 | -88.1192 | 45.4869 | 61.523 | 111.1657 | 111.7965 | -86 | -86.977 | -256.9794 | 256.9795 | -256.9794 | 256.9795 | -30.6401 | 85.3417 | 126.3 | 128.5044 | 124.8 | 126.9748 | -166.9 | -170.4894 | -180 | -184.4126 | -184.6 | -189.0766 | -185.2 | -189.8146 | 515.3188 | 515.697
2021-01-13 16:30 | -87 | -87.9659 | 37.9491 | 56.9055 | 115.5975 | 116.3833 | -88 | -88.955 | -266.4097 | 266.4679 | -266.4097 | 266.4679 | -12.1758 | 80.8111 | 126.6 | 128.5839 | 125.7 | 127.8049 | -168.2 | -171.7017 | -182.3 | -186.7013 | -186.8 | -191.1824 | -187.2 | -191.7665 | 540.7977 | 541.7954
2021-01-13 17:00 | -86 | -87.8635 | 35.2242 | 55.559 | 112.096 | 113.4626 | -86 | -87.6641 | -268.4997 | 268.808 | -268.4997 | 268.808 | -8.9812 | 83.9272 | 123.3 | 125.7301 | 122.7 | 125.261 | -165.9 | -169.8036 | -180.7 | -185.6765 | -185.5 | -190.5779 | -185.9 | -191.0823 | 543.0361 | 544.2197
2021-01-13 17:30 | -99 | -101.415 | 26.0442 | 53.7099 | 121.5848 | 123.3906 | -98 | -100.2247 | -277.9344 | 278.7196 | -277.9344 | 278.7196 | -7.2872 | 81.4585 | 125.1 | 128.6468 | 125.1 | 128.5082 | -165.8 | -171.5647 | -179.3 | -186.1142 | -184.4 | -191.4297 | -184.6 | -191.703 | 517.366 | 518.5017
2021-01-13 18:00 | -87 | -87 | 30.3048 | 36.9501 | 106.7274 | 106.7491 | -86 | -86 | -251.6354 | 251.753 | -251.6354 | 251.753 | 6.4255 | 67.268 | 125.7 | 128.2011 | 125.4 | 128.0845 | -168.2 | -172.3416 | -181.5 | -186.9713 | -186 | -191.4843 | -186.5 | -192.1853 | 509.1329 | 511.5553
2021-01-13 18:30 | -88 | -88.0909 | 23.8157 | 33.094 | 112.4897 | 112.591 | -87 | -87.0517 | -252.8283 | 252.8635 | -252.8283 | 252.8635 | 2.0083 | 73.1315 | 123.3 | 125.9093 | 124.2 | 126.9748 | -165.3 | -169.634 | -177.3 | -182.8725 | -182 | -187.6743 | -182.2 | -188.0401 | 454.2596 | 456.2076
2021-01-13 19:00 | -80 | -80 | 29.263 | 33.3345 | 100.8084 | 100.8317 | -80 | -80 | -238.0756 | 238.1368 | -238.0756 | 238.1368 | 13.9958 | 79.9625 | 125.1 | 127.7327 | 124.8 | 127.5618 | -166.8 | -171.2929 | -177.6 | -182.8962 | -182.3 | -187.7711 | -182.1 | -187.6983 | 448.775 | 449.7917
2021-01-13 19:30 | -79 | -79.1581 | 33.3037 | 34.8214 | 101.2634 | 101.3659 | -79 | -79.1581 | -239.0739 | 239.507 | -239.0739 | 239.507 | 26.5371 | 75.4678 | 125.4 | 128.0266 | 126.6 | 129.3849 | -168.8 | -173.3372 | -177.7 | -182.8722 | -182 | -187.3139 | -182.5 | -188.0381 | 428.7137 | 429.8749
2021-01-13 20:00 | -71 | -71.4493 | 39.5131 | 39.9081 | 93.333 | 93.5372 | -70 | -70.5762 | -226.7415 | 227.4107 | -226.7415 | 227.4107 | 30.486 | 74.9928 | 126.3 | 128.6734 | 126.6 | 128.911 | -168.8 | -172.9806 | -176.7 | -181.8332 | -181.3 | -186.4689 | -181.4 | -186.7547 | 407.0603 | 409.2455
2021-01-13 20:30 | -84 | -84.214 | 24.5839 | 33.8045 | 107.5278 | 107.8938 | -84 | -84.214 | -229.7896 | 229.7897 | -229.7896 | 229.7897 | 42.9691 | 78.9965 | 127.2 | 130.1599 | 127.2 | 130.034 | -169.3 | -174.241 | -177 | -183.1082 | -181.6 | -187.811 | -181.6 | -187.9908 | 410.3862 | 412.7771
2021-01-13 21:00 | -88 | -88.2043 | 20.8297 | 28.1038 | 107.1183 | 107.4985 | -87 | -87.1436 | -227.256 | 227.2562 | -227.256 | 227.2562 | 65.3535 | 96.5588 | 128.1 | 131.0396 | 128.1 | 131.2321 | -170.6 | -175.8383 | -177 | -183.1853 | -181.8 | -188.2034 | -181.5 | -188.0426 | 402.3011 | 404.6455
2021-01-13 21:30 | -74 | -74.108 | 32.2085 | 35.8917 | 90.614 | 91.0724 | -73 | -73.1095 | -202.6304 | 202.6381 | -202.6304 | 202.6381 | 72.4608 | 104.7636 | 129 | 132.5796 | 129.3 | 132.8028 | -171.4 | -177.5434 | -176.6 | -183.4332 | -180.9 | -187.8592 | -180.3 | -187.4561 | 365.6109 | 368.5253
2021-01-13 22:00 | -71 | -71.1758 | 26.5539 | 30.6466 | 90.2224 | 90.9458 | -71 | -71.2531 | -199.572 | 199.678 | -199.572 | 199.678 | 80.201 | 113.3446 | 129.3 | 133.3708 | 129.3 | 133.153 | -171.6 | -178.5139 | -176 | -183.3969 | -180.1 | -187.624 | -180.3 | -187.964 | 334.6237 | 338.1852
2021-01-13 22:30 | -62 | -62.2013 | 29.6239 | 32.492 | 81.1985 | 82.0171 | -62 | -62.2013 | -190.526 | 190.6332 | -190.526 | 190.6332 | 107.6278 | 140.7082 | 129.9 | 133.1855 | 130.5 | 133.7707 | -172.5 | -178.3744 | -174.4 | -180.9648 | -178.6 | -185.2528 | -179 | -185.9753 | 330.57 | 334.5374
2021-01-13 23:00 | -48 | -48.0937 | 38.8093 | 39.5855 | 66.4285 | 67.1631 | -47 | -47.0956 | -172.7375 | 172.7668 | -172.7375 | 172.7668 | 116.3477 | 149.1511 | 130.2 | 133.8165 | 130.2 | 133.8165 | -174 | -180.4462 | -175.8 | -182.9371 | -179.4 | -186.5631 | -179.2 | -186.6201 | 310.5145 | 315.4988
2021-01-13 23:30 | -25 | -25 | 59.5826 | 59.6831 | 43.3497 | 44.2905 | -26 | -26 | -148.8675 | 148.8866 | -148.8675 | 148.8866 | 97.9255 | 139.4398 | 130.5 | 134.0396 | 130.2 | 133.8165 | -173.8 | -180.1741 | -174.6 | -180.9197 | -179 | -185.402 | -178.5 | -185.1033 | 290.663 | 293.8827
2021-01-14 | -26 | -26 | 53.5229 | 53.5248 | 41.9727 | 42.8376 | -26 | -26 | -141.8501 | 141.9392 | -141.8501 | 141.9392 | 108.2561 | 153.5697 | 131.1 | 134.8312 | 130.5 | 134.5345 | -174.4 | -181.1799 | -174.6 | -180.609 | -178.9 | -184.9708 | -178.5 | -184.8411 | 269.2027 | 271.5541
2021-01-14 00:30 | -26 | -26 | 51.161 | 51.1822 | 41.8701 | 42.9022 | -26 | -26 | -134.9531 | 135.1888 | -134.9531 | 135.1888 | 111.4858 | 155.7069 | 132 | 135.99 | 130.8 | 134.9723 | -174.5 | -181.8562 | -173.4 | -179.7618 | -178.1 | -184.6119 | -177.8 | -184.6156 | 258.1631 | 260.5173
2021-01-14 01:00 | -31 | -31 | 44.2241 | 44.2635 | 45.112 | 46.2613 | -31 | -31 | -139.5213 | 139.9529 | -139.5213 | 139.9529 | 123.8825 | 161.4767 | 131.4 | 134.7812 | 132 | 135.3 | -174.3 | -180.4736 | -174.4 | -180.5702 | -178.7 | -184.9052 | -177.7 | -184.1734 | 262.0424 | 264.512
2021-01-14 01:30 | -23 | -23 | 50.6849 | 50.8572 | 37.3049 | 38.2758 | -22 | -22 | -127.0372 | 127.3435 | -127.0372 | 127.3435 | 131.5571 | 165.9916 | 132.3 | 135.3984 | 131.7 | 134.9417 | -173.4 | -179.3721 | -173.3 | -179.2499 | -177.6 | -183.6119 | -177.1 | -183.5157 | 252.8958 | 257.3991
2021-01-14 02:00 | -18 | -18 | 53.2765 | 53.4218 | 33.8571 | 35.0886 | -18 | -18 | -116.784 | 117.2135 | -116.784 | 117.2135 | 131.2619 | 166.1163 | 132 | 135.1053 | 131.7 | 134.9417 | -174.7 | -180.6292 | -173.7 | -179.6622 | -177.9 | -183.9529 | -177.3 | -183.6304 | 238.3778 | 243.5467
2021-01-14 02:30 | -31 | -31.0161 | 39.2119 | 39.3028 | 46.7398 | 47.9806 | -31 | -31.0161 | -125.316 | 125.6762 | -125.316 | 125.6762 | 134.2713 | 168.0587 | 131.7 | 135.0736 | 132 | 135.3 | -175.5 | -181.5814 | -174.5 | -180.5893 | -178.5 | -184.6606 | -178.1 | -184.5594 | 234.135 | 238.7389
2021-01-14 03:00 | -26 | -26.0768 | 42.3741 | 42.4241 | 43.056 | 44.6841 | -26 | -26.0768 | -116.7975 | 117.3186 | -116.7975 | 117.3186 | 133.7452 | 168.2163 | 132.6 | 135.8202 | 132 | 135.5004 | -175.3 | -181.3625 | -173.6 | -179.7198 | -177.8 | -184.0098 | -177.1 | -183.5946 | 230.1533 | 235.1635
2021-01-14 03:30 | -21 | -21 | 49.618 | 49.7935 | 36.3917 | 37.5093 | -22 | -22 | -109.246 | 109.4875 | -109.246 | 109.4875 | 136.671 | 170.7921 | 131.7 | 135.2082 | 132 | 135.3662 | -175.1 | -181.3241 | -174.1 | -180.3065 | -178.3 | -184.5961 | -178 | -184.6212 | 234.2557 | 238.9253
2021-01-14 04:00 | -19 | -19.105 | 52.5092 | 53.1029 | 34.5798 | 35.1552 | -19 | -19.105 | -113.7571 | 113.8505 | -113.7571 | 113.8505 | 134.4602 | 169.523 | 132.3 | 135.3984 | 132.3 | 135.4625 | -175.3 | -181.2603 | -174.1 | -180.0745 | -178.2 | -184.2684 | -178.1 | -184.481 | 237.9818 | 243.6634
2021-01-14 04:30 | -11 | -11.7047 | 65.2278 | 65.4939 | 25.3399 | 25.8072 | -10 | -10.7703 | -98.7256 | 98.7366 | -98.7256 | 98.7366 | 120.2472 | 160.3654 | 132.6 | 135.8202 | 132.3 | 135.8606 | -176.5 | -182.7022 | -175.5 | -181.7884 | -179.1 | -185.5431 | -178.5 | -185.0769 | 235.0596 | 239.4823
2021-01-14 05:00 | -5 | -7.0711 | 72.2397 | 72.6614 | 22.5301 | 23.1119 | -5 | -7.0711 | -98.8249 | 98.8745 | -98.8249 | 98.8745 | 114.1505 | 155.2172 | 132.6 | 135.5655 | 133.5 | 136.4459 | -175 | -180.6499 | -174.1 | -179.8046 | -178.3 | -184.2997 | -177.8 | -184.1472 | 247.1205 | 251.1997
2021-01-14 05:30 | -9 | -10.2956 | 73.9974 | 74.1474 | 26.8202 | 27.5464 | -8 | -10 | -116.3534 | 116.4323 | -116.3534 | 116.4323 | 92.9625 | 138.0498 | 132.6 | 135.442 | 133.2 | 136.0294 | -176.2 | -181.6594 | -175.3 | -180.7376 | -179.6 | -185.1274 | -178.9 | -184.6696 | 244.2387 | 247.3635
2021-01-14 06:00 | -4 | -9.8489 | 76.6203 | 77.0378 | 24.2492 | 26.2785 | -4 | -9.8489 | -117.8215 | 118.2111 | -117.8215 | 118.2111 | 82.5115 | 126.0855 | 129.6 | 131.9141 | 129 | 131.4962 | -173.1 | -177.5719 | -173 | -177.5191 | -177.1 | -181.5744 | -176.9 | -181.5597 | 270.7224 | 273.5242
2021-01-14 06:30 | 9 | 13.4536 | 92.131 | 92.5579 | 10.7399 | 14.9382 | 10 | 13.4536 | -100.8118 | 101.5476 | -100.8118 | 101.5476 | 60.049 | 120.5784 | 128.1 | 130.9767 | 129.3 | 132.3394 | -170.7 | -176.1308 | -172 | -176.8889 | -176.1 | -181.0392 | -175.9 | -180.985 | 281.9213 | 283.0564
2021-01-14 07:00 | 0 | 9 | 80.7617 | 81.0328 | 20.4877 | 22.2442 | 0 | 8 | -109.6154 | 110.0123 | -109.6154 | 110.0123 | 51.5871 | 94.3846 | 130.5 | 132.6346 | 128.4 | 130.6792 | -173.2 | -177.341 | -176.2 | -180.817 | -181.2 | -185.8249 | -180.8 | -185.5466 | 298.1021 | 302.135
2021-01-14 07:30 | -19 | -19.4165 | 0 | 0 | 0 | 0 | -15 | -15.5242 |  | 0 |  | 0 | 0 | 0 | 129.3 | 131.7328 | 131.4 | 133.8514 | -173.4 | -177.8732 | -177.5 | -182.1064 | -181.9 | -186.574 | -181.4 | -186.1313 |  | 0
2021-01-14 08:00 | -31 | -31.1448 | 38.506 | 38.5235 | 47.8339 | 47.963 | -32 | -32.1403 | -142.8554 | 142.9734 | -142.8554 | 142.9734 | 42.154 | 88.7785 | 129.6 | 131.9704 | 130.5 | 132.7984 | -173.4 | -177.7317 | -178.3 | -182.864 | -182.7 | -187.354 | -182.5 | -187.2705 | 323.3084 | 325.0195
2021-01-14 08:30 | -27 | -27.074 | 35.9774 | 35.9947 | 41.5454 | 41.8404 | -27 | -27.074 | -135.9104 | 135.9655 | -135.9104 | 135.9655 | 53.1643 | 98.7964 | 130.2 | 132.5036 | 129.6 | 131.9141 | -173.7 | -178.0683 | -179.1 | -183.8678 | -183.8 | -188.6497 | -183.3 | -188.3735 | 320.0827 | 321.3749
2021-01-14 09:00 | -33 | -33.1361 | 28.8841 | 28.9367 | 47.0005 | 47.1194 | -32 | -32.1403 | -141.1 | 141.2428 | -141.1 | 141.2428 | 67.3592 | 103.6399 | 131.7 | 133.9778 | 131.1 | 133.388 | -174.1 | -178.4366 | -179.6 | -184.3775 | -183.9 | -188.6129 | -183.8 | -188.7402 | 319.6423 | 321.3328
2021-01-14 09:30 | -29 | -29.2746 | 25.74 | 25.8583 | 47.3723 | 47.484 | -29 | -29.4279 | -143.4587 | 143.8374 | -143.4587 | 143.8374 | 75.5419 | 110.8318 | 131.1 | 133.1196 | 131.1 | 133.225 | -174.7 | -178.5959 | -177.9 | -182.669 | -182.1 | -187.1369 | -181.8 | -187.0458 | 316.0269 | 317.2042
2021-01-14 10:00 | -40 | -41.7612 | 28.3389 | 29.4006 | 47.4853 | 48.9935 | -40 | -41.7612 | -145.6782 | 147.6321 | -145.6782 | 147.6321 | 85.7619 | 121.6781 | 133.2 | 135.2398 | 133.8 | 135.9354 | -177.1 | -181.11 | -180.1 | -184.6195 | -184.7 | -189.3049 | -184.1 | -188.8524 | 312.1593 | 312.9858
2021-01-14 10:30 | -49 | -49.0918 | 17.8961 | 18.4357 | 61.5847 | 61.672 | -49 | -49.0918 | -165.2471 | 165.5143 | -165.2471 | 165.5143 | 77.7441 | 113.7911 | 132.6 | 134.8626 | 133.2 | 135.3984 | -175.9 | -180.1716 | -177.4 | -182.1667 | -181.9 | -186.7763 | -181.8 | -186.8391 | 281.9486 | 282.2166
2021-01-14 11:00 | -48 | -48.0937 | 22.9026 | 23.1204 | 60.2496 | 60.2897 | -49 | -49.163 | -169.9861 | 170.3357 | -169.9861 | 170.3357 | 83.2977 | 119.3436 | 132.3 | 134.8499 | 132.9 | 135.4386 | -175.5 | -180.1223 | -177.8 | -182.7022 | -181.9 | -187.2376 | -181.7 | -186.8986 | 292.7745 | 293.1358
2021-01-14 11:30 | -43 | -43.1045 | 29.6275 | 30.0742 | 60.5926 | 60.6573 | -45 | -45.0999 | -170.5115 | 170.8689 | -170.5115 | 170.8689 | 80.765 | 118.5281 | 133.2 | 135.8497 | 132 | 134.7331 | -176.3 | -181.4682 | -177.4 | -183.0431 | -181.5 | -187.2385 | -181.4 | -187.3148 | 285.1422 | 285.2961
2021-01-14 12:00 | -51 | -51.0882 | 18.9514 | 19.4197 | 66.8565 | 66.8932 | -51 | -51.0882 | -178.2126 | 178.5917 | -178.2126 | 178.5917 | 86.1683 | 120.7756 | 133.5 | 136.203 | 132.3 | 135.027 | -175.8 | -180.8174 | -178.2 | -183.7208 | -182.5 | -188.1603 | -182 | -187.8711 | 288.6481 | 288.7996
2021-01-14 12:30 | -56 | -56.3205 | 18.4858 | 18.6002 | 71.8088 | 71.8159 | -54 | -54.231 | -173.7638 | 174.6989 | -173.7638 | 174.6989 | 88.2625 | 129.6137 | 131.7 | 134.6228 | 132.3 | 135.4625 | -174.9 | -180.2292 | -177 | -182.9808 | -180.8 | -187.3938 | -180.4 | -186.7476 | 291.4448 | 291.5658
2021-01-14 13:00 | -53 | -53.3385 | 23.8648 | 23.8823 | 67.1654 | 67.2439 | -53 | -53.3385 | -171.1446 | 172.1975 | -171.1446 | 172.1975 | 94.3216 | 130.6296 | 131.4 | 134.1453 | 132.3 | 135.027 | -174.7 | -179.6544 | -177.9 | -183.2845 | -182 | -187.8682 | -182 | -187.8202 | 301.4773 | 301.5647
2021-01-14 13:30 | -53 | -53.1507 | 13.0789 | 13.1076 | 64.3802 | 64.388 | -51 | -51.1566 | -167.5713 | 168.6395 | -167.5713 | 168.6395 | 91.4278 | 134.076 | 132 | 134.8546 | 132.3 | 135.2098 | -175.8 | -181.1742 | -178.9 | -184.7692 | -182.7 | -188.6735 | -182.3 | -188.4879 | 297.9871 | 298.0493
2021-01-14 14:00 | -54 | -54.1479 | 8.3792 | 8.4498 | 68.9256 | 68.9307 | -54 | -54.231 | -170.1977 | 171.2442 | -170.1977 | 171.2442 | 101.299 | 133.7768 | 130.5 | 132.9108 | 131.4 | 133.967 | -173.7 | -178.2686 | -178.1 | -183.1472 | -182.2 | -187.3907 | -182.3 | -187.7241 | 328.8503 | 329.009
2021-01-14 14:30 | -57 | -57.2189 | 8.258 | 8.5084 | 67.9588 | 67.9589 | -56 | -56.2228 | -172.1602 | 172.9004 | -172.1602 | 172.9004 | 107.5583 | 140.0484 | 131.7 | 134.0893 | 131.7 | 134.2613 | -173.8 | -178.4111 | -178.1 | -183.194 | -182.6 | -187.803 | -182.4 | -187.7974 | 318.6133 | 318.8061
2021-01-14 15:00 | -63 | -63.1981 | 3.8283 | 4.2782 | 75.3311 | 75.3311 | -64 | -64.195 | -180.8505 | 181.5691 | -180.8505 | 181.5691 | 111.8363 | 142.5731 | 132 | 134.4977 | 131.7 | 134.3199 | -175.2 | -179.9334 | -178.4 | -183.8686 | -183.2 | -188.3545 | -182.7 | -188.1349 | 325.5935 | 325.802
2021-01-14 15:30 | -62 | -62.0725 | 6.3351 | 6.4319 | 74.2821 | 74.3255 | -61 | -61.0737 | -174.3673 | 174.7998 | -174.3673 | 174.7998 | 82.8668 | 125.0046 | 131.1 | 133.7317 | 130.2 | 133.0313 | -174.1 | -178.927 | -179 | -183.9635 | -183.6 | -188.6929 | -183.3 | -188.8143 | 336.8518 | 336.969
2021-01-14 16:00 | -61 | -61.0328 | 3.5362 | 3.8015 | 72.8177 | 72.8929 | -61 | -61.0737 | -164.165 | 164.6615 | -164.165 | 164.6615 | 84.4384 | 125.0351 | 130.8 | 133.6186 | 130.5 | 133.3249 | -173.2 | -178.1258 | -178.3 | -184.0121 | -182.8 | -188.6928 | -182.4 | -188.5 | 350.5671 | 350.7852
2021-01-14 16:30 | -58 | -58 | 11.6678 | 12.6667 | 72.1738 | 72.4907 | -57 | -57 | -169.8693 | 169.9837 | -169.8693 | 169.9837 | 56.2191 | 132.7426 | 132.3 | 135.3349 | 131.7 | 134.8766 | -175.7 | -181.5713 | -177.7 | -182.6844 | -181.8 | -186.9551 | -181.6 | -187.0699 | 306.5777 | 306.7182
2021-01-14 17:00 | -55 | -55.0091 | 18.6784 | 19.7172 | 72.7978 | 73.1636 | -54 | -54 | -182.0132 | 182.1231 | -182.0132 | 182.1231 | 47.8174 | 131.1642 | 131.4 | 134.5837 | 131.7 | 134.8122 | -174.4 | -180.406 | -178.3 | -183.4118 | -182.8 | -187.7797 | -182.3 | -187.5818 | 319.1984 | 319.2621
2021-01-14 17:30 | -66 | -66.1211 | 14.5642 | 19.7055 | 85.6316 | 86.3791 | -66 | -66.1211 | -206.9474 | 206.9481 | -206.9474 | 206.9481 | 42.8329 | 118.9016 | 132.6 | 136.0178 | 132.6 | 136.0178 | -176.3 | -182.4459 | -179.4 | -184.2058 | -183.8 | -188.7412 | -183.5 | -188.5724 | 323.3267 | 323.5298
2021-01-14 18:00 | -78 | -78.2304 | 10.9551 | 18.3021 | 96.2996 | 96.8346 | -78 | -78.2304 | -220.2017 | 220.2026 | -220.2017 | 220.2026 | 49.0482 | 119.8846 | 132.3 | 134.5676 | 132.6 | 134.9733 | -174.4 | -178.7512 | -179.2 | -183.6318 | -184 | -188.7996 | -183.1 | -187.7441 | 344.5566 | 344.9948
2021-01-14 18:30 | -78 | -78.1601 | 22.0546 | 26.7611 | 96.1575 | 96.4894 | -79 | -79.1581 | -217.7493 | 217.7557 | -217.7493 | 217.7557 | 69.6705 | 126.6054 | 130.8 | 132.9298 | 131.7 | 133.8689 | -174.4 | -178.1906 | -179.2 | -183.4257 | -183.6 | -187.9594 | -183.3 | -188.644 | 385.134 | 385.7753
2021-01-14 19:00 | -50 | -50 | 47.6686 | 48.3049 | 70.0095 | 70.2081 | -50 | -50 | -176.9097 | 177.0011 | -176.9097 | 177.0011 | 86.1137 | 137.6574 | 131.1 | 133.172 | 130.2 | 132.4482 | -173.9 | -177.8343 | -179.5 | -183.9246 | -184 | -188.4909 | -183.7 | -188.3735 | 396.3976 | 397.6422
2021-01-14 19:30 | -49 | -49.0102 | 48.4306 | 48.626 | 70.3076 | 70.3931 | -49 | -49.0102 | -176.5302 | 176.7151 | -176.5302 | 176.7151 | 101.7909 | 143.5829 | 130.5 | 132.3248 | 129.9 | 131.7833 | -174 | -177.3679 | -180.1 | -184.2609 | -183.7 | -188.6495 | -184.1 | -188.5622 | 417.3006 | 418.9076
2021-01-14 20:00 | -41 | -41 | 54.7162 | 54.901 | 63.9049 | 64.032 | -41 | -41 | -167.3726 | 167.5393 | -167.3726 | 167.5393 | 102.0597 | 144.2483 | 131.1 | 132.9664 | 129.6 | 131.5386 | -173.1 | -176.5832 | -179.6 | -183.6175 | -183.7 | -187.7322 | -183.4 | -187.6265 | 398.1281 | 400.3823
2021-01-14 20:30 | -35 | -35 | 57.3662 | 57.5332 | 59.9775 | 60.1292 | -35 | -35 | -164.9421 | 165.0058 | -164.9421 | 165.0058 | 101.9166 | 145.3616 | 129.9 | 131.8857 | 131.1 | 133.2787 | -172.9 | -176.6959 | -177.9 | -182.3735 | -181.9 | -186.3108 | -181.5 | -186.0732 | 377.9594 | 379.7105
2021-01-14 21:00 | -41 | -41 | 54.2497 | 54.4347 | 60.5229 | 60.7872 | -40 | -40 | -164.797 | 164.8032 | -164.797 | 164.8032 | 107.1795 | 147.0977 | 130.8 | 133.149 | 131.4 | 133.7946 | -174.3 | -178.6639 | -178.5 | -183.059 | -183 | -187.7221 | -182.6 | -187.4129 | 360.0803 | 362.2422
2021-01-14 21:30 | -28 | -28 | 60.8617 | 60.9505 | 49.17 | 49.8208 | -28 | -28.0179 | -146.2471 | 146.2534 | -146.2471 | 146.2534 | 102.0799 | 145.1599 | 132 | 134.7935 | 132 | 134.7935 | -174.9 | -180.7387 | -177 | -182.8963 | -181.6 | -187.165 | -181.2 | -187.3834 | 298.9325 | 302.0403
2021-01-14 22:00 | -30 | -30.0167 | 56.3335 | 56.3564 | 49.0001 | 49.7513 | -30 | -30 | -144.9523 | 145.0488 | -144.9523 | 145.0488 | 109.782 | 155.7168 | 132 | 135.3 | 132.3 | 135.6587 | -175.1 | -181.2981 | -176.9 | -183.1144 | -180.9 | -187.1599 | -180.4 | -186.9362 | 291.9032 | 293.2276
2021-01-14 22:30 | -31 | -31 | 55.7066 | 55.7118 | 47.5944 | 48.3212 | -30 | -30 | -150.6442 | 150.7291 | -150.6442 | 150.7291 | 122.7011 | 163.4735 | 133.8 | 137.0567 | 133.2 | 136.3417 | -176.6 | -182.5685 | -176.7 | -182.7415 | -180.7 | -186.8134 | -180.5 | -186.9284 | 278.1635 | 279.9183
2021-01-14 23:00 | -18 | -18 | 62.8349 | 62.8543 | 36.2891 | 37.2616 | -18 | -18 | -134.511 | 134.5955 | -134.511 | 134.5955 | 126.2731 | 166.0289 | 129.6 | 133.0949 | 130.2 | 133.6792 | -172.4 | -178.8436 | -172.9 | -178.8953 | -177 | -183.0372 | -176.5 | -183.0773 | 279.6608 | 281.6436
2021-01-14 23:30 | -11 | -11 | 69.304 | 69.3499 | 27.9565 | 29.0398 | -11 | -11 | -132.9142 | 132.9271 | -132.9142 | 132.9271 | 110.0755 | 156.5455 | 129.9 | 133.3192 | 129.6 | 132.8929 | -173.4 | -179.4492 | -173.2 | -179.2817 | -177.2 | -183.4043 | -176.8 | -183.2262 | 279.2798 | 281.1709
2021-01-15 | -16 | -16.0312 | 60.8765 | 61.0326 | 31.0964 | 32.0889 | -16 | -16.0312 | -127.9706 | 128.038 | -127.9706 | 128.038 | 128.548 | 165.9973 | 132.9 | 136.1131 | 132.9 | 136.1782 | -176.6 | -182.6193 | -175.5 | -181.6071 | -180.3 | -186.4775 | -179.4 | -185.9451 | 272.9067 | 274.5082
2021-01-15 00:30 | -8 | -9.434 | 63.4658 | 64.262 | 25.2154 | 25.5788 | -8 | -9.434 | -110.5395 | 110.5548 | -110.5395 | 110.5548 | 127.1008 | 166.3641 | 132 | 135.5685 | 132.6 | 136.1782 | -174.4 | -180.9115 | -173.9 | -180.3144 | -177.9 | -184.3402 | -177.5 | -184.2193 | 254.2576 | 256.3669
2021-01-15 01:00 | -18 | -19.3132 | 53.8253 | 55.324 | 31.5575 | 31.973 | -17 | -18.3848 | -109.8654 | 109.9352 | -109.8654 | 109.9352 | 137.3913 | 174.8307 | 132.3 | 136.5742 | 132.6 | 136.8648 | -175.5 | -183.3572 | -174 | -181.7189 | -178.5 | -186.3451 | -178 | -186.2446 | 255.5531 | 258.1085
2021-01-15 01:30 | -23 | -23.1948 | 46.1406 | 47.2249 | 37.6517 | 38.061 | -24 | -24.3311 | -116.2028 | 116.2032 | -116.2028 | 116.2032 | 130.2727 | 171.3333 | 132.6 | 137.0905 | 132 | 136.6644 | -175.9 | -184.3579 | -174 | -182.3355 | -177.7 | -186.0761 | -177 | -185.7686 | 230.2524 | 232.5602
2021-01-15 02:00 | -14 | -14.8661 | 50.5088 | 51.7695 | 32.3853 | 32.7347 | -14 | -14.8661 | -107.6169 | 107.6195 | -107.6169 | 107.6195 | 135.9336 | 175.3978 | 132.6 | 137.244 | 132.6 | 137.1669 | -176.1 | -184.9305 | -173.9 | -182.3119 | -178.5 | -186.5537 | -177.5 | -186.4458 | 221.4646 | 224.3339
2021-01-15 02:30 | -36 | -36.0555 | 31.8902 | 33.1973 | 50.2035 | 50.6619 | -35 | -35.1283 | -132.1068 | 132.1855 | -132.1068 | 132.1855 | 137.2476 | 176.2624 | 134.4 | 139.0606 | 133.5 | 138.3472 | -176.7 | -186.4923 | -174.2 | -183.6249 | -178.4 | -187.806 | -178.2 | -187.5327 | 211.6222 | 213.7954
2021-01-15 03:00 | -27 | -27 | 40.6308 | 41.0675 | 40.9558 | 42.2279 | -28 | -28 | -118.5484 | 119.0114 | -118.5484 | 119.0114 | 132.0446 | 170.893 | 134.1 | 138.2453 | 134.7 | 138.9003 | -178.3 | -187.0157 | -174.7 | -183.0215 | -179 | -187.4849 | -178.3 | -187.3842 | 194.4986 | 203.2515
2021-01-15 03:30 | -30 | -30.0167 | 38.4329 | 38.8058 | 42.9993 | 44.3542 | -29 | -29.0172 | -118.8677 | 119.3069 | -118.8677 | 119.3069 | 130.0435 | 168.3506 | 133.8 | 138.0277 | 134.4 | 138.8323 | -177.9 | -186.1732 | -174.3 | -182.4003 | -178.7 | -186.4893 | -177.5 | -186.2672 | 198.2357 | 205.5151
2021-01-15 04:00 | -41 | -41.0488 | 30.8462 | 31.0848 | 53.1644 | 54.2844 | -40 | -40.05 | -133.3409 | 133.6934 | -133.3409 | 133.6934 | 136.6964 | 170.6113 | 133.5 | 137.305 | 134.7 | 138.6123 | -178.5 | -185.8921 | -175.4 | -182.8607 | -179.1 | -186.552 | -179 | -186.8815 | 218.5537 | 226.7559
2021-01-15 04:30 | -40 | -40.05 | 27.4309 | 27.5458 | 58.8611 | 59.9699 | -40 | -40.0125 | -141.9937 | 142.3161 | -141.9937 | 142.3161 | 131.3667 | 165.9199 | 133.5 | 137.166 | 133.5 | 137.0974 | -178.4 | -185.1902 | -176 | -182.8965 | -180.2 | -186.7142 | -179.6 | -186.484 | 233.5712 | 240.8603
2021-01-15 05:00 | -51 | -51.1566 | 28.6374 | 28.6806 | 63.4749 | 64.8261 | -52 | -52.2398 | -153.8416 | 154.3098 | -153.8416 | 154.3098 | 116.9942 | 155.1516 | 134.1 | 137.75 | 133.8 | 137.458 | -178.6 | -185.3682 | -176.2 | -183.0886 | -180.8 | -187.3052 | -179.9 | -187.0763 | 257.2018 | 262.6154
2021-01-15 05:30 | -59 | -59.3043 | 25.6658 | 26.8649 | 73.1873 | 74.3009 | -59 | -59.2115 | -173.4714 | 173.9154 | -173.4714 | 173.9154 | 106.3002 | 146.3847 | 135 | 138.4912 | 135.6 | 139.2107 | -177.5 | -184.7368 | -176.2 | -182.9132 | -180.7 | -187.49 | -180.5 | -187.6211 | 258.1463 | 262.9096
2021-01-15 06:00 | -55 | -55.1453 | 27.1941 | 28.1605 | 72.1134 | 72.9801 | -55 | -55.1453 | -171.449 | 171.659 | -171.449 | 171.659 | 107.296 | 139.6862 | 133.8 | 135.8308 | 132.9 | 134.9967 | -177.2 | -182.0485 | -178.3 | -182.949 | -182 | -187.159 | -181.6 | -186.7123 | 285.628 | 292.1039
2021-01-15 06:30 | -59 | -59.5399 | 26.0753 | 29.1985 | 72.7735 | 74.2893 | -56 | -56.5685 | -177.603 | 178.031 | -177.603 | 178.031 | 99.3058 | 126.3445 | 132.9 | 135.4386 | 132.6 | 135.2614 | -175.4 | -180.4755 | -177.8 | -183.5792 | -182 | -187.896 | -181.6 | -187.7022 | 312.6877 | 319.8065
2021-01-15 07:00 | -68 | -68.593 | 10.8787 | 17.7965 | 84.2892 | 85.5154 | -67 | -67.6018 | -193.1399 | 193.392 | -193.1399 | 193.392 | 84.2889 | 115.6773 | 133.5 | 136.1438 | 132.9 | 135.4386 | -176.4 | -181.4008 | -177.9 | -183.5523 | -182.8 | -188.5724 | -182 | -187.8022 | 303.7934 | 309.4779
2021-01-15 07:30 | -80 | -81.2158 | -5.7796 | 13.8971 | 99.1411 | 99.7917 | -80 | -81.0494 | -220.1724 | 220.1778 | -220.1724 | 220.1778 | 90.4684 | 120.8638 | 133.2 | 135.733 | 132.9 | 135.675 | -176.3 | -181.0212 | -177.7 | -183.6965 | -182 | -188.717 | -182.2 | -188.3062 | 316.2204 | 319.9724
2021-01-15 08:00 | -85 | -85.2115 | 1.6441 | 11.6094 | 97.2421 | 97.6517 | -86 | -86.1452 | -216.3597 | 216.386 | -216.3597 | 216.386 | 79.8518 | 116.3609 | 124.8 | 127.4389 | 125.1 | 127.9805 | -166.3 | -171.0358 | -168.5 | -173.9467 | -172.7 | -178.6275 | -172.3 | -178.4355 | 325.5313 | 329.7363
2021-01-15 08:30 | -99 | -99.2472 | -8.2565 | 22.0271 | 114.923 | 115.8942 | -99 | -99.3227 | -237.0998 | 237.2375 | -237.0998 | 237.2375 | 70.4335 | 108.5334 | 124.2 | 127.1009 | 124.8 | 127.7511 | -164.7 | -169.4642 | -167.8 | -172.0571 | -171.8 | -177.3698 | -171.5 | -176.9393 | 367.4868 | 370.6339
2021-01-15 09:00 | -112 | -113 | -21.2147 | 29.7033 | 128.1286 | 129.0893 | -111 | -111.8794 | -244.8233 | 244.973 | -244.8233 | 244.973 | 43.6673 | 79.8279 | 116.1 | 118.0377 | 117 | 119.1438 | -154.1 | -157.0122 | -159.4 | -163.0486 | -163.6 | -167.2395 | -163 | -166.7786 | 405.1229 | 407.6459
2021-01-15 09:30 | -101 | -102.2595 | -25.7948 | 30.6872 | 114.0431 | 115.343 | -101 | -102.1078 | -232.9705 | 233.1347 | -232.9705 | 233.1347 | 41.7114 | 83.4157 | 115.5 | 118.0907 | 117 | 119.4968 | -154.1 | -157.4487 | -160.6 | -164.5636 | -165 | -169.0322 | -164.7 | -168.8488 | 397.8416 | 399.25
2021-01-15 10:00 | -111 | -112.2943 | -32.5789 | 37.4457 | 116.2788 | 117.7283 | -107 | -108.1897 | -224.2312 | 224.594 | -224.2312 | 224.594 | 55.6489 | 110.3348 | 116.4 | 119.423 | 117 | 120.3505 | -155.1 | -159.9038 | -159.7 | -164.5124 | -163.4 | -168.2247 | -162.8 | -167.7153 | 371.8354 | 372.5438
2021-01-15 10:30 | -100 | -101.2719 | -47.8414 | 50.9123 | 114.3504 | 116.1147 | -101 | -102.2595 | -224.017 | 224.5197 | -224.017 | 224.5197 | 47.7773 | 102.3776 | 103.8 | 107.2541 | 102 | 105.7469 | -137.8 | -141.5221 | -144.3 | -148.9418 | -148.7 | -152.4344 | -148 | -151.7789 | 378.7468 | 379.197
2021-01-15 11:00 | -109 | -110.4762 | -54.8769 | 57.5768 | 119.4269 | 121.2158 | -110 | -111.6289 | -224.0853 | 224.7025 | -224.0853 | 224.7025 | 39.7533 | 101.1507 | 99.6 | 102.963 | 101.1 | 104.7997 | -135.2 | -137.8395 | -140.5 | -143.5005 | -144.1 | -147.167 | -143.7 | -146.7213 | 390.0171 | 390.1687
2021-01-15 11:30 | -110 | -111.6289 | -55.4785 | 58.664 | 117.1682 | 119.134 | -110 | -111.6289 | -225.5524 | 226.1795 | -225.5524 | 226.1795 | 36.9856 | 105.5859 | 94.2 | 98.0761 | 93.9 | 97.9572 | -126.9 | -129.757 | -135.4 | -139.3829 | -139.6 | -142.7035 | -139.6 | -142.285 | 377.2629 | 377.3033
2021-01-15 12:00 | -112 | -113.9517 | -59.9672 | 62.292 | 112.5034 | 114.3192 | -111 | -112.969 | -213.4386 | 214.0591 | -213.4386 | 214.0591 | 44.2041 | 87.4757 | 87.6 | 91.236 | 89.1 | 92.9288 | -118.4 | -121.6439 | -125 | -130.0961 | -129.1 | -133.4189 | -127.8 | -133.2016 | 394.2148 | 396.3382
2021-01-15 12:30 | -106 | -107.6894 | -49.0659 | 52.785 | 112.944 | 115.0885 | -106 | -107.5174 | -223.6048 | 224.3011 | -223.6048 | 224.3011 | 38.3261 | 89.3991 | 70.2 | 73.903 | 70.2 | 73.9973 | -96.7 | -98.5845 | -107.5 | -111.1544 | -110.4 | -113.822 | -109.9 | -113.2646 | 409.0692 | 411.0035
2021-01-15 13:00 | -98 | -99.4636 | -23.2321 | 30.7798 | 111.7112 | 113.4689 | -99 | -100.449 | -211.7316 | 212.3392 | -211.7316 | 212.3392 | 35.9323 | 83.4758 | 72.6 | 76.4641 | 72 | 76.0865 | -98.9 | -101.043 | -106 | -109.2557 | -109.1 | -112.264 | -108.6 | -111.7813 | 369.1843 | 371.2139
2021-01-15 13:30 | -120 | -122.3765 | -46.3611 | 52.1735 | 131.0583 | 133.4904 | -120 | -122.3765 | -250.9575 | 251.9373 | -250.9575 | 251.9373 | 9.1742 | 73.0272 | 69.6 | 74.0216 | 70.8 | 74.952 | -94.8 | -97.3419 | -107.5 | -110.937 | -110.4 | -113.8708 | -109.8 | -113.2892 | 417.9209 | 418.5742
2021-01-15 14:00 | -114 | -116.297 | -57.5209 | 61.0508 | 122.7636 | 125.4613 | -113 | -115.317 | -239.4869 | 240.6312 | -239.4869 | 240.6312 | 17.7083 | 73.7866 | 70.8 | 75.3544 | 71.4 | 76.1244 | -95.7 | -99.3703 | -107.5 | -111.4071 | -110.5 | -114.3186 | -110 | -114.2993 | 420.1554 | 421.4433
2021-01-15 14:30 | -116 | -118.4567 | -38.8899 | 46.0754 | 127.6389 | 129.8934 | -117 | -119.2393 | -241.0702 | 242.1318 | -241.0702 | 242.1318 | 40.3208 | 97.7084 | 72.3 | 76.9481 | 72.6 | 77.251 | -98.6 | -101.357 | -106.8 | -109.4628 | -109.2 | -112.3741 | -108.7 | -111.9416 | 387.6214 | 388.3934
2021-01-15 15:00 | -115 | -117.4777 | -45.5524 | 50.8957 | 126.271 | 128.7433 | -116 | -118.2582 | -241.689 | 242.795 | -241.689 | 242.795 | 17.7205 | 89.5336 | 70.8 | 75.2522 | 69.9 | 74.6138 | -96.5 | -99.0845 | -106.2 | -109.3158 | -108.9 | -112.1785 | -108.7 | -112.1515 | 421.2993 | 421.6247
2021-01-15 15:30 | -113 | -115.317 | -47.7011 | 50.2398 | 108.6339 | 111.4174 | -113 | -115.1217 | -217.0631 | 218.4529 | -217.0631 | 218.4529 | 9.5884 | 91.6636 | 72 | 76.6874 | 71.7 | 76.51 | -98 | -101.1633 | -106 | -109.0241 | -108.5 | -111.5951 | -108.8 | -112.0521 | 421.01 | 421.6548
2021-01-15 16:00 | -118 | -120.2206 | -55.6749 | 59.1329 | 130.8471 | 133.1213 | -118 | -120.0333 | -253.0994 | 254.1232 | -253.0994 | 254.1232 | 8.1409 | 85.0805 | 70.2 | 74.7909 | 70.2 | 75 | -95.4 | -98.5457 | -107.6 | -110.5573 | -109.8 | -112.8133 | -110.2 | -113.2486 | 434.1685 | 434.8913
2021-01-15 16:30 | -109 | -111.6109 | -54.6899 | 57.8907 | 118.1257 | 121.4039 | -109 | -111.6109 | -242.7406 | 244.2444 | -242.7406 | 244.2444 | 22.6281 | 91.1582 | 71.1 | 76.054 | 72.3 | 77.0726 | -96.8 | -100.3092 | -106.7 | -110.4055 | -109.6 | -113.3635 | -109.2 | -113.0625 | 418.1234 | 418.8876
2021-01-15 17:00 | -108 | -110.218 | -30.8143 | 37.0302 | 122.0978 | 124.3587 | -112 | -114.1403 | -238.4763 | 239.5533 | -238.4763 | 239.5533 | 21.5486 | 95.7671 | 79.8 | 84.5367 | 78.9 | 83.4895 | -107.4 | -110.9396 | -114.4 | -118.4997 | -117.1 | -121.3149 | -116.9 | -121.1743 | 409.0143 | 409.7006
2021-01-15 17:30 | -112 | -113.7717 | -29.3309 | 35.786 | 125.7655 | 127.6593 | -111 | -112.7874 | -257.9082 | 258.5562 | -257.9082 | 258.5562 | 30.3031 | 91.0614 | 82.2 | 85.5484 | 82.2 | 85.5147 | -111.1 | -113.3212 | -119.3 | -121.6124 | -122.2 | -125.3223 | -122.1 | -124.8045 | 428.0766 | 429.5111
2021-01-15 18:00 | -99 | -103.4456 | -18.8628 | 33.6857 | 113.958 | 118.3848 | -100 | -104.4031 | -237.816 | 240.2951 | -237.816 | 240.2951 | 20.9031 | 83.8114 | 81 | 84.4808 | 81 | 84.5665 | -111 | -113.4603 | -118.9 | -122.4569 | -122.1 | -125.7554 | -121.4 | -125.1484 | 435.3051 | 438.0938
2021-01-15 18:30 | -103 | -106.2309 | -9.7671 | 27.0077 | 114.3939 | 117.5173 | -102 | -105.2616 | -239.3562 | 240.7887 | -239.3562 | 240.7887 | 23.062 | 98.323 | 81.3 | 85.2955 | 81 | 85.0096 | -109.3 | -112.3196 | -116.1 | -119.7037 | -118.4 | -122.2484 | -118 | -122.2098 | 422.6574 | 424.3449
2021-01-15 19:00 | -102 | -106.0424 | -11.6118 | 31.6994 | 120.0962 | 123.5949 | -100 | -103.846 | -248.4535 | 250.3835 | -248.4535 | 250.3835 | 27.5544 | 93.4812 | 78.6 | 82.7261 | 79.2 | 83.1124 | -106.8 | -109.9429 | -113.8 | -117.6371 | -116.5 | -120.3758 | -116.3 | -120.2838 | 442.0927 | 443.9303
2021-01-15 19:30 | -107 | -111.4002 | -9.9153 | 32.4849 | 124.1241 | 128.0265 | -107 | -111.4002 | -255.0391 | 257.3155 | -255.0391 | 257.3155 | 29.1094 | 95.6496 | 78.6 | 82.4498 | 78.6 | 82.3597 | -106.8 | -109.6416 | -114.7 | -118.2848 | -117.6 | -121.2436 | -117.4 | -121.1231 | 449.287 | 451.4389
2021-01-15 20:00 | -98 | -101.6514 | -2.7755 | 29.9779 | 119.1722 | 122.5918 | -98 | -101.6514 | -250.9676 | 252.5224 | -250.9676 | 252.5224 | 31.4234 | 91.4711 | 78 | 81.9697 | 78.3 | 82.0734 | -106 | -108.8397 | -114.1 | -117.4616 | -117 | -120.4211 | -116.6 | -120.1281 | 456.1548 | 458.0781
2021-01-15 20:30 | -102 | -106.3203 | -5.0572 | 32.6628 | 119.4023 | 123.4601 | -101 | -105.3613 | -250.4127 | 252.3307 | -250.4127 | 252.3307 | 30.2461 | 94.8233 | 80.1 | 83.7924 | 79.8 | 83.5946 | -107.6 | -110.5344 | -115.2 | -118.5776 | -117.8 | -121.2695 | -117.5 | -121.0739 | 437.2758 | 439.0098
2021-01-15 21:00 | -113 | -118.0042 | -17.9535 | 39.2549 | 129.1884 | 133.7458 | -113 | -118.0042 | -261.7352 | 264.5082 | -261.7352 | 264.5082 | 36.4538 | 97.166 | 78.9 | 83.1996 | 79.5 | 83.7688 | -107.8 | -111.0328 | -114.8 | -118.4554 | -117.7 | -121.4139 | -117.1 | -120.9354 | 428.1766 | 429.8333
2021-01-15 21:30 | -99 | -103.7401 | -7.2124 | 30.4655 | 114.5316 | 119.2998 | -99 | -103.4456 | -240.5787 | 243.449 | -240.5787 | 243.449 | 42.5347 | 101.9546 | 81.9 | 86.1423 | 81.6 | 85.8571 | -111.8 | -114.9385 | -117.3 | -121.5159 | -121.1 | -124.4737 | -119.8 | -124.3354 | 394.9751 | 397.3343
2021-01-15 22:00 | -87 | -92.6984 | -0.50445 | 27.3987 | 102.3017 | 107.8061 | -88 | -92.9731 | -216.1574 | 219.9571 | -216.1574 | 219.9571 | 51.6299 | 112.2328 | 82.2 | 87.1989 | 82.2 | 87.401 | -112 | -116.3997 | -116.7 | -121.4962 | -119.6 | -124.545 | -119.5 | -124.5482 | 367.4978 | 370.0843
2021-01-15 22:30 | -89 | -93.0054 | 6.7913 | 20.21 | 92.6516 | 96.343 | -88 | -92.0489 | -208.2578 | 210.2478 | -208.2578 | 210.2478 | 60.1533 | 117.7394 | 82.2 | 87.816 | 82.8 | 88.5894 | -112.4 | -117.6049 | -116.5 | -122.2344 | -119.4 | -125.2406 | -119.1 | -125.0457 | 350.4903 | 353.7666
2021-01-15 23:00 | -80 | -84.7585 | -1.3402 | 23.4409 | 96.6773 | 102.0259 | -81 | -85.3815 | -213.977 | 217.4788 | -213.977 | 217.4788 | 63.9278 | 114.8428 | 83.1 | 88.9767 | 83.1 | 88.9767 | -113 | -118.0692 | -115 | -121.2784 | -117.9 | -124.9755 | -118.3 | -123.3616 | 335.96 | 340.5368
2021-01-15 23:30 | -67 | -70.5195 | 7.402 | 18.3603 | 85.4506 | 89.6362 | -67 | -70.214 | -204.8976 | 206.8876 | -204.8976 | 206.8876 | 68.9543 | 116.8068 | 81.3 | 86.6585 | 82.2 | 87.2995 | -110.6 | -115.2762 | -114.9 | -120.1417 | -117.9 | -123.2737 | -117.6 | -123.075 | 381.5768 | 385.9303
2021-01-16 | -63 | -66.0984 | 12.1887 | 17.6908 | 75.9429 | 80.0932 | -64 | -67.0522 | -183.6509 | 185.7689 | -183.6509 | 185.7689 | 68.8397 | 119.7071 | 81.6 | 87.2546 | 81.9 | 87.7488 | -110.4 | -115.429 | -114.6 | -120.2419 | -117.8 | -123.6552 | -117.6 | -123.6796 | 363.4536 | 368.6291
2021-01-16 00:30 | -57 | -60.407 | 11.9269 | 17.2734 | 72.4486 | 77.2296 | -57 | -60.407 | -169.941 | 172.8089 | -169.941 | 172.8089 | 73.5307 | 124.3751 | 81.3 | 87.1891 | 81 | 86.8012 | -110.3 | -115.4509 | -113.7 | -119.7925 | -116.6 | -122.5125 | -116.2 | -122.508 | 346.8928 | 352.6513
2021-01-16 01:00 | -64 | -65.1153 | 9.246 | 10.6329 | 73.4476 | 76.0724 | -62 | -62.9682 | -164.9179 | 166.4869 | -164.9179 | 166.4869 | 74.5846 | 125.6506 | 81.3 | 87.4689 | 82.2 | 88.0289 | -109.8 | -114.8666 | -113.8 | -119.7238 | -116.7 | -122.6333 | -116 | -122.2537 | 341.3054 | 347.6914
2021-01-16 01:30 | -55 | -56.2939 | 12.4011 | 14.1129 | 68.6657 | 72.1606 | -55 | -56.2939 | -156.7371 | 158.9394 | -156.7371 | 158.9394 | 81.305 | 130.108 | 81.9 | 88.1867 | 82.5 | 88.8552 | -110.2 | -116.3735 | -114.2 | -121.1786 | -116.2 | -123.4237 | -117.2 | -123.4895 | 316.6658 | 323.3416
2021-01-16 02:00 | -55 | -56.2939 | 10.6032 | 12.4987 | 68.5401 | 72.1406 | -54 | -55.109 | -152.3789 | 155.0187 | -152.3789 | 155.0187 | 73.7021 | 128.8511 | 82.8 | 88.4832 | 83.1 | 89.0843 | -111.8 | -117.1804 | -114.8 | -120.9258 | -117.9 | -124.183 | -117.6 | -124.1523 | 289.6651 | 303.8548
2021-01-16 02:30 | -53 | -53.2353 | 13.9497 | 14.2621 | 64.4694 | 66.1615 | -52 | -52.1536 | -144.4218 | 145.3076 | -144.4218 | 145.3076 | 81.31 | 133.012 | 83.4 | 89.3643 | 83.4 | 89.3643 | -112.5 | -117.9082 | -114.9 | -121.1469 | -117.6 | -123.9929 | -116.9 | -123.4573 | 285.5502 | 299.5425
2021-01-16 03:00 | -55 | -55.2268 | 11.1195 | 11.4984 | 66.5149 | 68.3045 | -56 | -56.2228 | -147.095 | 148.0003 | -147.095 | 148.0003 | 81.181 | 137.6528 | 84.3 | 90.2048 | 84 | 90.032 | -113 | -118.4941 | -114.5 | -121.0568 | -117 | -124.346 | -116.3 | -123.721 | 286.119 | 299.5997
2021-01-16 03:30 | -53 | -53.0848 | 15.2558 | 15.9585 | 61.8362 | 63.4512 | -54 | -54.037 | -139.9958 | 140.7829 | -139.9958 | 140.7829 | 93.7597 | 138.4604 | 83.1 | 88.659 | 83.7 | 89.2216 | -112.6 | -117.7375 | -115 | -120.9597 | -117.2 | -123.0805 | -117.7 | -124.0562 | 301.6676 | 315.6741
2021-01-16 04:00 | -53 | -53.2353 | 12.9436 | 13.5712 | 64.5185 | 66.156 | -53 | -53.1507 | -144.267 | 145.0639 | -144.267 | 145.0639 | 93.8709 | 138.7751 | 83.4 | 88.8699 | 83.4 | 89.0843 | -112.8 | -117.9288 | -115 | -120.9907 | -117.7 | -123.8367 | -117.3 | -123.6767 | 303.3199 | 316.7223
2021-01-16 04:30 | -55 | -55.1453 | 11.3856 | 12.1738 | 67.2522 | 68.6391 | -56 | -56.0803 | -149.2595 | 149.9361 | -149.2595 | 149.9361 | 98.1725 | 139.2861 | 83.4 | 88.6316 | 84 | 89.096 | -112.8 | -117.6126 | -115.6 | -121.0758 | -118.2 | -123.7664 | -118 | -123.7851 | 306.5783 | 321.5933
2021-01-16 05:00 | -53 | -53.0377 | 19.0812 | 20.1423 | 63.278 | 64.0842 | -52 | -52.0384 | -145.5874 | 145.8513 | -145.5874 | 145.8513 | 90.1147 | 134.8224 | 83.4 | 88.5305 | 84 | 89.096 | -112.7 | -117.0321 | -114.6 | -120.563 | -117.7 | -123.2481 | -116.8 | -123.0877 | 317.065 | 331.759
2021-01-16 05:30 | -50 | -50.01 | 16.82 | 17.5629 | 65.534 | 66.4909 | -49 | -49.0102 | -149.7297 | 150.1338 | -149.7297 | 150.1338 | 87.7775 | 131.8053 | 83.1 | 88.0478 | 83.4 | 88.2327 | -112.7 | -116.9657 | -116.3 | -121.3949 | -119.1 | -124.3642 | -118.8 | -124.1781 | 318.9651 | 332.9819
2021-01-16 06:00 | -57 | -57.0789 | 12.031 | 12.8998 | 69.6927 | 70.6674 | -57 | -57.0351 | -158.2877 | 158.7221 | -158.2877 | 158.7221 | 82.4115 | 129.7591 | 83.7 | 87.4982 | 83.4 | 87.2995 | -113.5 | -116.0142 | -117.4 | -121.1036 | -120.2 | -124.2084 | -120 | -123.7554 | 327.0515 | 342.0041
2021-01-16 06:30 | -49 | -49.163 | 15.8886 | 16.1627 | 64.4863 | 65.7867 | -48 | -48.1664 | -152.2841 | 152.793 | -152.2841 | 152.793 | 66.1244 | 119.0173 | 82.5 | 85.4347 | 82.2 | 85.3035 | -112.5 | -114.6502 | -117.2 | -120.1586 | -120.2 | -123.3367 | -119.6 | -122.7658 | 322.9528 | 337.8148
2021-01-16 07:00 | -51 | -51.0882 | 9.739 | 10.2521 | 66.7005 | 67.9476 | -52 | -52.0865 | -158.4924 | 158.856 | -158.4924 | 158.856 | 61.0082 | 106.1967 | 81.9 | 84.6452 | 81.9 | 84.8555 | -111.1 | -113.0303 | -117.4 | -120.5778 | -120.7 | -124.0421 | -120.5 | -124.0846 | 342.0532 | 358.0398
2021-01-16 07:30 | -59 | -59.1354 | -0.00172 | 2.8218 | 69.801 | 71.1568 | -58 | -58.1378 | -163.0983 | 163.4358 | -163.0983 | 163.4358 | 24.5603 | 101.0859 | 82.8 | 86.2081 | 82.2 | 85.5484 | -112.5 | -114.6141 | -117.1 | -120.4434 | -120 | -123.1124 | -119.9 | -122.9682 | 314.4095 | 330.6063
2021-01-16 08:00 | -71 | -71.4493 | -16.0971 | 16.342 | 89.4202 | 90.8138 | -70 | -70.3491 | -193.8044 | 194.226 | -193.8044 | 194.226 | 21.2763 | 101.2075 | 82.5 | 85.5926 | 82.5 | 85.5132 | -112.1 | -114.3357 | -117.3 | -120.0824 | -120.6 | -123.4772 | -120.1 | -123.0538 | 320.8759 | 330.8938
2021-01-16 08:30 | -83 | -83.3847 | -34.2728 | 34.2774 | 93.3955 | 94.7662 | -82 | -82.3893 | -199.1064 | 199.5335 | -199.1064 | 199.5335 | 21.9441 | 98.4794 | 78.6 | 82.4498 | 79.5 | 83.3082 | -107.7 | -110.8558 | -114.3 | -117.7514 | -117.4 | -120.7586 | -117.1 | -120.516 | 345.9467 | 353.8016
2021-01-16 09:00 | -79 | -79.3095 | -28.2176 | 28.2375 | 88.3271 | 89.6808 | -79 | -79.3095 | -201.3748 | 201.574 | -201.3748 | 201.574 | 8.8461 | 107.2164 | 78.6 | 82.9151 | 78.6 | 82.7261 | -107.1 | -110.09 | -113.5 | -117.2209 | -116.3 | -120.132 | -116.1 | -119.9887 | 348.8433 | 356.3953
2021-01-16 09:30 | -89 | -89.3588 | -21.8339 | 22.4802 | 104.1605 | 105.3134 | -89 | -89.3588 | -219.0354 | 219.2399 | -219.0354 | 219.2399 | 12.1514 | 97.3065 | 78 | 81.5211 | 78.6 | 82.0954 | -105.9 | -108.3689 | -114.1 | -117.1369 | -116.9 | -120.0975 | -116.7 | -119.8735 | 382.1301 | 388.0208
2021-01-16 10:00 | -103 | -103.6967 | -42.4118 | 42.778 | 112.3838 | 113.6871 | -103 | -103.5857 | -232.6362 | 232.9591 | -232.6362 | 232.9591 | -3.103 | 93.0292 | 72.3 | 76.7654 | 72.3 | 76.7654 | -98.7 | -101.0648 | -109.1 | -112.1935 | -111.7 | -115.1841 | -111.4 | -115.1406 | 382.7273 | 390.859
2021-01-16 10:30 | -103 | -103.9471 | -47.0207 | 47.6673 | 116.463 | 117.9712 | -102 | -102.8251 | -236.1287 | 236.6322 | -236.1287 | 236.6322 | 1.3503 | 85.6433 | 71.7 | 75.7059 | 71.7 | 75.6101 | -98.2 | -100.4172 | -107 | -110.3785 | -109.7 | -113.3635 | -109.5 | -113.123 | 410.6447 | 417.7929
2021-01-16 11:00 | -92 | -92.6553 | -46.3874 | 46.6239 | 103.5153 | 105.2407 | -91 | -91.6624 | -216.9943 | 217.532 | -216.9943 | 217.532 | -1.7421 | 93.6927 | 71.7 | 75.7059 | 72.3 | 76.4676 | -98.8 | -101.7741 | -108.6 | -113.1529 | -111.3 | -115.1945 | -110.5 | -115.2463 | 395.1943 | 402.7551
2021-01-16 11:30 | -102 | -102.489 | -36.4201 | 36.7391 | 111.8109 | 113.0578 | -101 | -101.4938 | -217.3945 | 217.8648 | -217.3945 | 217.8648 | 8.6035 | 103.6963 | 72.6 | 76.5588 | 72.9 | 77.048 | -99.3 | -101.9288 | -107.3 | -110.4287 | -110.3 | -113.5328 | -109.8 | -113.216 | 371.004 | 376.2255
2021-01-16 12:00 | -98 | -98.5089 | -51.9261 | 51.9854 | 108.352 | 109.7907 | -99 | -99.4082 | -207.8774 | 208.4663 | -207.8774 | 208.4663 | 9.9811 | 104.1141 | 70.8 | 75.3544 | 71.4 | 76.0209 | -98.7 | -101.0903 | -109.5 | -111.906 | -111.7 | -115.1317 | -111.9 | -114.4771 | 373.1876 | 377.9935
2021-01-16 12:30 | -98 | -98.5089 | -57.3937 | 57.3972 | 99.8268 | 101.2459 | -97 | -97.5141 | -192.9448 | 193.535 | -192.9448 | 193.535 | 11.4518 | 101.2855 | 72.6 | 76.6545 | 72.9 | 77.0352 | -98.7 | -101.4359 | -107.5 | -110.7903 | -110.9 | -114.2829 | -109.6 | -113.0462 | 374.1067 | 379.1602
2021-01-16 13:00 | -82 | -82.0975 | -38.5444 | 38.9023 | 80.5797 | 81.8796 | -81 | -81.0987 | -162.3671 | 162.8115 | -162.3671 | 162.8115 | 27.3117 | 99.5991 | 73.5 | 77.6032 | 73.5 | 77.4128 | -100.1 | -102.9137 | -105.7 | -109.1436 | -108.5 | -112.0515 | -108.6 | -112.0277 | 350.3127 | 356.5043
2021-01-16 13:30 | -72 | -72.0625 | -30.9093 | 31.5263 | 81.5194 | 82.4896 | -75 | -75.06 | -165.3784 | 165.6451 | -165.3784 | 165.6451 | 44.0813 | 106.6625 | 73.5 | 77.6032 | 73.8 | 78.1798 | -100.4 | -102.6922 | -106.9 | -110.6939 | -109.7 | -113.6541 | -109 | -113.5821 | 327.3724 | 335.6206
2021-01-16 14:00 | -75 | -75.1066 | -42.5184 | 43.1796 | 77.0277 | 78.1191 | -75 | -75.1066 | -160.0298 | 160.2636 | -160.0298 | 160.2636 | 52.9773 | 111.0402 | 72.9 | 76.8434 | 73.5 | 77.4128 | -98.8 | -102.2375 | -106.9 | -110.4754 | -109.3 | -112.537 | -109.8 | -112.0297 | 332.0107 | 340.0583
2021-01-16 14:30 | -85 | -85.3756 | -45.2402 | 45.2683 | 92.7078 | 94.1277 | -84 | -84.2912 | -182.6993 | 183.1989 | -182.6993 | 183.1989 | 62.2681 | 111.3038 | 74.1 | 78.1717 | 74.7 | 78.6624 | -101 | -103.7663 | -105.3 | -108.56 | -107.9 | -111.374 | -107.6 | -111.2087 | 303.9134 | 313.3551
2021-01-16 15:00 | -91 | -91.444 | -56.4835 | 56.4965 | 102.9652 | 104.4264 | -90 | -90.4489 | -202.8859 | 203.4786 | -202.8859 | 203.4786 | 53.9121 | 106.6486 | 74.1 | 77.7069 | 74.1 | 77.7069 | -100.7 | -102.8055 | -107 | -109.7914 | -109.5 | -112.43 | -108.9 | -111.9376 | 343.6217 | 353.8042
2021-01-16 15:30 | -91 | -91.5478 | -38.9714 | 39.0502 | 102.3287 | 103.8224 | -90 | -90.5538 | -191.4914 | 192.2356 | -191.4914 | 192.2356 | 44.0813 | 109.2667 | 72.9 | 77.2312 | 73.2 | 77.3191 | -100.7 | -103.2055 | -105.2 | -108.4879 | -107.9 | -111.1373 | -107.5 | -111.0462 | 323.5189 | 334.5296
2021-01-16 16:00 | -97 | -97.7394 | -57.2419 | 57.2982 | 108.3426 | 109.8807 | -97 | -97.6217 | -216.0567 | 216.7008 | -216.0567 | 216.7008 | 33.6258 | 99.9323 | 72.9 | 76.3823 | 73.5 | 76.8668 | -99.8 | -101.8262 | -106.5 | -109.3494 | -109.4 | -112.2425 | -108.9 | -111.8003 | 365.3434 | 375.2036
2021-01-16 16:30 | -100 | -100.4988 | -28.1996 | 28.4964 | 111.0046 | 111.9908 | -101 | -101.4002 | -224.6504 | 224.9226 | -224.6504 | 224.9226 | 46.9564 | 102.5606 | 73.2 | 76.58 | 73.5 | 76.6933 | -100.6 | -102.3139 | -106.7 | -109.0952 | -109.6 | -111.8832 | -109.1 | -111.5308 | 367.9482 | 378.2863
2021-01-16 17:00 | -98 | -98.4124 | -37.8662 | 37.9491 | 109.5213 | 110.6054 | -97 | -97.4166 | -222.4735 | 222.8311 | -222.4735 | 222.8311 | 15.4323 | 93.8395 | 72.9 | 76.2053 | 72.9 | 76.1185 | -98.9 | -100.7848 | -106.9 | -109.4957 | -109.5 | -112.2074 | -109.6 | -112.3929 | 387.755 | 396.8828
2021-01-16 17:30 | -97 | -97.0052 | -23.1362 | 23.6701 | 106.9682 | 107.2642 | -96 | -96.0052 | -221.5948 | 221.5966 | -221.5948 | 221.5966 | 27.0935 | 99.8548 | 79.2 | 81.9368 | 79.8 | 82.4411 | -109 | -110.6264 | -116.3 | -118.513 | -119.3 | -121.5921 | -118.8 | -121.2598 | 383.5066 | 391.8112
2021-01-16 18:00 | -91 | -91.0055 | -23.6747 | 24.6133 | 103.9234 | 104.1845 | -91 | -91.0055 | -223.1758 | 223.1968 | -223.1758 | 223.1968 | 28.9992 | 104.4456 | 82.2 | 84.7663 | 82.5 | 84.9848 | -112.5 | -113.9946 | -119.3 | -121.4751 | -122.1 | -124.4751 | -121.7 | -124.2212 | 387.8502 | 396.4765
2021-01-16 18:30 | -88 | -88.459 | -12.7494 | 13.1732 | 102.1926 | 103.3119 | -88 | -88.459 | -219.2442 | 219.5207 | -219.2442 | 219.5207 | 30.282 | 104.5986 | 81.9 | 84.4754 | 81.9 | 84.4024 | -112.3 | -113.6849 | -119.3 | -121.5332 | -122.2 | -124.6515 | -121.8 | -124.2413 | 389.7798 | 399.4386
2021-01-16 19:00 | -85 | -85.2878 | -6.7529 | 7.6371 | 99.7559 | 100.8202 | -86 | -86.209 | -216.1874 | 216.4703 | -216.1874 | 216.4703 | 40.9937 | 108.9479 | 81.9 | 84.3304 | 82.5 | 84.9132 | -111.8 | -113.2717 | -119.2 | -121.3609 | -122 | -124.2238 | -121.8 | -124.2004 | 398.9395 | 409.4066
2021-01-16 19:30 | -76 | -76.0592 | 3.634 | 4.6816 | 91.5372 | 92.1557 | -76 | -76.0592 | -203.9008 | 203.9454 | -203.9008 | 203.9454 | 48.4987 | 112.9701 | 81.9 | 84.2594 | 82.8 | 85.0652 | -111.6 | -112.8874 | -118.8 | -120.8749 | -121.7 | -123.9292 | -121.7 | -124.0246 | 413.5775 | 423.9373
2021-01-16 20:00 | -58 | -58.0086 | 24.627 | 24.9424 | 73.8261 | 74.379 | -58 | -58.0086 | -178.4991 | 178.5015 | -178.4991 | 178.5015 | 40.4497 | 115.8824 | 81.9 | 84.5495 | 81.6 | 84.2589 | -112.5 | -114.1435 | -119 | -121.4357 | -121.9 | -124.3971 | -121.8 | -124.3999 | 393.7047 | 404.1972
2021-01-16 20:30 | -57 | -57 | 26.8795 | 27.4028 | 71.978 | 72.3321 | -57 | -57 | -175.7771 | 175.7947 | -175.7771 | 175.7947 | 41.5475 | 116.5075 | 81.9 | 84.5495 | 83.1 | 85.6394 | -112 | -113.4878 | -118.2 | -121.2198 | -121 | -124.2992 | -120.7 | -124.2817 | 379.1588 | 390.574
2021-01-16 21:00 | -49 | -49 | 28.9633 | 29.646 | 67.6036 | 68.0104 | -49 | -49 | -171.4382 | 171.4392 | -171.4382 | 171.4392 | 46.767 | 116.1995 | 82.8 | 85.3483 | 82.8 | 85.4958 | -112.1 | -113.9464 | -117.6 | -120.3379 | -120.6 | -123.4375 | -120.2 | -123.1479 | 366.7911 | 379.5456
2021-01-16 21:30 | -48 | -48.0104 | 29.6246 | 30.7759 | 63.979 | 64.365 | -49 | -49.0102 | -164.2747 | 164.2751 | -164.2747 | 164.2751 | 58.69 | 121.4112 | 82.2 | 84.9148 | 83.1 | 85.7864 | -112.7 | -114.6034 | -118.3 | -120.8921 | -121.2 | -123.8329 | -120.9 | -123.6641 | 366.3513 | 379.3923
2021-01-16 22:00 | -40 | -40.0125 | 34.254 | 35.9132 | 55.8591 | 56.2403 | -40 | -40.05 | -152.0538 | 152.0583 | -152.0538 | 152.0583 | 62.4174 | 125.5545 | 82.8 | 85.9619 | 83.4 | 86.54 | -112.2 | -114.4927 | -118.3 | -121.2537 | -120.7 | -123.6612 | -120.9 | -124.0775 | 349.0251 | 362.9463
2021-01-16 22:30 | -32 | -32.0624 | 40.083 | 41.8847 | 47.7642 | 48.1916 | -33 | -33.0151 | -150.0428 | 150.0475 | -150.0428 | 150.0475 | 72.7175 | 127.8709 | 83.1 | 85.9373 | 83.4 | 86.3041 | -112.8 | -114.8495 | -117.4 | -120.939 | -120.7 | -124.3662 | -120.7 | -124.3029 | 334.3115 | 349.6097
2021-01-16 23:00 | -20 | -20.0998 | 49.1753 | 50.6879 | 36.0961 | 36.8643 | -20 | -20.0998 | -136.9353 | 136.9531 | -136.9353 | 136.9531 | 78.3873 | 131.5775 | 82.8 | 85.9619 | 83.7 | 86.8291 | -113.5 | -115.9049 | -117.9 | -120.1054 | -120.9 | -123.5759 | -120.6 | -123.2981 | 326.6532 | 343.1384
2021-01-16 23:30 | -16 | -16.7631 | 55.4498 | 57.4479 | 28.87 | 29.1802 | -15 | -15.8114 | -136.3065 | 136.4184 | -136.3065 | 136.4184 | 62.3374 | 124.0636 | 82.8 | 86.2921 | 83.4 | 86.7846 | -112.8 | -115.5806 | -117.2 | -120.7828 | -120.2 | -123.936 | -119.9 | -123.669 | 331.9988 | 346.8841
2021-01-17 | -3 | -5.831 | 62.0414 | 64.2067 | 19.1021 | 19.523 | -3 | -5.831 | -111.8362 | 111.8932 | -111.8362 | 111.8932 | 63.8273 | 125.8978 | 82.8 | 86.7265 | 83.1 | 86.8369 | -112.7 | -116.0142 | -116.3 | -120.5738 | -119.4 | -123.6026 | -119 | -123.1757 | 315.8748 | 332.1442
2021-01-17 00:30 | -4 | -6.4031 | 58.6465 | 61.0716 | 18.6322 | 19.1974 | -4 | -6.4031 | -101.429 | 101.4308 | -101.429 | 101.4308 | 69.1982 | 131.8724 | 83.1 | 88.3494 | 83.4 | 88.5305 | -112.4 | -117.0043 | -116.3 | -121.4942 | -119.2 | -124.5307 | -118.6 | -124.3272 | 307.6563 | 323.3136
2021-01-17 01:00 | -8 | -8 | 56.3069 | 57.3827 | 18.3611 | 21.6268 | -8 | -8 | -94.6491 | 95.371 | -94.6491 | 95.371 | 75.0182 | 134.8456 | 83.7 | 88.7133 | 83.4 | 88.2327 | -112.8 | -117.5548 | -116.8 | -121.96 | -119.8 | -125.0921 | -119.4 | -125.2661 | 313.8177 | 330.6802
2021-01-17 01:30 | 0 | 0 | 61.5993 | 63.2111 | 11.6054 | 14.5147 | 0 | 0 | -83.6272 | 84.1 | -83.6272 | 84.1 | 89.4662 | 143.7085 | 82.5 | 88.6341 | 82.5 | 88.7442 | -112.2 | -117.5323 | -115.9 | -122.223 | -118.9 | -125.0997 | -118.3 | -125.138 | 303.4138 | 323.324
2021-01-17 02:00 | -4 | -9.8489 | 56.7463 | 60.6464 | 15.7819 | 16.9672 | -3 | -8.544 | -86.8255 | 86.8599 | -86.8255 | 86.8599 | 93.5184 | 148.1673 | 83.7 | 89.8609 | 83.7 | 89.7522 | -112.6 | -118.6487 | -115.9 | -122.7724 | -118.7 | -125.7455 | -118.5 | -125.8571 | 297.702 | 316.0632
2021-01-17 02:30 | -1 | -9.0554 | 55.8335 | 59.8196 | 16.532 | 17.6736 | -3 | -9.4868 | -85.5943 | 85.6162 | -85.5943 | 85.6162 | 96.5507 | 144.4095 | 83.7 | 90.0265 | 84.3 | 90.5289 | -112.8 | -119.0287 | -116.4 | -123.1463 | -118.6 | -125.5196 | -118.6 | -125.7838 | 290.0135 | 304.7397
2021-01-17 03:00 | 1 | 11.0454 | 60.5718 | 64.5981 | 11.2019 | 13.2096 | 2 | 10.198 | -76.8408 | 76.9064 | -76.8408 | 76.9064 | 98.5843 | 143.9666 | 84.3 | 90.2048 | 84.9 | 90.7657 | -113.7 | -119.484 | -116.2 | -123.0126 | -119.4 | -125.8271 | -118.7 | -126.0838 | 292.7088 | 308.38
2021-01-17 03:30 | -6 | -10.8167 | 52.5611 | 57.1087 | 18.7605 | 19.9843 | -5 | -11.1803 | -87.8718 | 87.9071 | -87.8718 | 87.9071 | 100.8088 | 144.039 | 83.7 | 89.6443 | 84 | 90.1404 | -112.2 | -118.1747 | -114.5 | -121.1218 | -118.2 | -124.9759 | -117.8 | -124.797 | 289.0633 | 304.8286
2021-01-17 04:00 | -4 | -9.8489 | 51.9662 | 56.5936 | 18.7481 | 19.8447 | -3 | -10.4403 | -88.2607 | 88.277 | -88.2607 | 88.277 | 93.2592 | 141.1589 | 83.4 | 89.6915 | 84.3 | 90.5289 | -113.3 | -119.0005 | -115.3 | -122.3216 | -118.1 | -125.4191 | -117.7 | -124.9244 | 282.444 | 298.7007
2021-01-17 04:30 | -4 | -10.7703 | 53.7875 | 58.0802 | 18.1279 | 19.2851 | -4 | -10.7703 | -87.9482 | 87.9555 | -87.9482 | 87.9555 | 95.1097 | 142.5888 | 84.9 | 90.9797 | 84.6 | 90.8084 | -114.5 | -119.9216 | -116.3 | -122.4765 | -119.4 | -125.4493 | -119 | -125.8325 | 276.0026 | 292.3375
2021-01-17 05:00 | 2 | 10.198 | 59.4552 | 63.8702 | 13.1258 | 15.5607 | 0 | 10 | -82.0493 | 82.1153 | -82.0493 | 82.1153 | 95.9456 | 141.2874 | 84 | 90.1404 | 84.9 | 90.9797 | -113.7 | -119.6666 | -115.9 | -122.4444 | -119 | -125.9857 | -119.4 | -125.4543 | 285.0625 | 301.5876
2021-01-17 05:30 | 4 | 10.7703 | 65.8846 | 69.9339 | 5.2276 | 8.7877 | 7 | 12.2066 | -71.3278 | 71.3338 | -71.3278 | 71.3338 | 92.4109 | 138.4084 | 83.7 | 88.8132 | 84.9 | 89.945 | -114.1 | -119.0505 | -116.6 | -122.1424 | -119.6 | -125.2456 | -119.2 | -125.3541 | 282.9308 | 300.299
2021-01-17 06:00 | 3 | 7.6158 | 57.6667 | 61.6277 | 12.414 | 13.421 | 1 | 7.0711 | -86.4179 | 86.4772 | -86.4179 | 86.4772 | 86.6363 | 133.6138 | 83.4 | 88.4303 | 84.6 | 89.7617 | -113.7 | -118.2812 | -117.3 | -122.4776 | -120.3 | -125.457 | -120.1 | -125.4203 | 279.6436 | 297.0414
2021-01-17 06:30 | -5 | -7.0711 | 49.3714 | 52.9304 | 18.1898 | 19.136 | -5 | -7.0711 | -97.2269 | 97.4764 | -97.2269 | 97.4764 | 74.7791 | 134.8749 | 84.6 | 89.5629 | 84 | 89.1964 | -114.4 | -119.0645 | -117.5 | -122.8912 | -120.5 | -125.811 | -120 | -125.5087 | 271.8107 | 293.2203
2021-01-17 07:00 | 0 | 1 | 47.368 | 50.6037 | 16.7216 | 18.0151 | 0 | 1 | -92.9652 | 93.3294 | -92.9652 | 93.3294 | 70.0097 | 127.2994 | 83.7 | 87.4113 | 84 | 87.7852 | -113.5 | -116.4623 | -117.7 | -121.3649 | -120.6 | -124.3725 | -120.1 | -124.0114 | 273.0434 | 295.3959
2021-01-17 07:30 | -13 | -13.6015 | 36.5138 | 40.1954 | 25.7242 | 26.7748 | -14 | -14.3178 | -108.3995 | 108.6847 | -108.3995 | 108.6847 | 63.2098 | 125.8777 | 83.4 | 87.2113 | 83.4 | 87.2995 | -114 | -116.5932 | -116.8 | -120.8598 | -120.3 | -123.6026 | -119.7 | -123.3431 | 263.6043 | 283.9014
2021-01-17 08:00 | -27 | -27.0185 | 14.5381 | 21.5992 | 37.1245 | 38.2024 | -28 | -28 | -124.8158 | 125.0485 | -124.8158 | 125.0485 | 54.1068 | 117.3485 | 83.7 | 87.675 | 84.3 | 88.2479 | -113.4 | -116.6633 | -117.1 | -120.9067 | -120.1 | -124.1582 | -119.8 | -123.8975 | 276.1816 | 293.5305
2021-01-17 08:30 | -41 | -41 | -2.0881 | 13.1895 | 48.0397 | 49.4235 | -42 | -42 | -133.6117 | 133.9726 | -133.6117 | 133.9726 | 1.8663 | 97.6843 | 36 | 39.6011 | 35.4 | 39.3137 | -50.3 | -51.0777 | -61.2 | -62.4862 | -62.8 | -64.3479 | -62.6 | -63.9362 | 377.0668 | 392.3801
2021-01-17 09:00 | -47 | -47.0425 | -8.6633 | 14.2626 | 49.196 | 50.9641 | -47 | -47.0425 | -129.4593 | 129.9488 | -129.4593 | 129.9488 | -9.2864 | 99.3516 | 35.7 | 39.7146 | 36 | 40.116 | -50.9 | -51.4208 | -60.6 | -61.8173 | -62.4 | -63.5026 | -62.1 | -63.3456 | 348.357 | 362.8687
2021-01-17 09:30 | -47 | -47.0425 | -7.0969 | 13.0477 | 53.4153 | 54.8367 | -46 | -46.0435 | -137.8332 | 138.3069 | -137.8332 | 138.3069 | -20.2803 | 116.0332 | 34.5 | 39.9282 | 34.8 | 40.3386 | -50.6 | -51.391 | -60.4 | -62.0666 | -62.1 | -63.7385 | -61.5 | -63.6909 | 346.9748 | 370.8154
2021-01-17 10:00 | -53 | -53.1507 | -7.6283 | 11.0042 | 49.8983 | 52.1478 | -53 | -53.1507 | -125.4213 | 126.3276 | -125.4213 | 126.3276 | -15.4466 | 110.6334 | 34.8 | 40.6453 | 35.1 | 40.7492 | -50.6 | -51.9031 | -58.9 | -60.6612 | -60.6 | -62.3866 | -60.3 | -62.071 | 306.5318 | 330.7255
2021-01-17 10:30 | -56 | -56.0357 | -25.46 | 26.8855 | 62.677 | 64.047 | -53 | -53.0377 | -136.6475 | 137.2753 | -136.6475 | 137.2753 | -10.5561 | 107.8495 | 35.4 | 41.9453 | 35.7 | 41.9453 | -50.6 | -53.241 | -59.9 | -62.816 | -62.1 | -64.7971 | -61.7 | -64.2893 | 309.984 | 332.6588
2021-01-17 11:00 | -56 | -56.0803 | -28.9105 | 29.9895 | 58.9033 | 60.5829 | -55 | -55.0818 | -126.7475 | 127.2693 | -126.7475 | 127.2693 | -15.9296 | 111.0369 | 35.7 | 42.6855 | 36.3 | 43.0267 | -52.1 | -54.3854 | -59.6 | -62.6624 | -61.4 | -63.8905 | -61.4 | -63.7064 | 288.1774 | 309.3363
2021-01-17 11:30 | -52 | -52.1536 | -32.0774 | 32.1823 | 54.9772 | 59.5154 | -52 | -52.1536 | -117.5351 | 120.1602 | -117.5351 | 120.1602 | -22.2934 | 113.7062 | 35.7 | 44.0469 | 36.3 | 44.3615 | -50.9 | -54.5433 | -59.1 | -62.8296 | -60.6 | -64.5384 | -60.3 | -64.2914 | 283.2626 | 304.3013
2021-01-17 12:00 | -51 | -52.3927 | -36.4192 | 36.5175 | 59.6657 | 63.7495 | -51 | -52.3927 | -121.7644 | 123.9258 | -121.7644 | 123.9258 | -16.3464 | 111.445 | 34.8 | 43.1427 | 36 | 44.2904 | -50.5 | -53.7922 | -60.3 | -63.5409 | -61.9 | -65.3437 | -61.5 | -65.0945 | 295.6999 | 316.4813
2021-01-17 12:30 | -52 | -52.9528 | -31.9948 | 32.0259 | 51.578 | 55.4226 | -52 | -52.9528 | -112.0908 | 113.8691 | -112.0908 | 113.8691 | 8.9316 | 108.9176 | 35.7 | 43.5259 | 36 | 43.9436 | -51.1 | -54.2444 | -59.8 | -63.7577 | -61.5 | -65.4331 | -61.2 | -65.3771 | 289.9547 | 312.0339
2021-01-17 13:00 | -60 | -60.8276 | -39.3865 | 39.3875 | 58.0932 | 61.3818 | -59 | -59.8415 | -119.8154 | 121.4747 | -119.8154 | 121.4747 | 20.1711 | 110.2639 | 35.7 | 43.6982 | 36.6 | 44.1897 | -52.1 | -55.0568 | -59.7 | -63.4415 | -61.6 | -65.2773 | -61.1 | -64.839 | 283.13 | 305.2608
2021-01-17 13:30 | -62 | -62.9682 | -43.5722 | 43.5945 | 59.4043 | 63.0995 | -62 | -62.8013 | -117.9962 | 119.9161 | -117.9962 | 119.9161 | 25.583 | 107.475 | 36 | 43.7723 | 36.3 | 43.8503 | -51.4 | -54.4938 | -59.7 | -63.2858 | -61.3 | -65.061 | -60.9 | -64.4517 | 282.2607 | 304.0914
2021-01-17 14:00 | -63 | -63.9531 | -48.5036 | 48.5703 | 67.2674 | 70.6849 | -63 | -63.9531 | -129.4113 | 131.2522 | -129.4113 | 131.2522 | 17.6729 | 104.4823 | 36.3 | 44.3615 | 35.4 | 43.4534 | -51.4 | -54.722 | -59.9 | -63.3759 | -61.4 | -65.1498 | -61.1 | -64.8056 | 272.8193 | 295.1565
2021-01-17 14:30 | -58 | -59.0339 | -42.5853 | 42.6437 | 62.7726 | 66.3121 | -58 | -59.0339 | -125.0466 | 126.8698 | -125.0466 | 126.8698 | 18.821 | 103.9601 | 36.3 | 44.7091 | 37.5 | 45.518 | -52.3 | -55.7129 | -58.7 | -62.3433 | -60.5 | -64.4101 | -60.2 | -64.1284 | 263.2877 | 286.812
2021-01-17 15:00 | -69 | -70.0357 | -47.9997 | 48.1084 | 72.0106 | 75.206 | -69 | -70.0357 | -140.1693 | 141.84 | -140.1693 | 141.84 | 12.163 | 102.0212 | 36 | 43.4337 | 35.7 | 43.1854 | -51.6 | -54.6494 | -59.2 | -62.4871 | -60.6 | -63.9735 | -60.3 | -63.7217 | 278.8352 | 300.7936
2021-01-17 15:30 | -63 | -64.1327 | -46.436 | 46.669 | 77.3506 | 80.6872 | -63 | -64.1327 | -152.8632 | 154.7059 | -152.8632 | 154.7059 | -0.37142 | 99.8343 | 36 | 42.4529 | 36.6 | 42.8065 | -51.4 | -53.379 | -58.8 | -61.14 | -60.3 | -62.816 | -60 | -62.6706 | 293.2807 | 315.2857
2021-01-17 16:00 | -65 | -66.0984 | -37.1341 | 37.325 | 74.5578 | 77.8128 | -65 | -66.0984 | -156.2379 | 157.9041 | -156.2379 | 157.9041 | -12.3811 | 102.7011 | 36.6 | 42.8065 | 36.3 | 42.3946 | -51.4 | -53.7376 | -59.7 | -62.0188 | -61.3 | -63.7217 | -61 | -63.4606 | 303.2422 | 324.1595
2021-01-17 16:30 | -73 | -74.1485 | -32.4771 | 32.7748 | 80.1676 | 83.1029 | -73 | -74.1485 | -168.6607 | 170.1239 | -168.6607 | 170.1239 | -12.9232 | 102.2765 | 35.7 | 41.5714 | 35.7 | 41.7259 | -51.1 | -52.8493 | -60.6 | -62.3104 | -62.1 | -64.1783 | -61.7 | -64.1069 | 336.3368 | 356.4924
2021-01-17 17:00 | -79 | -80.4114 | -26.0153 | 26.8884 | 86.309 | 89.0911 | -77 | -78.4474 | -185.2671 | 186.5606 | -185.2671 | 186.5606 | -24.9412 | 102.5805 | 34.8 | 40.7492 | 35.4 | 41.1602 | -50.2 | -51.6846 | -61.1 | -62.8653 | -62.8 | -64.7571 | -62.5 | -64.5906 | 358.7 | 376.3487
2021-01-17 17:30 | -71 | -72.3671 | -12.0754 | 15.5817 | 78.7372 | 82.5044 | -71 | -72.3671 | -181.9205 | 183.5725 | -181.9205 | 183.5725 | -29.131 | 102.9864 | 35.4 | 40.8573 | 35.4 | 39.7135 | -50.9 | -51.927 | -62 | -63.4477 | -63.8 | -65.2185 | -63.6 | -65.0536 | 402.5909 | 416.5385
2021-01-17 18:00 | -75 | -76.4853 | -5.9803 | 12.551 | 86.5225 | 89.4524 | -76 | -77.666 | -193.968 | 195.1752 | -193.968 | 195.1752 | -25.2001 | 103.1777 | 35.4 | 39.8503 | 36 | 40.5211 | -51 | -51.788 | -62.3 | -63.2299 | -64.1 | -65.0737 | -63.9 | -64.8006 | 407.7734 | 421.9846
2021-01-17 18:30 | -59 | -60.0167 | 9.4116 | 10.8978 | 73.4433 | 75.8536 | -60 | -61 | -176.1236 | 176.8512 | -176.1236 | 176.8512 | -32.4646 | 105.5352 | 35.1 | 39.865 | 35.1 | 39.7237 | -50.4 | -51.0361 | -61.6 | -62.5863 | -63 | -64.6678 | -62.7 | -64.158 | 404.1791 | 419.0844
2021-01-17 19:00 | -45 | -45.7056 | 30.1382 | 30.2896 | 59.8358 | 62.0973 | -45 | -45.7056 | -155.7604 | 156.3128 | -155.7604 | 156.3128 | -26.2115 | 105.3913 | 35.1 | 39.865 | 35.4 | 40.2716 | -50.5 | -51.2458 | -61.2 | -62.5736 | -63.1 | -64.1793 | -62.6 | -64.0816 | 410.1857 | 424.9546
2021-01-17 19:30 | -45 | -45.3982 | 33.2714 | 33.2876 | 60.6972 | 62.445 | -44 | -44.4072 | -157.4939 | 157.8651 | -157.4939 | 157.8651 | -16.2475 | 103.5264 | 34.8 | 39.3183 | 34.8 | 39.1796 | -49.9 | -50.4049 | -61.6 | -62.9158 | -63.2 | -64.7236 | -63.1 | -64.4455 | 432.3997 | 450.1281
2021-01-17 20:00 | -44 | -44.4072 | 30.3633 | 30.7005 | 69.2632 | 70.7842 | -42 | -42.4264 | -170.9688 | 171.303 | -170.9688 | 171.303 | -17.5391 | 105.1057 | 35.1 | 39.4463 | 34.8 | 39.3183 | -49.5 | -50.2415 | -62.3 | -63.4452 | -64.2 | -65.4056 | -63.6 | -64.8361 | 443.7402 | 460.5274
2021-01-17 20:30 | -47 | -47.3814 | 37.0033 | 37.2351 | 62.617 | 64.2806 | -46 | -46.3897 | -159.9843 | 160.3657 | -159.9843 | 160.3657 | -15.1235 | 104.204 | 34.5 | 38.9134 | 34.8 | 39.0427 | -50.2 | -51.0467 | -61.9 | -63.7574 | -63.4 | -65.4832 | -63.3 | -64.817 | 432.715 | 449.4253
2021-01-17 21:00 | -39 | -39.4588 | 40.1447 | 40.2472 | 56.9198 | 58.8749 | -39 | -39.4588 | -150.6004 | 151.2042 | -150.6004 | 151.2042 | -9.1304 | 103.3185 | 35.4 | 39.5784 | 35.1 | 39.1761 | -50.4 | -51.0952 | -61.5 | -62.9158 | -63.3 | -64.7393 | -62.9 | -64.3115 | 426.4932 | 445.2817
2021-01-17 21:30 | -41 | -41.4367 | 37.9227 | 37.9804 | 56.2311 | 58.1657 | -41 | -41.4367 | -149.2846 | 149.8861 | -149.2846 | 149.8861 | 2.3324 | 102.8481 | 35.1 | 39.4463 | 35.1 | 39.4463 | -50.1 | -50.589 | -61.6 | -63.2361 | -63.2 | -65.013 | -63 | -64.8845 | 422.3954 | 442.1996
2021-01-17 22:00 | -32 | -32.3883 | 42.9979 | 42.9988 | 47.6718 | 50.0388 | -32 | -32.3883 | -131.4315 | 132.2125 | -131.4315 | 132.2125 | 15.9263 | 103.5602 | 35.4 | 39.7135 | 35.1 | 39.5841 | -50.4 | -51.2149 | -61.8 | -63.2787 | -63.5 | -65.0942 | -63.3 | -64.8514 | 417.9629 | 437.9272
2021-01-17 22:30 | -28 | -28.6356 | 44.5687 | 44.5719 | 43.8433 | 46.6616 | -28 | -28.6356 | -128.6838 | 129.5589 | -128.6838 | 129.5589 | 16.7256 | 104.4583 | 35.4 | 40.1294 | 35.7 | 40.2548 | -50.7 | -51.6575 | -61 | -62.6084 | -62.8 | -64.2349 | -62.4 | -64.1081 | 398.1871 | 420.2563
2021-01-17 23:00 | -30 | -30.5941 | 40.3003 | 40.3132 | 45.7959 | 48.5059 | -30 | -30.4138 | -136.4381 | 137.2963 | -136.4381 | 137.2963 | 26.9438 | 103.7968 | 36.6 | 41.1919 | 36.3 | 40.9255 | -51.7 | -52.4241 | -61.2 | -62.639 | -62.9 | -64.0488 | -62.7 | -64.0928 | 388.0212 | 411.8513
2021-01-17 23:30 | -16 | -16.7631 | 54.4503 | 54.4652 | 30.3694 | 34.534 | -17 | -17.72 | -125.7794 | 126.6844 | -125.7794 | 126.6844 | 7.1148 | 94.3954 | 37.2 | 41.5909 | 37.5 | 41.4673 | -52.6 | -53.3146 | -60.7 | -61.8758 | -62.5 | -63.8174 | -62.1 | -63.4667 | 384.9148 | 406.9477
2021-01-18 | -21 | -21.587 | 46.9524 | 47.0144 | 35.7251 | 39.117 | -21 | -21.587 | -127.175 | 128.2433 | -127.175 | 128.2433 | 15.924 | 96.0914 | 37.2 | 41.326 | 37.5 | 41.727 | -52.7 | -53.5448 | -60.6 | -61.9371 | -62.1 | -63.5034 | -61.8 | -63.215 | 376.4337 | 400.1247
2021-01-18 00:30 | -12 | -13 | 54.5182 | 54.6352 | 25.1305 | 29.7499 | -12 | -12.6491 | -103.8614 | 105.3963 | -103.8614 | 105.3963 | 17.0001 | 98.0564 | 36.6 | 41.0551 | 37.2 | 41.8626 | -52.5 | -53.3174 | -59.7 | -61.1204 | -61.4 | -62.824 | -61.1 | -62.5953 | 360.2807 | 385.7519
2021-01-18 01:00 | -11 | -11.7047 | 48.751 | 48.9925 | 29.045 | 32.5977 | -10 | -10.7703 | -105.6776 | 107.0736 | -105.6776 | 107.0736 | 22.1958 | 101.2879 | 37.2 | 41.8626 | 37.5 | 42.1294 | -53.2 | -54.1133 | -60.4 | -61.9342 | -61.9 | -63.8537 | -61.5 | -63.4555 | 358.4622 | 383.9354
2021-01-18 01:30 | -13 | -13.3417 | 48.9941 | 49.3626 | 27.5046 | 30.9211 | -13 | -13.3417 | -104.558 | 105.7839 | -104.558 | 105.7839 | 27.4828 | 101.4905 | 37.2 | 42.1412 | 37.2 | 41.8626 | -52.7 | -53.7953 | -59.6 | -61.5328 | -61.2 | -63.2324 | -60.9 | -62.7441 | 350.7369 | 376.699
2021-01-18 02:00 | -18 | -18.6815 | 46.3236 | 46.4859 | 29.2355 | 33.6813 | -17 | -17.72 | -101.0559 | 102.9203 | -101.0559 | 102.9203 | 17.063 | 99.4534 | 37.2 | 44.4334 | 37.5 | 44.2019 | -52.7 | -55.1044 | -58.7 | -61.5764 | -60.7 | -63.7553 | -60.2 | -63.2181 | 318.5789 | 343.6538
2021-01-18 02:30 | -20 | -20.2237 | 44.6699 | 44.9019 | 31.1561 | 34.8114 | -20 | -20.3961 | -102.5396 | 104.031 | -102.5396 | 104.031 | 27.0891 | 93.8047 | 37.2 | 43.9477 | 37.8 | 44.1439 | -52.9 | -55.7409 | -58.9 | -61.7803 | -60.7 | -63.7147 | -60.2 | -63.4492 | 326.1093 | 347.6512
2021-01-18 03:00 | -20 | -20.3961 | 41.6399 | 41.7849 | 34.8674 | 38.5552 | -20 | -20.6155 | -108.937 | 110.6903 | -108.937 | 110.6903 | 28.7301 | 93.7866 | 36.9 | 43.3757 | 37.2 | 43.3757 | -52.3 | -54.5601 | -59.2 | -61.6936 | -60.9 | -63.4943 | -60.5 | -63.2225 | 333.8539 | 354.9438
2021-01-18 03:30 | -27 | -27.8927 | 35.7115 | 35.749 | 41.7404 | 45.2733 | -27 | -27.8927 | -117.2866 | 119.2229 | -117.2866 | 119.2229 | 33.159 | 94.2148 | 37.5 | 43.5786 | 37.8 | 43.9897 | -52.5 | -54.8893 | -59.5 | -62.0385 | -61 | -63.6572 | -60.8 | -63.2361 | 344.461 | 364.8222
2021-01-18 04:00 | -29 | -29.6142 | 36.032 | 36.0578 | 43.9275 | 46.9852 | -29 | -29.6142 | -122.4231 | 124.1081 | -122.4231 | 124.1081 | 30.0018 | 92.765 | 37.2 | 43.4752 | 37.2 | 43.4752 | -52.5 | -54.3865 | -59.5 | -61.7163 | -61 | -63.4606 | -60.7 | -63.2561 | 359.2813 | 377.9767
2021-01-18 04:30 | -37 | -37.855 | 31.2171 | 31.3422 | 51.9541 | 54.7489 | -36 | -36.8782 | -134.5319 | 136.2057 | -134.5319 | 136.2057 | 23.3146 | 89.7525 | 36.6 | 42.4985 | 36.6 | 42.4985 | -52 | -53.3368 | -59.2 | -61.3042 | -61 | -62.9249 | -60.7 | -62.8841 | 368.1198 | 386.4131
2021-01-18 05:00 | -44 | -44.7214 | 32.2581 | 33.2305 | 59.7921 | 62.1121 | -44 | -44.7214 | -147.9192 | 149.2518 | -147.9192 | 149.2518 | -11.1065 | 84.6854 | 37.2 | 43.4752 | 37.2 | 43.4752 | -52.7 | -54.6696 | -58.6 | -61.1287 | -60.1 | -62.9966 | -59.9 | -62.8334 | 344.6117 | 358.2002
2021-01-18 05:30 | -44 | -44.7214 | 36.032 | 36.9088 | 62.1031 | 64.2976 | -44 | -44.7214 | -152.3119 | 153.2949 | -152.3119 | 153.2949 | -14.2594 | 84.7929 | 36.9 | 42.4572 | 36.9 | 42.6063 | -52.5 | -53.5785 | -60.7 | -62.3571 | -62.2 | -64.3204 | -62.1 | -63.9095 | 388.2982 | 399.3785
2021-01-18 06:00 | -52 | -52.345 | 33.2754 | 35.2627 | 69.9401 | 71.3395 | -53 | -53.2353 | -166.4974 | 167.1503 | -166.4974 | 167.1503 | -27.439 | 86.0489 | 36 | 41.0858 | 36.9 | 41.7561 | -52.4 | -53.2902 | -60.7 | -62.2268 | -62.9 | -64.1464 | -62.6 | -63.9512 | 420.9729 | 430.0284
2021-01-18 06:30 | -60 | -60.2993 | 23.905 | 26.2121 | 78.7461 | 79.9995 | -61 | -61.2944 | -187.0669 | 187.426 | -187.0669 | 187.426 | -44.8294 | 91.9654 | 35.1 | 37.939 | 36 | 38.5544 | -50.6 | -51.0069 | -61.2 | -61.4448 | -63 | -63.3043 | -62.8 | -62.8268 | 440.293 | 447.2965
2021-01-18 07:00 | -69 | -70.0357 | 11.9118 | 22.0875 | 88.4911 | 90.2315 | -69 | -69.8713 | -197.4769 | 198.2055 | -197.4769 | 198.2055 | -68.9845 | 99.1802 | 34.8 | 37.548 | 35.1 | 38.0539 | -50.1 | -50.2292 | -61.6 | -61.9927 | -63.4 | -63.9027 | -63.1 | -63.6795 | 446.9812 | 454.365
2021-01-18 07:30 | -82 | -82.8734 | 5.0589 | 19.9967 | 99.4897 | 100.809 | -81 | -81.7435 | -213.7186 | 214.0503 | -213.7186 | 214.0503 | -80.0574 | 108.2124 | 34.8 | 37.3268 | 34.8 | 37.548 | -49.7 | -49.7905 | -61.6 | -61.942 | -63.4 | -63.7636 | -63.3 | -63.6227 | 446.7345 | 453.4204
2021-01-18 08:00 | -99 | -99.8499 | -5.6451 | 21.7963 | 111.1384 | 112.3491 | -98 | -98.8585 | -230.178 | 230.4007 | -230.178 | 230.4007 | -88.3312 | 110.0859 | 35.7 | 38.0622 | 35.7 | 38.0622 | -50.5 | -50.3322 | -61.6 | -61.972 | -63.3 | -63.5652 | -63.1 | -63.4476 | 450.7797 | 456.1204
2021-01-18 08:30 | -97 | -97.6217 | -12.3549 | 22.1106 | 114.6519 | 115.4946 | -97 | -97.6217 | -233.3055 | 233.423 | -233.3055 | 233.423 | -88.269 | 107.4623 | 35.4 | 37.476 | 35.7 | 37.7595 | -50.2 | -50.2168 | -61.3 | -61.6114 | -62.9 | -63.1314 | -62.9 | -63.0233 | 445.9305 | 451.1076
2021-01-18 09:00 | -101 | -102.9612 | -18.4117 | 31.4401 | 116.4901 | 118.4412 | -101 | -102.9612 | -233.2705 | 233.9613 | -233.2705 | 233.9613 | -84.7115 | 113.8524 | 35.4 | 38.3308 | 35.7 | 38.3836 | -50 | -50.1294 | -61.6 | -62.0078 | -63.6 | -64.0062 | -63.5 | -63.8847 | 447.9599 | 453.4796
2021-01-18 09:30 | -102 | -103.5761 | -22.1136 | 32.8093 | 114.8423 | 116.6902 | -102 | -103.5761 | -225.471 | 226.0984 | -225.471 | 226.0984 | -77.8046 | 108.9474 | 34.5 | 37.1576 | 34.8 | 37.548 | -49 | -49.0857 | -61.9 | -62.0736 | -63.5 | -64.0062 | -63.4 | -63.9732 | 448.7891 | 454.1207
2021-01-18 10:00 | -99 | -101 | -28.9491 | 38.7261 | 111.942 | 114.2691 | -99 | -100.8067 | -215.0415 | 215.9919 | -215.0415 | 215.9919 | -80.0696 | 112.6638 | 34.5 | 37.108 | 34.5 | 37.2701 | -49 | -49.1044 | -62.1 | -62.5046 | -63.9 | -64.4264 | -63.7 | -64.1169 | 447.3275 | 452.5692
2021-01-18 10:30 | -99 | -100.6231 | -31.9926 | 39.3113 | 108.6998 | 110.8311 | -98 | -99.4636 | -210.47 | 211.103 | -210.47 | 211.103 | -58.2241 | 99.0696 | 35.7 | 38.4948 | 35.7 | 38.3836 | -51.1 | -51.188 | -62.5 | -62.8797 | -64.4 | -64.7793 | -64.3 | -64.6692 | 419.6128 | 424.9619
2021-01-18 11:00 | -92 | -93.7443 | -36.3363 | 43.3463 | 103.6418 | 106.116 | -92 | -93.9415 | -199.0941 | 199.8786 | -199.0941 | 199.8786 | -49.6851 | 96.2544 | 36.3 | 39.5101 | 36.6 | 39.5545 | -51.8 | -51.8321 | -61.8 | -62.626 | -63.5 | -64.2646 | -63.5 | -64.1264 | 400.7843 | 406.4842
2021-01-18 11:30 | -96 | -97.4936 | -39.3524 | 45.4934 | 105.303 | 107.6095 | -96 | -97.6729 | -203.2161 | 203.9244 | -203.2161 | 203.9244 | -45.6827 | 94.539 | 36.3 | 39.5101 | 36 | 39.2347 | -51 | -50.9559 | -61.1 | -61.6747 | -63 | -63.3998 | -62.8 | -63.1744 | 397.7176 | 403.5469
2021-01-18 12:00 | -102 | -103.407 | -46.368 | 52.3853 | 110.7153 | 112.5816 | -101 | -102.4207 | -210.0692 | 210.5575 | -210.0692 | 210.5575 | -32.5606 | 89.3467 | 36 | 39.2347 | 35.7 | 38.8404 | -50.9 | -51.1353 | -60.9 | -61.6032 | -62.5 | -63.2437 | -62.5 | -63.1165 | 397.212 | 403.1255
2021-01-18 12:30 | -104 | -105.3803 | -52.8615 | 57.8315 | 111.7652 | 113.6323 | -103 | -104.3935 | -209.6134 | 210.065 | -209.6134 | 210.065 | -11.3524 | 84.1232 | 35.4 | 38.5649 | 36 | 39 | -50.5 | -50.8906 | -61.1 | -61.7337 | -62.6 | -63.3145 | -62.6 | -63.287 | 417.1181 | 422.8302
2021-01-18 13:00 | -101 | -102.7716 | -53.287 | 59.2754 | 110.5272 | 112.8648 | -102 | -103.7545 | -209.6374 | 210.2796 | -209.6374 | 210.2796 | -19.2097 | 86.6712 | 35.7 | 39.2037 | 36.6 | 39.6693 | -51.6 | -51.9509 | -60.5 | -61.1223 | -61.9 | -62.8335 | -62 | -62.6498 | 398.9638 | 404.1967
2021-01-18 13:30 | -114 | -115.7411 | -63.8406 | 68.7824 | 119.7443 | 121.839 | -113 | -114.7563 | -222.7013 | 223.3429 | -222.7013 | 223.3429 | -14.5758 | 80.7984 | 36 | 39 | 36 | 38.8856 | -51 | -51.2486 | -59.9 | -60.3432 | -61.6 | -62.0549 | -61.5 | -61.8091 | 410.694 | 416.2928
2021-01-18 14:00 | -109 | -111.0045 | -58.3483 | 64.9882 | 120.8162 | 123.1302 | -108 | -110.0227 | -222.9724 | 223.8232 | -222.9724 | 223.8232 | -6.5184 | 80.7651 | 35.1 | 37.939 | 35.1 | 38.1708 | -49.9 | -50.3436 | -61.3 | -62.0549 | -62.9 | -63.878 | -62.8 | -63.7666 | 410.3424 | 416.3889
2021-01-18 14:30 | -111 | -113.1592 | -53.7704 | 60.6973 | 119.4517 | 121.8104 | -110 | -111.9866 | -220.097 | 221.0201 | -220.097 | 221.0201 | -7.4464 | 80.3815 | 35.7 | 38.608 | 35.7 | 38.7233 | -50.5 | -50.4433 | -60.5 | -61.0136 | -62 | -62.5399 | -62.1 | -62.4408 | 413.2376 | 419.2613
2021-01-18 15:00 | -122 | -124.7397 | -62.8535 | 70.1227 | 132.48 | 135.1935 | -123 | -125.5149 | -241.3317 | 242.6814 | -241.3317 | 242.6814 | -11.4832 | 79.9845 | 35.7 | 38.9596 | 36.3 | 39.2771 | -50.6 | -50.5585 | -61.2 | -61.2249 | -62.6 | -62.9496 | -62.6 | -63.062 | 418.052 | 424.4624
2021-01-18 15:30 | -128 | -129.7112 | -65.4705 | 70.763 | 140.6613 | 142.3155 | -129 | -130.6981 | -258.2053 | 258.7356 | -258.2053 | 258.7356 | -30.0847 | 85.4971 | 35.1 | 38.4105 | 35.7 | 38.8404 | -51.1 | -50.7001 | -61.4 | -61.9856 | -63.2 | -63.7386 | -63 | -63.8097 | 433.1983 | 438.955
2021-01-18 16:00 | -127 | -130.4952 | -48.6763 | 59.7017 | 135.4538 | 138.5043 | -127 | -130.269 | -250.2189 | 251.9723 | -250.2189 | 251.9723 | -37.2524 | 84.2991 | 34.8 | 37.8951 | 35.4 | 38.5649 | -50.1 | -50.1846 | -61.5 | -61.919 | -63.2 | -63.7824 | -63.2 | -63.7558 | 436.1457 | 442.6224
2021-01-18 16:30 | -121 | -123.9758 | -50.491 | 58.7551 | 132.6217 | 135.4563 | -121 | -123.9758 | -255.3833 | 256.7775 | -255.3833 | 256.7775 | -35.7155 | 83.3316 | 34.5 | 37.5012 | 35.4 | 38.2897 | -50.1 | -50.2439 | -60.8 | -61.3372 | -62.6 | -63.1611 | -62.6 | -63.1478 | 462.3416 | 468.8049
2021-01-18 17:00 | -108 | -110.6345 | -38.914 | 47.1481 | 124.2275 | 126.8332 | -108 | -110.6345 | -251.2635 | 252.346 | -251.2635 | 252.346 | -33.206 | 81.1489 | 34.2 | 37.2254 | 35.1 | 37.8262 | -48.8 | -49.0918 | -61.7 | -62.1173 | -63.6 | -63.9153 | -63.3 | -63.8161 | 490.1353 | 496.8765
2021-01-18 17:30 | -106 | -108.683 | -25.6863 | 36.2043 | 123.3029 | 125.3502 | -107 | -110.1136 | -260.5032 | 261.0086 | -260.5032 | 261.0086 | -37.2245 | 86.3626 | 34.5 | 38.2426 | 34.8 | 38.5135 | -49.8 | -49.9616 | -62.7 | -63.5404 | -64.2 | -65.3979 | -64.1 | -65.2993 | 502.4352 | 507.712
2021-01-18 18:00 | -109 | -110.6436 | -19.2357 | 31.6132 | 127.5485 | 129.1842 | -110 | -111.463 | -265.9043 | 266.2706 | -265.9043 | 266.2706 | -50.6324 | 85.2596 | 34.8 | 37.548 | 35.1 | 37.8262 | -50.5 | -50.3835 | -62.5 | -62.8908 | -64.1 | -64.7427 | -64.2 | -64.6022 | 492.828 | 497.4892
2021-01-18 18:30 | -104 | -106.099 | -5.9634 | 27.8992 | 123.171 | 125.0815 | -103 | -104.9238 | -257.9735 | 258.5336 | -257.9735 | 258.5336 | -51.7855 | 87.2526 | 34.2 | 37.2254 | 35.1 | 38.0539 | -49.3 | -49.7164 | -61.8 | -62.9063 | -63.6 | -64.7309 | -63.6 | -64.4888 | 493.6721 | 498.8305
2021-01-18 19:00 | -101 | -102.9612 | -1.2274 | 26.5199 | 121.0889 | 123.0179 | -101 | -102.7716 | -254.1247 | 254.6998 | -254.1247 | 254.6998 | -52.6124 | 90.4361 | 34.2 | 37.4664 | 34.5 | 37.7404 | -49.1 | -49.3244 | -61.6 | -62.4225 | -63.5 | -64.3623 | -63.4 | -64.3786 | 481.8545 | 487.2857
2021-01-18 19:30 | -85 | -85.9884 | 20.4737 | 29.577 | 100.1797 | 101.5786 | -84 | -85 | -228.3995 | 228.7296 | -228.3995 | 228.7296 | -63.8792 | 104.5339 | 34.8 | 38.3859 | 34.8 | 38.1366 | -49.6 | -49.8824 | -61.4 | -61.6951 | -63 | -63.5186 | -62.8 | -63.2825 | 457.4306 | 462.2005
2021-01-18 20:00 | -72 | -72.9931 | 28.5484 | 35.6595 | 94.7451 | 95.9591 | -72 | -72.8354 | -221.7297 | 222.0012 | -221.7297 | 222.0012 | -63.5742 | 102.8064 | 34.5 | 37.863 | 34.8 | 38.1366 | -49.4 | -49.6729 | -61.2 | -61.6825 | -63 | -63.3222 | -62.7 | -63.171 | 447.1306 | 451.7971
2021-01-18 20:30 | -72 | -72.9931 | 28.9724 | 34.8928 | 91.2372 | 92.4528 | -72 | -72.8354 | -215.8952 | 216.1721 | -215.8952 | 216.1721 | -57.2266 | 97.9659 | 35.4 | 38.6849 | 35.1 | 38.4105 | -49.8 | -50.0812 | -61 | -61.4841 | -62.6 | -63.0718 | -62.5 | -62.9725 | 433.54 | 438.7405
2021-01-18 21:00 | -65 | -65.9242 | 32.2845 | 36.5925 | 83.623 | 85.0007 | -65 | -65.9242 | -203.6139 | 204.0474 | -203.6139 | 204.0474 | -42.6694 | 91.988 | 34.8 | 38.7743 | 34.8 | 38.9076 | -49.9 | -49.9514 | -60.1 | -61.2072 | -62.3 | -62.9325 | -61.9 | -62.7781 | 421.4079 | 427.5702
2021-01-18 21:30 | -56 | -56.8858 | 36.0098 | 38.6085 | 75.4462 | 76.9625 | -56 | -56.8858 | -188.5892 | 189.1086 | -188.5892 | 189.1086 | -41.1853 | 92.6529 | 36 | 39.9845 | 35.7 | 39.847 | -50.7 | -51.343 | -59.5 | -60.6964 | -61.3 | -62.3905 | -61.1 | -62.1103 | 389.6893 | 397.272
2021-01-18 22:00 | -51 | -51.788 | 36.5316 | 38.2026 | 70.1613 | 71.7132 | -51 | -51.788 | -180.3894 | 181.0043 | -180.3894 | 181.0043 | -26.0766 | 90.3213 | 35.4 | 41.1602 | 36.3 | 41.9367 | -50.8 | -52.2444 | -59.2 | -60.81 | -60.6 | -62.3161 | -60.6 | -62.2187 | 378.1433 | 386.7568
2021-01-18 22:30 | -48 | -48.6621 | 36.3883 | 37.5173 | 67.1362 | 68.7384 | -48 | -48.6621 | -180.519 | 181.0572 | -180.519 | 181.0572 | -14.3037 | 89.8846 | 35.7 | 42.6855 | 36.3 | 43.0267 | -51.2 | -53.4948 | -59 | -61.5123 | -60.4 | -62.912 | -60 | -62.5 | 376.3106 | 386.1152
2021-01-18 23:00 | -43 | -43.9318 | 34.3533 | 35.4618 | 64.2037 | 66.3094 | -44 | -44.911 | -178.7702 | 179.4813 | -178.7702 | 179.4813 | -8.5153 | 91.2552 | 36.6 | 43.9323 | 36.6 | 43.441 | -52.2 | -54.6445 | -59.2 | -61.7729 | -61.1 | -63.4133 | -60.6 | -63.133 | 364.115 | 373.5969
2021-01-18 23:30 | -47 | -48.0521 | 38.2132 | 39.3427 | 58.6693 | 61.18 | -48 | -49.0306 | -177.0731 | 177.711 | -177.0731 | 177.711 | -25.376 | 89.2518 | 36.6 | 43.2801 | 37.5 | 43.8872 | -52.2 | -54.2441 | -58.9 | -61.0021 | -60.3 | -62.6777 | -60 | -62.3347 | 360.3515 | 370.9715
2021-01-19 | -42 | -42.5793 | 34.7228 | 35.5208 | 60.0786 | 62.1656 | -43 | -43.566 | -173.681 | 174.4101 | -173.681 | 174.4101 | -16.4877 | 91.851 | 37.2 | 44.1082 | 36.9 | 43.8554 | -52.9 | -55.3543 | -59.4 | -62.0385 | -60.6 | -63.133 | -60.8 | -63.437 | 358.9048 | 369.5946
2021-01-19 00:30 | -42 | -42.9535 | 33.7502 | 34.4149 | 56.2616 | 58.8783 | -41 | -41.9762 | -160.1535 | 161.3456 | -160.1535 | 161.3456 | -16.7579 | 90.9838 | 36.3 | 43.0267 | 37.2 | 43.8554 | -52.3 | -54.5678 | -58.5 | -60.803 | -59.9 | -62.3929 | -59.7 | -62.1342 | 340.2348 | 353.2412
2021-01-19 01:00 | -42 | -43.1741 | 31.0824 | 32.0301 | 57.2018 | 60.3051 | -41 | -42.2019 | -159.7254 | 161.2862 | -159.7254 | 161.2862 | -10.5941 | 96.3683 | 36.6 | 44.099 | 36.9 | 44.1826 | -52.7 | -55.6249 | -59 | -61.9229 | -60.7 | -63.6944 | -60.2 | -63.1272 | 343.8665 | 355.6702
2021-01-19 01:30 | -49 | -49.0102 | 22.5409 | 22.7391 | 64.0953 | 64.8672 | -49 | -49 | -166.4049 | 166.6296 | -166.4049 | 166.6296 | 3.7245 | 93.7057 | 36.9 | 43.5341 | 37.5 | 44.0438 | -52.9 | -55.124 | -59 | -61.6266 | -60.6 | -63.0642 | -60.3 | -62.8622 | 346.3409 | 362.6509
2021-01-19 02:00 | -50 | -50.01 | 21.1565 | 21.3207 | 64.6284 | 65.4852 | -49 | -49.0408 | -158.224 | 158.4476 | -158.224 | 158.4476 | 7.5913 | 94.3275 | 37.2 | 44.2701 | 37.2 | 43.9477 | -52.7 | -55.1337 | -58.7 | -61.5523 | -60.5 | -63.5447 | -60.1 | -62.9124 | 343.1564 | 358.6662
2021-01-19 02:30 | -52 | -52.0096 | 18.8727 | 19.2228 | 65.2553 | 66.0864 | -52 | -52.0384 | -156.6019 | 156.8341 | -156.6019 | 156.8341 | 12.441 | 86.4199 | 36.6 | 45.4814 | 36.9 | 45.7232 | -52.5 | -56.5321 | -58.6 | -62.7659 | -59.8 | -64.4745 | -59.6 | -64.1024 | 341.7483 | 349.5601
2021-01-19 03:00 | -49 | -49.0408 | 21.0799 | 21.2838 | 64.6803 | 65.5733 | -50 | -50.01 | -162.5367 | 162.914 | -162.5367 | 162.914 | 13.4286 | 85.3967 | 36.6 | 45.304 | 37.5 | 45.7232 | -52.4 | -56.1015 | -58.1 | -62.5608 | -59.7 | -64.2692 | -59.4 | -63.8978 | 340.7381 | 348.877
2021-01-19 03:30 | -58 | -58.0775 | 12.5892 | 12.62 | 73.9742 | 74.8738 | -59 | -59.0762 | -172.7467 | 173.2029 | -172.7467 | 173.2029 | 13.9981 | 84.3403 | 37.2 | 45.2712 | 37.5 | 45.6887 | -53 | -56.6366 | -58.7 | -62.9003 | -60.1 | -64.3865 | -60.1 | -64.5157 | 347.1868 | 355.2292
2021-01-19 04:00 | -66 | -66.1891 | 5.8128 | 6.2389 | 80.6851 | 81.7172 | -67 | -67.1863 | -184.3879 | 184.9406 | -184.3879 | 184.9406 | 10.988 | 80.3723 | 36.3 | 44.7091 | 37.2 | 45.1009 | -52.5 | -55.9007 | -58.9 | -62.3712 | -60.4 | -64.0101 | -60.1 | -63.7057 | 358.2008 | 365.8712
2021-01-19 04:30 | -69 | -69.2604 | 5.4316 | 6.8804 | 84.2505 | 85.2818 | -68 | -68.2642 | -192.7845 | 193.3528 | -192.7845 | 193.3528 | 5.7565 | 77.092 | 36 | 44.1163 | 36.9 | 45.025 | -52 | -55.3624 | -58.9 | -62.8049 | -60.3 | -64.4445 | -60 | -64.2673 | 377.1505 | 383.8079
2021-01-19 05:00 | -74 | -74.1687 | 5.7191 | 6.8615 | 90.978 | 91.6583 | -74 | -74.108 | -205.6653 | 205.907 | -205.6653 | 205.907 | -1.3983 | 73.8626 | 36.6 | 42.3468 | 36.9 | 42.6063 | -52.2 | -53.7944 | -59.5 | -61.7992 | -61.2 | -63.5441 | -60.8 | -63.1319 | 393.3487 | 399.284
2021-01-19 05:30 | -70 | -70.0643 | 15.0458 | 16.7896 | 87.8795 | 88.23 | -69 | -69.029 | -207.5358 | 207.6272 | -207.5358 | 207.6272 | -16.5805 | 74.1443 | 36.6 | 42.1967 | 37.2 | 42.5715 | -51.7 | -52.9997 | -60.6 | -62.6259 | -62.1 | -63.9595 | -61.7 | -63.6692 | 410.9636 | 415.4563
2021-01-19 06:00 | -67 | -67.0075 | 19.8721 | 21.8512 | 86.2867 | 86.5707 | -66 | -66.0303 | -209.6622 | 209.7117 | -209.6622 | 209.7117 | -34.1833 | 80.6467 | 36.6 | 41.7561 | 37.5 | 41.9936 | -51.7 | -52.8782 | -60.7 | -62.3847 | -62.6 | -64.3028 | -62.2 | -63.8905 | 418.4378 | 422.1799
2021-01-19 06:30 | -73 | -73 | 15.2265 | 17.9682 | 91.9731 | 92.2221 | -73 | -73 | -223.0278 | 223.0366 | -223.0278 | 223.0366 | -51.2199 | 88.8506 | 36.3 | 39.6295 | 36.6 | 40.025 | -50.9 | -51.2524 | -61.1 | -61.9026 | -63.1 | -63.7817 | -62.7 | -63.4007 | 434.7153 | 436.8788
2021-01-19 07:00 | -75 | -75.0067 | 8.0384 | 10.5465 | 97.1225 | 97.1508 | -76 | -76.0066 | -230.3107 | 230.4128 | -230.3107 | 230.4128 | -56.3116 | 95.4166 | 35.4 | 40.4155 | 35.7 | 40.5355 | -50.9 | -51.9119 | -61.3 | -62.3328 | -63.2 | -64.2378 | -62.6 | -63.6657 | 440.7167 | 441.6517
2021-01-19 07:30 | -83 | -83.006 | 6.4393 | 10.2081 | 103.1048 | 103.1073 | -84 | -84.006 | -239.3229 | 239.5719 | -239.3229 | 239.5719 | -60.0764 | 97.3036 | 34.5 | 39.9282 | 34.8 | 39.891 | -49.8 | -51.0004 | -61.2 | -62.229 | -63.1 | -63.899 | -62.9 | -63.684 | 435.8312 | 436.1136
2021-01-19 08:00 | -96 | -96 | -2.838 | 10.2192 | 114.0012 | 114.0059 | -97 | -97 | -246.7573 | 246.9406 | -246.7573 | 246.9406 | -48.495 | 90.8817 | 35.1 | 40.5977 | 35.1 | 40.5977 | -49.7 | -51.3585 | -61.1 | -62.3462 | -62.8 | -63.9362 | -62.6 | -63.7024 | 437.9983 | 438.3019
2021-01-19 08:30 | -99 | -99 | -11.0502 | 14.4562 | 117.4646 | 117.4812 | -98 | -98 | -252.0944 | 252.2814 | -252.0944 | 252.2814 | -43.2553 | 87.6919 | 34.8 | 40.3386 | 35.4 | 40.4155 | -50.2 | -50.6992 | -61.4 | -62.4066 | -63 | -64.4089 | -62.9 | -63.9607 | 443.0446 | 443.3528
2021-01-19 09:00 | -99 | -99.0051 | -13.0916 | 17.0581 | 115.7794 | 115.8363 | -98 | -98.0051 | -248.7037 | 248.8544 | -248.7037 | 248.8544 | -59.4173 | 98.7886 | 35.4 | 41.1602 | 35.4 | 41.0079 | -50.2 | -51.3226 | -61.6 | -63.0515 | -63.4 | -64.9938 | -63.1 | -64.5631 | 418.5415 | 418.6884
2021-01-19 09:30 | -107 | -107.0187 | -23.2693 | 25.5543 | 115.4152 | 115.5381 | -105 | -105.019 | -245.9711 | 246.0386 | -245.9711 | 246.0386 | -65.0359 | 102.5068 | 34.2 | 40.2906 | 35.4 | 40.8573 | -49 | -50.4243 | -61.2 | -62.3462 | -63 | -64.1704 | -62.4 | -63.5814 | 404.7623 | 404.8388
2021-01-19 10:00 | -100 | -100.4042 | -24.0293 | 28.4322 | 115.7519 | 116.1486 | -100 | -100.3195 | -240.1182 | 240.1391 | -240.1182 | 240.1391 | -60.3544 | 95.3285 | 34.8 | 39.7452 | 35.4 | 40.7084 | -50 | -50.9902 | -61.7 | -62.6856 | -63.4 | -64.28 | -63.1 | -64.0178 | 381.5882 | 382.0403
2021-01-19 10:30 | -106 | -106.4706 | -29.5087 | 34.736 | 121.8264 | 122.5523 | -106 | -106.4706 | -241.682 | 241.8425 | -241.682 | 241.8425 | -44.4034 | 83.2195 | 35.7 | 40.3943 | 36 | 40.2492 | -50.5 | -51.1097 | -61.3 | -62.1772 | -63 | -63.7122 | -62.5 | -63.5145 | 386.2793 | 386.683
2021-01-19 11:00 | -99 | -99.8499 | -32.4366 | 37.0068 | 112.9997 | 114.2351 | -99 | -99.7246 | -227.6591 | 228.0315 | -227.6591 | 228.0315 | -45.4223 | 84.7427 | 35.7 | 40.6785 | 36.3 | 40.9255 | -50.5 | -51.6779 | -59.3 | -60.1207 | -60.9 | -61.7318 | -60.7 | -61.486 | 365.7566 | 366.2884
2021-01-19 11:30 | -99 | -99.1262 | -41.9488 | 42.8397 | 108.1358 | 108.5049 | -100 | -100.1798 | -222.7699 | 222.7769 | -222.7699 | 222.7769 | -25.0943 | 73.1435 | 35.7 | 40.1171 | 36 | 40.3843 | -50.6 | -51.1625 | -62.1 | -62.9365 | -64.1 | -64.7856 | -63.8 | -64.6297 | 391.2875 | 391.8292
2021-01-19 12:00 | -85 | -85 | -34.4254 | 34.5302 | 92.6501 | 92.7671 | -85 | -85 | -204.5019 | 204.5518 | -204.5019 | 204.5518 | -6.4611 | 70.9477 | 34.8 | 39.1796 | 35.1 | 39.5841 | -49.5 | -49.7835 | -62.1 | -62.5224 | -63.8 | -64.3637 | -63.7 | -64.1923 | 412.3899 | 413.0431
2021-01-19 12:30 | -85 | -85 | -43.5056 | 43.6879 | 97.5254 | 97.6747 | -88 | -88 | -207.0174 | 207.0318 | -207.0174 | 207.0318 | 4.3852 | 70.0153 | 35.1 | 39.3103 | 35.7 | 39.9811 | -50.2 | -50.1789 | -61.5 | -62.2827 | -63 | -64.0216 | -62.9 | -63.9806 | 402.5764 | 403.3496
2021-01-19 13:00 | -78 | -78.0577 | -29.5592 | 30.6312 | 86.2566 | 86.8532 | -79 | -79.0569 | -183.4613 | 183.4743 | -183.4613 | 183.4743 | -23.4707 | 89.7363 | 36.9 | 43.0633 | 37.2 | 42.5715 | -52.2 | -53.9174 | -60.3 | -61.6854 | -61.8 | -63.2361 | -61.7 | -63.0754 | 341.6335 | 341.8945
2021-01-19 13:30 | -93 | -93.0215 | -40.0812 | 40.6522 | 97.585 | 97.8984 | -93 | -93.0215 | -191.2189 | 191.2217 | -191.2189 | 191.2217 | -30.0242 | 83.5017 | 37.2 | 43.4752 | 36.6 | 42.4985 | -52.3 | -54.1673 | -59.7 | -61.3717 | -61.4 | -62.9982 | -61.3 | -62.8784 | 340.7394 | 341.2536
2021-01-19 14:00 | -96 | -96.1301 | -49.4618 | 50.0959 | 106.9711 | 107.4313 | -96 | -96.1301 | -201.0088 | 201.0088 | -201.0088 | 201.0088 | -26.2516 | 82.0216 | 36.3 | 42.7076 | 37.2 | 43.3207 | -51.2 | -53.0796 | -60 | -61.522 | -61.6 | -63.238 | -61.4 | -62.9007 | 359.1584 | 359.8195
2021-01-19 14:30 | -103 | -103.0049 | -53.4468 | 53.487 | 108.4596 | 108.588 | -103 | -103.0194 | -211.3184 | 211.4012 | -211.3184 | 211.4012 | -29.9795 | 82.6807 | 35.7 | 42.1988 | 36.6 | 43.1208 | -51.1 | -52.9831 | -60.3 | -61.7171 | -61.8 | -63.3659 | -61.7 | -63.2244 | 373.2739 | 373.9642
2021-01-19 15:00 | -106 | -106 | -58.8085 | 58.8351 | 113.6521 | 113.7605 | -106 | -106 | -223.9757 | 224.068 | -223.9757 | 224.068 | -21.289 | 78.5791 | 34.8 | 41.1175 | 36 | 41.8293 | -49.8 | -51.5454 | -61.8 | -63.3338 | -63.5 | -65.1012 | -63.5 | -64.9611 | 394.5018 | 395.2143
2021-01-19 15:30 | -107 | -107.4663 | -60.3619 | 61.1532 | 116.7568 | 117.6376 | -106 | -106.4706 | -228.617 | 228.814 | -228.617 | 228.814 | -22.4143 | 75.4371 | 34.5 | 41.3532 | 35.4 | 42.0396 | -49.8 | -51.896 | -60.6 | -62.167 | -62.4 | -64.1512 | -62 | -63.673 | 393.3331 | 394.1296
2021-01-19 16:00 | -105 | -105.4751 | -47.9021 | 48.5892 | 112.0531 | 112.7652 | -105 | -105.385 | -228.7812 | 228.9002 | -228.7812 | 228.9002 | -28.4811 | 78.3792 | 35.1 | 42.3521 | 35.4 | 42.4444 | -49.9 | -52.1058 | -60.1 | -61.8955 | -61.8 | -63.5943 | -61.5 | -63.2558 | 395.5563 | 396.2126
2021-01-19 16:30 | -97 | -97.2523 | -35.0927 | 35.7501 | 108.4197 | 109.1307 | -97 | -97.2523 | -227.9279 | 228.0165 | -227.9279 | 228.0165 | -28.8803 | 76.7448 | 34.5 | 39.9282 | 35.4 | 40.7492 | -49.3 | -50.7209 | -61.3 | -63.0889 | -62.9 | -64.7223 | -62.8 | -64.4829 | 433.8026 | 434.6367
2021-01-19 17:00 | -103 | -103.9471 | -34.2107 | 37.1817 | 116.9239 | 118.2405 | -103 | -103.8171 | -242.599 | 243.0146 | -242.599 | 243.0146 | -34.7787 | 85.2155 | 35.7 | 41.4185 | 36 | 40.8 | -50 | -51.4669 | -61.8 | -63.3266 | -63.5 | -65.1464 | -63.2 | -65.0492 | 454.7709 | 455.3575
2021-01-19 17:30 | -102 | -103.097 | -25.9875 | 31.1227 | 115.0086 | 116.6664 | -100 | -100.9752 | -243.3861 | 243.9149 | -243.3861 | 243.9149 | -46.9254 | 95.7276 | 35.7 | 41.6266 | 35.4 | 41.4695 | -50.2 | -51.1286 | -62.6 | -63.9203 | -64.3 | -65.7853 | -64.3 | -65.7433 | 459.9083 | 460.6465
2021-01-19 18:00 | -101 | -101.5972 | -17.8861 | 22.5667 | 115.6475 | 116.5973 | -101 | -101.4938 | -243.3872 | 243.5285 | -243.3872 | 243.5285 | -51.4972 | 92.4159 | 35.1 | 40.153 | 35.1 | 40.2716 | -50.8 | -51.7943 | -61.6 | -63.5172 | -64 | -65.025 | -63.6 | -65.1442 | 453.8392 | 454.7665
2021-01-19 18:30 | -96 | -96.6282 | -7.0994 | 16.4342 | 113.0853 | 113.9886 | -96 | -96.6282 | -240.0965 | 240.2803 | -240.0965 | 240.2803 | -57.8219 | 92.6875 | 35.1 | 40.2995 | 36 | 41.2312 | -49.9 | -51.0343 | -61.3 | -62.6084 | -62.9 | -64.3774 | -62.5 | -64.1374 | 440.4035 | 441.2253
2021-01-19 19:00 | -81 | -81.2219 | 9.9974 | 15.1836 | 102.1482 | 102.6357 | -79 | -79.2275 | -226.1625 | 226.1926 | -226.1625 | 226.1926 | -66.1192 | 94.96 | 36.6 | 41.4706 | 36.6 | 41.0551 | -51.3 | -52.2465 | -61.1 | -62.5953 | -62.7 | -64.103 | -62.7 | -63.9839 | 414.4215 | 415.9638
2021-01-19 19:30 | -74 | -74.0608 | 23.3574 | 25.2101 | 94.192 | 94.5385 | -73 | -73.0616 | -215.5323 | 215.5335 | -215.5323 | 215.5335 | -69.6967 | 98.1528 | 36 | 40.942 | 36.6 | 41.4706 | -50.8 | -52.404 | -60.6 | -62.0638 | -62 | -63.4527 | -62 | -63.4527 | 410.3456 | 412.152
2021-01-19 20:00 | -67 | -67 | 35.9835 | 36.7252 | 85.0755 | 85.262 | -67 | -67 | -207.561 | 207.5811 | -207.561 | 207.5811 | -83.8118 | 105.6167 | 35.7 | 40.3943 | 36.3 | 41.0649 | -51.4 | -52.3073 | -60.4 | -61.6001 | -62 | -63.2083 | -61.8 | -62.9734 | 390.2244 | 392.0926
2021-01-19 20:30 | -69 | -69 | 33.1559 | 33.9731 | 88.2832 | 88.3461 | -68 | -68 | -215.4978 | 215.538 | -215.4978 | 215.538 | -75.6096 | 99.4055 | 36.9 | 41.5963 | 36.6 | 40.92 | -51.7 | -52.5656 | -60.8 | -61.8173 | -62.3 | -63.4642 | -62.3 | -63.3891 | 394.9537 | 396.7035
2021-01-19 21:00 | -64 | -64.0078 | 33.3116 | 34.1172 | 84.6934 | 84.9239 | -64 | -64 | -209.4303 | 209.4399 | -209.4303 | 209.4399 | -67.0793 | 98.338 | 36.3 | 42.7076 | 37.2 | 43.3207 | -52.1 | -53.8043 | -59.5 | -61.8263 | -60.9 | -63.4478 | -60.7 | -63.3335 | 384.035 | 385.9756
2021-01-19 21:30 | -62 | -62.0322 | 30.6845 | 31.5363 | 82.9278 | 83.2927 | -61 | -61.0328 | -206.8758 | 206.9402 | -206.8758 | 206.9402 | -62.5734 | 97.2629 | 36.9 | 43.8554 | 36.3 | 43.1208 | -52.2 | -54.5388 | -58.9 | -61.4841 | -60.8 | -63.1172 | -60.5 | -62.9249 | 359.1785 | 361.8007
2021-01-19 22:00 | -73 | -73.1095 | 16.618 | 17.9882 | 90.0605 | 90.6434 | -72 | -72.111 | -212.0597 | 212.3214 | -212.0597 | 212.3214 | -49.7965 | 92.111 | 36 | 44.7091 | 36.9 | 45.3715 | -51.7 | -55.616 | -58.1 | -62.2903 | -59.5 | -64.0216 | -59.7 | -63.741 | 351.2507 | 354.4369
2021-01-19 22:30 | -68 | -68.1175 | 18.1156 | 19.0501 | 85.0537 | 85.7664 | -66 | -66.1211 | -208.5562 | 208.826 | -208.5562 | 208.826 | -36.5853 | 87.5286 | 36.6 | 45.6602 | 36 | 44.8206 | -51.9 | -55.9129 | -57.9 | -62.1544 | -59.6 | -63.884 | -59.2 | -63.4388 | 348.7275 | 352.3398
2021-01-19 23:00 | -64 | -64.1249 | 17.7967 | 18.272 | 81.4143 | 82.1928 | -65 | -65.123 | -205.515 | 205.7468 | -205.515 | 205.7468 | -29.4799 | 83.0798 | 36.3 | 45.4814 | 36.9 | 45.9656 | -52.1 | -56.4335 | -57.6 | -61.4662 | -59.1 | -63.3246 | -58.7 | -62.6929 | 343.1013 | 347.2333
2021-01-19 23:30 | -51 | -51.0882 | 29.8818 | 29.9162 | 66.5853 | 67.3845 | -51 | -51.0392 | -193.026 | 193.1323 | -193.026 | 193.1323 | -37.7964 | 84.7945 | 36 | 44.6426 | 36.9 | 44.8538 | -51.9 | -55.2472 | -57.3 | -61.3425 | -58.9 | -62.7353 | -58.5 | -62.7932 | 351.6434 | 355.8335
2021-01-20 | -50 | -50.0899 | 26.7267 | 26.7828 | 67.3337 | 68.1936 | -51 | -51.0392 | -187.2638 | 187.5636 | -187.2638 | 187.5636 | -26.9026 | 82.6036 | 36.6 | 45.3715 | 37.5 | 45.8608 | -51.6 | -55.4862 | -56.8 | -61.1138 | -58.1 | -62.3771 | -58 | -62.2839 | 346.059 | 350.968
2021-01-20 00:30 | -54 | -54.0093 | 20.8959 | 20.9915 | 69.0272 | 69.813 | -53 | -53.0094 | -181.7567 | 182.3008 | -181.7567 | 182.3008 | -18.7317 | 83.4698 | 35.7 | 44.7604 | 36.6 | 45.1278 | -51.2 | -55.0775 | -57.1 | -61.4467 | -58.9 | -63.1951 | -58.5 | -62.9324 | 347.3374 | 353.9802
2021-01-20 01:00 | -49 | -49.0102 | 22.6617 | 22.7715 | 65.8514 | 66.616 | -49 | -49.0102 | -172.4767 | 173.0996 | -172.4767 | 173.0996 | -13.2829 | 86.1649 | 35.7 | 44.58 | 36.6 | 45.4814 | -50.9 | -54.9482 | -56.6 | -61.1703 | -58.1 | -62.7479 | -57.8 | -62.5628 | 355.3296 | 362.1326
2021-01-20 01:30 | -57 | -57.0351 | 14.766 | 14.9135 | 72.0725 | 72.8815 | -57 | -57.0351 | -180.9033 | 181.538 | -180.9033 | 181.538 | 3.6429 | 84.3571 | 35.4 | 44.5215 | 35.1 | 44.4668 | -50.6 | -54.483 | -56.6 | -61.0398 | -58.3 | -62.8955 | -57.7 | -62.3777 | 359.7163 | 367.1397
2021-01-20 02:00 | -54 | -54.037 | 18.0246 | 18.2322 | 67.975 | 68.7483 | -54 | -54.0093 | -171.7581 | 172.3958 | -171.7581 | 172.3958 | 11.5059 | 84.6963 | 35.1 | 44.704 | 35.7 | 44.58 | -50.7 | -54.7629 | -57 | -61.7692 | -58.4 | -63.4003 | -58.2 | -63.2923 | 357.5197 | 365.1577
2021-01-20 02:30 | -48 | -48.0416 | 24.0093 | 24.1852 | 61.3055 | 62.2284 | -47 | -47.0425 | -160.5155 | 161.0417 | -160.5155 | 161.0417 | 8.3999 | 84.6691 | 35.1 | 44.4668 | 36 | 45.1806 | -50.3 | -54.431 | -55.8 | -60.5855 | -57.3 | -62.1619 | -56.9 | -61.7934 | 344.6216 | 352.9384
2021-01-20 03:00 | -55 | -55.0364 | 14.8567 | 15.0546 | 69.9725 | 70.8841 | -55 | -55.0818 | -172.7321 | 173.2656 | -172.7321 | 173.2656 | 13.6579 | 80.0138 | 35.4 | 44.704 | 35.4 | 44.3402 | -51 | -55.1335 | -56.6 | -61.1324 | -57.8 | -62.525 | -57.7 | -62.4923 | 353.2245 | 359.8578
2021-01-20 03:30 | -56 | -56.0803 | 16.8463 | 16.8987 | 70.2121 | 71.0809 | -57 | -57.0789 | -171.9776 | 172.536 | -171.9776 | 172.536 | 15.5023 | 79.5599 | 36.3 | 45.2404 | 36 | 45.1806 | -51.2 | -55.3372 | -56.8 | -61.7454 | -58.7 | -63.2314 | -58.7 | -63.1737 | 360.6858 | 367.1611
2021-01-20 04:00 | -50 | -50.01 | 23.1466 | 23.3596 | 65.0547 | 65.7609 | -50 | -50.01 | -165.8969 | 166.274 | -165.8969 | 166.274 | 7.2849 | 78.0847 | 35.1 | 44.101 | 35.4 | 44.1602 | -50.5 | -54.317 | -57.1 | -61.5397 | -58.7 | -63.1748 | -58.5 | -62.859 | 369.5957 | 375.4192
2021-01-20 04:30 | -44 | -44 | 32.3281 | 32.5819 | 59.3433 | 59.8386 | -44 | -44 | -158.9816 | 159.1701 | -158.9816 | 159.1701 | -4.3269 | 77.7187 | 34.8 | 43.5 | 36 | 44.6426 | -50.7 | -54.4656 | -57.7 | -61.8594 | -59.2 | -63.4029 | -58.9 | -63.1589 | 367.2133 | 372.88
2021-01-20 05:00 | -45 | -45 | 34.3074 | 34.3425 | 62.079 | 62.4534 | -45 | -45 | -164.1812 | 164.258 | -164.1812 | 164.258 | -14.9492 | 76.1616 | 36.6 | 44.6073 | 36.3 | 44.1897 | -51 | -54.8767 | -58.4 | -62.0609 | -59.9 | -63.6079 | -59.7 | -63.4196 | 377.2906 | 381.9573
2021-01-20 05:30 | -49 | -49 | 36.5546 | 36.6859 | 66.5345 | 66.7358 | -48 | -48 | -173.3439 | 173.3634 | -173.3439 | 173.3634 | -22.765 | 75.9242 | 34.8 | 42.4444 | 36 | 43.5165 | -50.3 | -53.0951 | -59 | -62.4239 | -60.9 | -63.8168 | -60.6 | -63.7217 | 401.136 | 405.2579
2021-01-20 06:00 | -48 | -48.0104 | 36.3961 | 36.4628 | 67.4878 | 67.5421 | -48 | -48.0416 | -178.5937 | 178.6027 | -178.5937 | 178.6027 | -37.5709 | 78.0288 | 35.4 | 39.8503 | 35.4 | 39.989 | -50.2 | -51.1525 | -59.6 | -60.7764 | -61.6 | -62.603 | -61.2 | -62.2672 | 430.907 | 432.8534
2021-01-20 06:30 | -50 | -50 | 35.2774 | 35.8083 | 68.0681 | 68.3054 | -50 | -50 | -183.1981 | 183.1994 | -183.1981 | 183.1994 | -59.0351 | 70.1323 | 34.8 | 38.3859 | 34.8 | 38.0149 | -49.9 | -50.3126 | -60.2 | -61.2699 | -61.7 | -62.7995 | -61.4 | -62.4677 | 429.7779 | 433.5422
2021-01-20 07:00 | -44 | -44 | 35.3297 | 35.8368 | 64.5414 | 64.7222 | -44 | -44 | -175.1365 | 175.1406 | -175.1365 | 175.1406 | -67.5858 | 75.6438 | 34.2 | 37.8428 | 35.1 | 38.4105 | -48.6 | -48.8669 | -59 | -59.9803 | -60.7 | -61.7066 | -60.8 | -61.7871 | 423.5497 | 426.6602
2021-01-20 07:30 | -43 | -43.0116 | 33.8684 | 34.0606 | 61.249 | 61.327 | -44 | -44.0454 | -169.9091 | 169.976 | -169.9091 | 169.976 | -64.8077 | 73.1708 | 34.5 | 37.9876 | 34.2 | 37.4664 | -49.3 | -49.3539 | -59 | -60.3209 | -60.8 | -62.1112 | -60.7 | -61.8678 | 426.3214 | 428.9614
2021-01-20 08:00 | -44 | -44.1022 | 28.6466 | 28.7023 | 60.7385 | 60.7697 | -44 | -44.1022 | -164.3241 | 164.5333 | -164.3241 | 164.5333 | -51.015 | 65.6715 | 33.9 | 37.4436 | 33.9 | 37.4436 | -48 | -48.082 | -60.2 | -61.2514 | -62.1 | -63.1926 | -62 | -62.8246 | 440.1676 | 442.3945
2021-01-20 08:30 | -43 | -43.1856 | 23.3903 | 23.4202 | 56.6442 | 56.6671 | -43 | -43.1856 | -152.2079 | 152.5122 | -152.2079 | 152.5122 | -34.8831 | 55.9773 | 34.2 | 37.9722 | 34.2 | 37.8428 | -48.3 | -49.0561 | -60.7 | -61.7767 | -62.5 | -63.6988 | -62.5 | -63.347 | 433.7743 | 436.0949
2021-01-20 09:00 | -41 | -41.3038 | 20.091 | 20.2849 | 53.1983 | 53.3705 | -40 | -40.4475 | -142.0101 | 142.4532 | -142.0101 | 142.4532 | -23.3851 | 67.0871 | 33.6 | 37.1722 | 33.9 | 37.1927 | -48.6 | -48.7997 | -60.2 | -61.14 | -61.9 | -62.669 | -61.8 | -62.6361 | 429.6521 | 431.2228
2021-01-20 09:30 | -40 | -40.4475 | 15.8607 | 16.2474 | 51.1633 | 51.475 | -40 | -40.4475 | -134.4272 | 135.076 | -134.4272 | 135.076 | -18.1413 | 76.7998 | 33.9 | 37.8345 | 33.3 | 37.1637 | -48.7 | -49.1923 | -60.7 | -61.2249 | -62.3 | -62.8244 | -62.2 | -62.6626 | 423.5153 | 424.0441
2021-01-20 10:00 | -42 | -42.4264 | 10.7596 | 11.2288 | 52.561 | 52.8403 | -41 | -41.4367 | -130.8404 | 131.5829 | -130.8404 | 131.5829 | -15.0357 | 77.7237 | 33.9 | 37.8345 | 34.2 | 38.3719 | -48.6 | -48.9568 | -61.1 | -61.5345 | -62.8 | -63.3338 | -62.6 | -63.0242 | 417.2067 | 417.6941
2021-01-20 10:30 | -37 | -38.0789 | 11.9891 | 12.9006 | 47.1331 | 47.8336 | -38 | -38.833 | -123.9248 | 124.857 | -123.9248 | 124.857 | -8.9616 | 77.9377 | 33.9 | 37.7023 | 33.9 | 37.5719 | -48 | -48.6121 | -60.5 | -61.2248 | -62.3 | -62.8908 | -62.1 | -62.7033 | 407.5625 | 407.9695
2021-01-20 11:00 | -33 | -33.9559 | 14.5404 | 15.1934 | 43.8642 | 44.752 | -33 | -34.2053 | -119.0782 | 120.1234 | -119.0782 | 120.1234 | -6.8438 | 78.8753 | 35.7 | 39.2037 | 33.9 | 37.5719 | -51.4 | -51.4748 | -63.3 | -63.1833 | -65 | -65.0692 | -64.8 | -64.9699 | 404.3594 | 404.7704
2021-01-20 11:30 | -34 | -35.171 | 12.3933 | 13.8103 | 43.7571 | 44.6763 | -34 | -35.171 | -119.114 | 120.3016 | -119.114 | 120.3016 | -5.5045 | 75.151 | 33.3 | 37.0315 | 33.9 | 37.1927 | -47.9 | -48.0047 | -60.3 | -60.7816 | -62 | -62.3939 | -61.9 | -62.1952 | 403.8959 | 404.3568
2021-01-20 12:00 | -31 | -32.573 | 15.2985 | 16.3613 | 42.6403 | 43.9338 | -31 | -32.573 | -116.6559 | 118.1368 | -116.6559 | 118.1368 | -5.6266 | 76.6162 | 33.3 | 37.0315 | 33.3 | 36.7729 | -48 | -48.2917 | -60.3 | -60.6935 | -62.1 | -62.5046 | -62 | -62.3939 | 406.897 | 407.2641
2021-01-20 12:30 | -32 | -33.8378 | 14.4148 | 15.7171 | 40.384 | 42.0876 | -32 | -33.8378 | -112.6127 | 114.5069 | -112.6127 | 114.5069 | -2.7274 | 76.4905 | 33.6 | 36.7962 | 34.5 | 37.863 | -48.2 | -48.4286 | -60.6 | -60.9266 | -62 | -62.3398 | -62 | -62.3294 | 409.3628 | 409.7083
2021-01-20 13:00 | -31 | -32.8938 | 15.8223 | 17.2073 | 39.5303 | 41.2683 | -30 | -32.311 | -110.9253 | 112.9121 | -110.9253 | 112.9121 | -5.834 | 68.9766 | 35.7 | 38.9596 | 34.2 | 36.8793 | -50.4 | -50.6281 | -62.1 | -62.8055 | -64 | -64.6579 | -63.9 | -64.6437 | 404.7636 | 405.7417
2021-01-20 13:30 | -29 | -31.3847 | 18.4086 | 19.1801 | 39.6698 | 41.5503 | -29 | -31.3847 | -111.4279 | 113.4361 | -111.4279 | 113.4361 | -3.642 | 69.8152 | 40.5 | 43.1885 | 41.7 | 44.1163 | -57.6 | -57.808 | -69.3 | -69.8316 | -71.1 | -71.7666 | -71.1 | -71.6425 | 396.8665 | 397.8398
2021-01-20 14:00 | -28 | -30.4631 | 22.4695 | 23.6299 | 39.3348 | 41.1304 | -29 | -31.3847 | -111.7781 | 113.826 | -111.7781 | 113.826 | -1.6541 | 68.6602 | 46.8 | 49.1451 | 49.2 | 51.3491 | -65.4 | -65.5759 | -76 | -76.485 | -78.1 | -78.5942 | -78 | -78.4948 | 384.3123 | 385.5446
2021-01-20 14:30 | -27 | -29.5466 | 27.1609 | 27.9487 | 38.2005 | 40.0353 | -27 | -29.5466 | -107.7237 | 109.641 | -107.7237 | 109.641 | 3.6117 | 71.676 | 55.2 | 57.2017 | 54.6 | 56.623 | -75.8 | -76.0955 | -86.6 | -87.2342 | -88.5 | -89.1325 | -88.6 | -89.2438 | 376.1874 | 377.3161
2021-01-20 15:00 | -25 | -27.7308 | 29.3817 | 30.3075 | 37.4756 | 39.2941 | -26 | -28.6356 | -107.9464 | 109.8117 | -107.9464 | 109.8117 | 9.2046 | 71.7825 | 63 | 64.9027 | 62.7 | 64.759 | -85.9 | -86.3195 | -95 | -95.8853 | -97.6 | -98.462 | -97.5 | -98.4029 | 369.8888 | 371.0148
2021-01-20 15:30 | -26 | -28.6356 | 33.7183 | 34.5069 | 37.7321 | 39.5148 | -26 | -28.6356 | -111.7613 | 113.5041 | -111.7613 | 113.5041 | 3.6325 | 74.6668 | 68.4 | 71.0436 | 69.9 | 72.569 | -95.8 | -96.8321 | -103.7 | -104.8081 | -107 | -108.1602 | -107.2 | -108.3581 | 359.6485 | 360.6232
2021-01-20 16:00 | -28 | -30.0832 | 36.0791 | 36.8823 | 42.0052 | 43.7578 | -28 | -30.4631 | -121.6396 | 123.4439 | -121.6396 | 123.4439 | -13.7461 | 72.9637 | 70.2 | 72.7783 | 70.5 | 72.9894 | -95.3 | -96.3818 | -105.7 | -106.8304 | -108.3 | -109.4321 | -108.5 | -109.63 | 373.0555 | 373.6573
2021-01-20 16:30 | -28 | -30.4631 | 40.3834 | 41.1147 | 44.3061 | 45.9111 | -29 | -31.3847 | -128.8909 | 130.6227 | -128.8909 | 130.6227 | -27.5725 | 71.0147 | 70.2 | 72.5461 | 71.1 | 73.4173 | -95.1 | -96.0675 | -105.2 | -106.2499 | -107.8 | -108.8967 | -107.9 | -109.0094 | 377.0653 | 377.6621
2021-01-20 17:00 | -30 | -33.541 | 50.3553 | 51.1141 | 43.718 | 46.5027 | -28 | -31.305 | -132.7634 | 135.5529 | -132.7634 | 135.5529 | -50.3022 | 84.341 | 70.2 | 72.5461 | 70.5 | 72.7616 | -96 | -97.1189 | -104.9 | -105.9529 | -107.3 | -108.3853 | -108 | -109.0644 | 364.6059 | 365.2434
2021-01-20 17:30 | -24 | -28.3019 | 59.1394 | 59.5035 | 43.6787 | 46.1949 | -25 | -28.6531 | -137.2121 | 139.6812 | -137.2121 | 139.6812 | -59.4433 | 75.6132 | 71.4 | 73.7829 | 70.8 | 73.2025 | -96 | -97.1341 | -104.9 | -106.3662 | -107.6 | -109.0624 | -107.6 | -109.0624 | 360.932 | 362.3205
2021-01-20 18:00 | -25 | -28.178 | 63.873 | 64.1267 | 46.111 | 48.5395 | -25 | -28.178 | -144.4267 | 146.9353 | -144.4267 | 146.9353 | -56.7768 | 69.1656 | 71.4 | 73.0843 | 70.5 | 72.5442 | -97 | -97.5348 | -105.8 | -106.6578 | -108.7 | -109.5599 | -108.7 | -109.5351 | 368.5746 | 369.8323
2021-01-20 18:30 | -21 | -21.587 | 73.5442 | 73.5651 | 41.4365 | 42.1229 | -21 | -21.587 | -140.3132 | 140.9868 | -140.3132 | 140.9868 | -59.9284 | 78.0391 | 71.1 | 74.3964 | 71.1 | 74.052 | -95.4 | -97.1019 | -104.1 | -106.1187 | -107 | -108.9239 | -106.8 | -108.8258 | 367.5139 | 368.3657
2021-01-20 19:00 | -22 | -22.8035 | 77.1429 | 77.177 | 43.2847 | 43.9547 | -21 | -21.8403 | -143.3717 | 144.002 | -143.3717 | 144.002 | -44.37 | 64.6185 | 73.8 | 77.0667 | 73.2 | 76.236 | -100.2 | -101.6996 | -107.3 | -109.2034 | -109.5 | -111.3841 | -110.3 | -112.2256 | 364.9293 | 366.476
2021-01-20 19:30 | -18 | -18.6815 | 80.7751 | 80.7769 | 41.3576 | 42.4908 | -18 | -18.6815 | -137.0095 | 138.0044 | -137.0095 | 138.0044 | -31.8663 | 54.1498 | 78.9 | 81.9637 | 79.2 | 82.2525 | -107.7 | -109.6901 | -113.7 | -116.0228 | -116.6 | -118.9248 | -116.5 | -118.8072 | 350.6689 | 352.5216
2021-01-20 20:00 | -12 | -16.2788 | 88.4332 | 88.485 | 35.5183 | 37.9932 | -12 | -16.2788 | -129.422 | 131.2026 | -129.422 | 131.2026 | -33.5544 | 73.9059 | 81.6 | 85.0562 | 81.3 | 84.684 | -109.4 | -112.1317 | -116.2 | -119.0732 | -119.1 | -122.0026 | -118.9 | -121.774 | 339.3695 | 340.4194
2021-01-20 20:30 | -19 | -21.9545 | 88.8571 | 88.8735 | 34.063 | 35.961 | -19 | -21.9545 | -129.4983 | 130.7422 | -129.4983 | 130.7422 | -25.78 | 73.2452 | 81.6 | 85.3145 | 81.3 | 84.9403 | -110 | -112.8273 | -116.4 | -119.3342 | -119.2 | -122.2418 | -119.3 | -122.3536 | 333.9325 | 335.3361
2021-01-20 21:00 | -11 | -16.2788 | 88.7532 | 88.9731 | 31.0501 | 34.3349 | -11 | -15.5563 | -124.5122 | 126.2108 | -124.5122 | 126.2108 | -16.2223 | 72.245 | 82.5 | 86.6211 | 82.2 | 86.3354 | -110.7 | -114.1617 | -117.2 | -120.7586 | -119.5 | -123.0874 | -119 | -122.602 | 314.8233 | 316.3637
2021-01-20 21:30 | -6 | -12.53 | 91.7671 | 92.0312 | 22.6458 | 25.7186 | -6 | -13.4164 | -114.5705 | 115.893 | -114.5705 | 115.893 | -2.2575 | 72.6549 | 83.4 | 87.2113 | 83.7 | 87.3252 | -112.6 | -115.7454 | -116.9 | -120.5893 | -119.3 | -122.9898 | -119.4 | -123.1846 | 300.2346 | 301.8735
2021-01-20 22:00 | -10 | -10.7703 | 78.8565 | 78.894 | 29.4071 | 29.7224 | -10 | -10.4403 | -119.0889 | 119.1444 | -119.0889 | 119.1444 | 16.8402 | 82.6625 | 84 | 88.3249 | 84.3 | 88.5183 | -113.8 | -117.0756 | -117.6 | -120.8412 | -120.5 | -123.7786 | -120.2 | -123.5556 | 301.1223 | 302.2876
2021-01-20 22:30 | 0 | 0 | 83.4595 | 83.5104 | 20.8762 | 21.4048 | 0 | 1 | -106.4723 | 106.4837 | -106.4723 | 106.4837 | 25.9643 | 85.9131 | 84 | 87.8729 | 84.3 | 88.1597 | -114 | -117.2466 | -115.9 | -119.141 | -118.7 | -121.9807 | -118.7 | -122.0735 | 290.8755 | 293.0698
2021-01-20 23:00 | -7 | -7.2801 | 76.1849 | 76.2848 | 25.3669 | 25.923 | -8 | -8.2462 | -113.9777 | 113.9932 | -113.9777 | 113.9932 | 40.9913 | 101.5971 | 84.3 | 90.2048 | 84.6 | 90.9178 | -114.1 | -119.9828 | -116 | -121.7884 | -119 | -124.7989 | -118.3 | -124.3146 | 291.4359 | 293.1736
2021-01-20 23:30 | 0 | 0 | 80.5024 | 80.5918 | 18.0758 | 18.8703 | 0 | 0 | -112.4132 | 112.4716 | -112.4132 | 112.4716 | 27.6238 | 93.6574 | 84 | 90.1404 | 84 | 90.032 | -113.8 | -119.5102 | -115.4 | -120.9147 | -118.1 | -123.7304 | -118 | -123.7249 | 295.3512 | 296.9758
2021-01-21 | -10 | -10 | 66.9471 | 67.0243 | 27.4023 | 28.4823 | -10 | -10 | -112.4952 | 112.4956 | -112.4952 | 112.4956 | 41.4139 | 101.6851 | 84.9 | 91.0879 | 84.3 | 90.6387 | -114.1 | -120.1356 | -115.8 | -121.5979 | -118.5 | -124.3485 | -118.4 | -124.5332 | 293.8192 | 295.6807
2021-01-21 00:30 | -9 | -9 | 67.05 | 67.2235 | 24.2694 | 25.3571 | -9 | -9 | -103.3164 | 103.3435 | -103.3164 | 103.3435 | 43.3163 | 103.0209 | 84 | 90.032 | 84.6 | 90.592 | -113.7 | -119.415 | -115.4 | -121.0912 | -118 | -123.9066 | -117.6 | -123.5563 | 281.8941 | 285.2438
2021-01-21 01:00 | -6 | -6 | 66.237 | 66.3831 | 22.1004 | 23.8216 | -6 | -6 | -92.4864 | 92.6039 | -92.4864 | 92.6039 | 45.1824 | 103.2204 | 84.6 | 90.8084 | 84.6 | 90.9178 | -114.3 | -120.5144 | -116.2 | -122.3492 | -118.9 | -125.259 | -118.3 | -124.752 | 272.6323 | 276.3537
2021-01-21 01:30 | -10 | -10 | 61.0551 | 61.2544 | 26.3168 | 27.8297 | -11 | -11 | -100.2803 | 100.4399 | -100.2803 | 100.4399 | 56.2541 | 109.3092 | 85.2 | 91.4764 | 85.5 | 92.1982 | -115.6 | -122.0656 | -117 | -123.3288 | -119.3 | -125.7638 | -118.5 | -125.101 | 267.7569 | 271.842
2021-01-21 02:00 | -7 | -7 | 64.9038 | 65.2152 | 21.2614 | 22.952 | -6 | -6 | -97.1044 | 97.3254 | -97.1044 | 97.3254 | 64.7667 | 115.7478 | 85.8 | 92.5888 | 85.8 | 92.3649 | -114.8 | -121.6681 | -117 | -123.8769 | -120.3 | -127.3223 | -119.1 | -126.0903 | 266.5673 | 271.0943
2021-01-21 02:30 | 0 | 0 | 69.0111 | 69.4498 | 15.7896 | 17.6119 | 0 | 0 | -84.5602 | 84.7095 | -84.5602 | 84.7095 | 66.769 | 116.3394 | 84.9 | 91.4178 | 86.1 | 92.4239 | -115 | -121.369 | -116.3 | -122.8248 | -119.2 | -125.8591 | -118.8 | -125.7054 | 262.5975 | 268.3883
2021-01-21 03:00 | -1 | -3 | 65.2175 | 65.7711 | 19.0271 | 20.3698 | -3 | -3 | -85.9199 | 86.003 | -85.9199 | 86.003 | 63.4067 | 112.8446 | 78.9 | 85.5232 | 78.6 | 85.1308 | -106.1 | -112.0433 | -108.3 | -114.3173 | -111.1 | -117.1943 | -110.8 | -117.2297 | 275.2982 | 281.1837
2021-01-21 03:30 | 0 | 0 | 67.4513 | 67.8684 | 17.9298 | 19.2886 | -3 | -3.1623 | -85.1003 | 85.2671 | -85.1003 | 85.2671 | 62.9707 | 112.8038 | 79.2 | 85.571 | 79.5 | 86.077 | -108.3 | -113.8768 | -109.8 | -115.7078 | -112.7 | -118.6495 | -111.7 | -117.7949 | 276.8521 | 282.54
2021-01-21 04:00 | 0 | 0 | 72.6619 | 73.0362 | 13.9313 | 15.819 | 0 | 0 | -78.6244 | 78.8039 | -78.6244 | 78.8039 | 58.234 | 109.3323 | 79.2 | 85.6851 | 78.6 | 85.2465 | -107.6 | -113.1474 | -110.4 | -116.1835 | -113.2 | -119.0934 | -112.8 | -118.8701 | 282.7011 | 288.2579
2021-01-21 04:30 | -6 | -6.7082 | 67.5979 | 68.0793 | 22.174 | 22.7284 | -6 | -6.3246 | -93.3781 | 93.4008 | -93.3781 | 93.4008 | 58.1428 | 107.2594 | 79.2 | 85.3456 | 78.9 | 85.0673 | -107.1 | -112.3371 | -110.3 | -115.8415 | -112.6 | -118.1845 | -112.6 | -118.3681 | 309.7773 | 314.2086
2021-01-21 05:00 | -5 | -5.3852 | 73.1231 | 73.354 | 22.6229 | 23.1086 | -5 | -5.3852 | -98.4421 | 98.4548 | -98.4421 | 98.4548 | 50.8964 | 100.7339 | 84 | 89.6443 | 84.9 | 90.4852 | -115.4 | -120.5243 | -118 | -123.3694 | -121 | -126.4142 | -120.6 | -126.207 | 301.7628 | 305.594
2021-01-21 05:30 | -3 | 5 | 85.2623 | 85.3364 | 17.7506 | 19.1234 | -3 | 5 | -93.612 | 93.7571 | -93.612 | 93.7571 | 38.4685 | 90.5616 | 84.9 | 90.1449 | 85.2 | 90.3274 | -114.6 | -119.368 | -118.6 | -123.544 | -121.7 | -126.4816 | -121.4 | -126.4002 | 328.9844 | 331.2547
2021-01-21 06:00 | -10 | -9.2195 | 75.2501 | 75.3893 | 28.0504 | 29.1254 | -9 | -10.8167 | -105.3443 | 105.735 | -105.3443 | 105.735 | 18.2297 | 74.4543 | 85.5 | 89.052 | 85.2 | 88.9342 | -115.1 | -118 | -119.1 | -122.1665 | -122 | -125.083 | -122 | -125.1273 | 335.5095 | 338.3353
2021-01-21 06:30 | -17 | -22.561 | 104.3488 | 104.5504 | 0 | 0 | -17 | -25 | -116.2862 | 116.5735 | -116.2862 | 116.5735 | 7.409 | 40.1286 | 84.3 | 87.3886 | 84.3 | 87.251 | -114.6 | -116.846 | -119.3 | -121.9948 | -121.7 | -124.3428 | -121.5 | -124.2299 | 335.9435 | 340.1735
2021-01-21 07:00 | -23 | -23.0868 | 101.8493 | 101.9838 | 0 | 0 | -23 | -23.0868 | -118.4546 | 118.5552 | -118.4546 | 118.5552 | 13.7892 | 44.4235 | 83.4 | 85.5147 | 84.3 | 86.3927 | -112.8 | -114.1189 | -118.4 | -120.2094 | -121.7 | -123.4145 | -121.7 | -123.4312 | 349.151 | 353.5486
2021-01-21 07:30 | -40 | -40.05 | 95.6563 | 95.7684 | 0 | 0 | -38 | -41.0488 | -128.5813 | 128.7353 | -128.5813 | 128.7353 | 9.121 | 39.8356 | 82.5 | 84.7047 | 83.4 | 85.5147 | -112.8 | -114.059 | -119.1 | -120.7676 | -122.1 | -123.776 | -122.4 | -124.1547 | 342.3102 | 345.9213
2021-01-21 08:00 | -38 | -38.0526 | 90.3579 | 90.4712 | 0 | 0 | -37 | -37.054 | -121.9388 | 122.1299 | -121.9388 | 122.1299 | 4.3856 | 37.3446 | 83.1 | 85.1562 | 83.1 | 85.1562 | -112 | -113.1799 | -118.7 | -120.1953 | -121.6 | -123.1378 | -121.6 | -123.1854 | 337.6367 | 340.2883
2021-01-21 08:30 | -28 | -28 | 87.3337 | 87.4437 | 0 | 0 | -28 | -28 | -109.7242 | 109.7538 | -109.7242 | 109.7538 | 11.1146 | 39.3854 | 83.4 | 85.4489 | 84.6 | 86.4937 | -111.2 | -112.5071 | -118 | -119.5518 | -121.1 | -122.6283 | -121.1 | -122.5453 | 331.9629 | 334.2293
2021-01-21 09:00 | -39 | -39 | 80.1142 | 80.256 | 0 | 0 | -39 | -39 | -116.8768 | 116.9363 | -116.8768 | 116.9363 | 22.9174 | 45.1917 | 82.5 | 84.9848 | 83.1 | 85.1562 | -112.4 | -113.4912 | -119.8 | -121.3288 | -123 | -124.5205 | -122.7 | -124.2086 | 344.0088 | 345.895
2021-01-21 09:30 | -38 | -38 | 76.2928 | 76.5108 | 0 | 0 | -38 | -38 | -112.5197 | 112.6541 | -112.5197 | 112.6541 | 25.8918 | 49.5228 | 82.2 | 84.4126 | 82.5 | 84.6372 | -111.5 | -112.5448 | -119.4 | -120.9235 | -122.4 | -123.6616 | -122.2 | -123.5924 | 345.0768 | 346.6519
2021-01-21 10:00 | -34 | -34 | 73.519 | 73.9486 | 0 | 0 | -34 | -33 | -104.8205 | 105.0156 | -104.8205 | 105.0156 | 22.2255 | 49.4207 | 81.3 | 83.3342 | 81.9 | 83.9855 | -110.8 | -111.8078 | -118.4 | -119.7454 | -121.5 | -122.8704 | -121.3 | -122.7027 | 338.0692 | 338.8867
2021-01-21 10:30 | -47 | -47.0106 | 72.5715 | 73.1981 | 0 | 0 | -47 | -47.0425 | -115.5031 | 115.7406 | -115.5031 | 115.7406 | 23.5416 | 53.9398 | 81.3 | 83.4005 | 81.9 | 84.0525 | -110.7 | -111.9675 | -119.9 | -121.3805 | -123 | -124.4895 | -122.8 | -124.3074 | 358.8103 | 359.0295
2021-01-21 11:00 | -45 | -45.2769 | 75.9835 | 76.7648 | 0 | 0 | -46 | -46.0977 | -118.2495 | 118.6065 | -118.2495 | 118.6065 | 28.2147 | 62.4683 | 82.5 | 84.3774 | 82.2 | 84.0841 | -111.4 | -112.4053 | -120.5 | -121.9118 | -124.2 | -125.6298 | -123.6 | -125.0824 | 372.2616 | 372.6757
2021-01-21 11:30 | -44 | -44.1814 | 74.9576 | 75.2947 | 0 | 0 | -44 | -44.1814 | -117.0041 | 117.4754 | -117.0041 | 117.4754 | 19.2326 | 55.2057 | 81 | 82.8478 | 81.3 | 83.1411 | -109.2 | -110.2186 | -119.1 | -120.5283 | -122.1 | -123.3947 | -122 | -123.3947 | 379.7062 | 380.1378
2021-01-21 12:00 | -53 | -53.4603 | 77.7364 | 78.4164 | 0 | 0 | -54 | -54.4518 | -123.1816 | 123.8937 | -123.1816 | 123.8937 | 15.9851 | 53.7936 | 80.1 | 81.8428 | 81.3 | 83.2688 | -109.9 | -110.7881 | -119.3 | -120.6206 | -122.6 | -123.9435 | -122.4 | -123.731 | 392.4495 | 392.5704
2021-01-21 12:30 | -51 | -51.3517 | 81.1331 | 81.6608 | 0 | 0 | -50 | -50.4876 | -127.192 | 127.8041 | -127.192 | 127.8041 | 4.3207 | 51.383 | 80.7 | 82.5545 | 80.1 | 81.8428 | -107.8 | -108.7977 | -118.3 | -119.6616 | -121.3 | -122.7178 | -121.2 | -122.6189 | 394.0764 | 394.0788
2021-01-21 13:00 | -59 | -59.5399 | 87.2216 | 87.8963 | 0 | 0 | -59 | -59.5399 | -136.4806 | 137.4992 | -136.4806 | 137.4992 | -0.14932 | 50.7507 | 80.4 | 82.1984 | 77.4 | 79.1392 | -106 | -106.6659 | -116.8 | -117.8773 | -120.4 | -121.3859 | -119.7 | -120.7514 | 416.7408 | 416.8025
2021-01-21 13:30 | -62 | -62.514 | 90.5255 | 91.4395 | 0 | 0 | -64 | -64.6297 | -142.2445 | 143.3916 | -142.2445 | 143.3916 | -9.0331 | 47.4018 | 80.1 | 81.7218 | 81 | 82.6635 | -109.6 | -110.4406 | -121.6 | -122.8528 | -124.4 | -125.6388 | -124.4 | -125.6529 | 421.7266 | 421.9851
2021-01-21 14:00 | -63 | -63.5059 | 97.2585 | 98.1532 | 0 | 0 | -64 | -64.6297 | -140.8882 | 142.6295 | -140.8882 | 142.6295 | -28.8388 | 51.2389 | 80.4 | 81.6794 | 81 | 82.27 | -108.6 | -109.1357 | -121.3 | -122.14 | -124.5 | -125.2959 | -124.7 | -125.6053 | 431.9206 | 432.3289
2021-01-21 14:30 | -49 | -49.4975 | 39.1764 | 40.1134 | 67.8774 | 68.096 | -49 | -49.4975 | -164.6832 | 166.0521 | -164.6832 | 166.0521 | -28.5131 | 54.1719 | 90 | 91.9631 | 90.9 | 92.7238 | -122.9 | -124.5816 | -135.2 | -137.1592 | -138.5 | -140.4628 | -138.5 | -140.4628 | 421.2903 | 421.5641
2021-01-21 15:00 | -49 | -50.9608 | 40.8569 | 40.9063 | 67.8918 | 69.2551 | -49 | -50.9608 | -172.405 | 175.4742 | -172.405 | 175.4742 | -48.125 | 54.9332 | 97.5 | 99.4902 | 97.2 | 99.3177 | -129.5 | -131.3587 | -142.1 | -144.5316 | -145.7 | -148.0546 | -145.8 | -148.1531 | 434.8495 | 435.0903
2021-01-21 15:30 | -50 | -51.1957 | 51.4416 | 51.8198 | 65.1459 | 66.3391 | -48 | -49.4773 | -171.255 | 173.9541 | -171.255 | 173.9541 | -52.8496 | 70.7391 | 105 | 107.2595 | 105.6 | 107.6097 | -141.9 | -144.5022 | -154.8 | -157.9327 | -158.6 | -161.7566 | -158.4 | -161.5605 | 430.9415 | 431.8083
2021-01-21 16:00 | -44 | -45.8803 | 57.8368 | 57.962 | 63.1127 | 64.8147 | -42 | -43.9659 | -176.4957 | 179.4924 | -176.4957 | 179.4924 | -78.2827 | 86.2372 | 104.7 | 106.7267 | 107.4 | 109.4338 | -142.1 | -144.486 | -154.1 | -156.805 | -158.5 | -161.2402 | -158.3 | -160.9344 | 426.4305 | 427.302
2021-01-21 16:30 | -35 | -35 | 73.8985 | 77.0935 | 57.3472 | 57.4775 | -35 | -35 | -171.4941 | 171.7712 | -171.4941 | 171.7712 | -92.6164 | 103.1781 | 110.1 | 112.029 | 112.5 | 114.7871 | -147.9 | -150.678 | -159.8 | -162.7791 | -163.6 | -166.5861 | -163.7 | -166.6843 | 424.3393 | 425.0085
2021-01-21 17:00 | -28 | -28 | 83.8858 | 88.1715 | 56.2526 | 56.2888 | -28 | -28 | -169.7004 | 170.209 | -169.7004 | 170.209 | -106.4663 | 113.3795 | 113.7 | 116.2054 | 114 | 116.5611 | -151.9 | -155.1317 | -163.5 | -167.2252 | -167.3 | -171.0666 | -167.5 | -171.2206 | 433.7737 | 434.1234
2021-01-21 17:30 | -35 | -37.3363 | 87.4677 | 88.6338 | 61.8176 | 64.1779 | -34 | -36.7696 | -177.5022 | 181.0678 | -177.5022 | 181.0678 | -114.9871 | 119.1882 | 115.8 | 119.1136 | 116.1 | 119.1306 | -153.2 | -158.0124 | -165.6 | -168.6996 | -170 | -173.1733 | -170 | -173.1733 | 445.2454 | 445.3108
2021-01-21 18:00 | -36 | -45.607 | 94.4041 | 94.5449 | 67.6609 | 74.4847 | -37 | -45.2217 | -185.5927 | 194.1306 | -185.5927 | 194.1306 | -113.8435 | 117.9925 | 115.5 | 119.0365 | 115.8 | 119.6985 | -155.3 | -160.3936 | -166.5 | -169.936 | -170.8 | -174.2693 | -170.2 | -173.5432 | 442.7589 | 442.8946
2021-01-21 18:30 | -14 | -22.0227 | 115.276 | 115.8241 | 43.668 | 49.4476 | -15 | -22.6716 | -155.304 | 159.796 | -155.304 | 159.796 | -118.9003 | 124.3472 | 112.5 | 116.2027 | 113.7 | 117.6681 | -151.7 | -157.2477 | -163.8 | -167.7524 | -167.9 | -171.7792 | -168.1 | -171.9747 | 435.0921 | 435.3849
2021-01-21 19:00 | -8 | -19.6977 | 122.1841 | 122.3805 | 34.5056 | 41.4514 | -8 | -19.6977 | -138.7014 | 142.9482 | -138.7014 | 142.9482 | -102.2614 | 107.3027 | 115.5 | 119.1094 | 115.5 | 119.0365 | -153.7 | -158.7945 | -165.1 | -168.9581 | -169.3 | -173.2746 | -169.5 | -173.4765 | 407.9729 | 409.1368
2021-01-21 19:30 | 3 | 18.2483 | 126.1065 | 126.2714 | 24.2616 | 33.5217 | 3 | 18.2483 | -121.4229 | 125.7737 | -121.4229 | 125.7737 | -95.6191 | 101.4041 | 115.2 | 119.429 | 114 | 118.5148 | -152.7 | -159.2209 | -162.7 | -168.3375 | -166.9 | -172.577 | -167.1 | -172.7959 | 381.107 | 383.6215
2021-01-21 20:00 | -9 | -15 | 110.6456 | 111.1446 | 37.7888 | 41.3549 | -9 | -15.8114 | -144.0445 | 146.0628 | -144.0445 | 146.0628 | -72.8461 | 87.6973 | 120 | 124.2971 | 119.4 | 123.7179 | -158.3 | -165.1299 | -168.2 | -173.709 | -172.1 | -177.6604 | -172.2 | -177.7135 | 362.8322 | 363.8668
2021-01-21 20:30 | -30 | -30.8058 | 90.8271 | 91.8474 | 54.0927 | 55.0373 | -32 | -32.7567 | -168.8234 | 169.3793 | -168.8234 | 169.3793 | -28.5043 | 67.0634 | 128.1 | 132.5868 | 128.7 | 133.3219 | -171.5 | -179.5028 | -177.7 | -184.9423 | -182.5 | -189.7911 | -182.1 | -189.3379 | 361.2372 | 363.1601
2021-01-21 21:00 | -40 | -40.3113 | 74.484 | 75.4497 | 62.6028 | 62.794 | -40 | -40.3113 | -178.0255 | 178.2277 | -178.0255 | 178.2277 | 8.8142 | 61.7261 | 131.7 | 134.8766 | 132.6 | 135.7556 | -175 | -181.2796 | -180.6 | -188.711 | -184.8 | -192.9541 | -184.5 | -192.8405 | 349.584 | 352.6952
2021-01-21 21:30 | -32 | -32.9848 | 75.2586 | 75.351 | 54.9813 | 55.8367 | -31 | -31.7805 | -167.177 | 167.6809 | -167.177 | 167.6809 | 30.5812 | 71.7519 | 131.1 | 135.1166 | 130.8 | 135.1216 | -173.6 | -181.5395 | -178.1 | -188.3794 | -182.6 | -193.0281 | -182 | -192.7487 | 331.2723 | 334.8673
2021-01-21 22:00 | -30 | -31.3209 | 71.5516 | 71.5523 | 50.9374 | 51.8403 | -32 | -32.9848 | -156.1315 | 156.6382 | -156.1315 | 156.6382 | 41.1416 | 73.6551 | 132.9 | 137.2299 | 132.6 | 137.0905 | -175.9 | -184.0905 | -177.8 | -187.0831 | -182.3 | -191.8264 | -181.3 | -190.9704 | 275.3479 | 277.9777
2021-01-21 22:30 | -5 | -9.434 | 90.8044 | 90.8175 | 24.1056 | 26.1347 | -4 | -8.9443 | -119.882 | 120.2908 | -119.882 | 120.2908 | 75.3557 | 116.3867 | 132.9 | 136.3103 | 133.2 | 136.7372 | -177.3 | -183.8139 | -178 | -184.7278 | -182 | -188.8763 | -181.7 | -188.7488 | 268.6323 | 269.6297
2021-01-21 23:00 | 7 | 9.8995 | 93.3591 | 93.3932 | 16.6442 | 18.5293 | 6 | 9.2195 | -110.7901 | 111.068 | -110.7901 | 111.068 | 78.5642 | 117.4145 | 133.5 | 137.305 | 133.5 | 137.3754 | -177.4 | -184.5578 | -177.1 | -184.492 | -181.4 | -188.7762 | -180.6 | -188.2444 | 247.0028 | 248.078
2021-01-21 23:30 | 8 | 10 | 97.8062 | 97.8528 | 9.8012 | 12.9872 | 8 | 10 | -107.6021 | 108.0237 | -107.6021 | 108.0237 | 68.9367 | 104.3892 | 134.7 | 138.0659 | 134.1 | 137.547 | -178.1 | -184.8509 | -176.6 | -183.4332 | -180.8 | -187.7472 | -180.5 | -187.6758 | 244.3 | 245.5092
2021-01-22 | 18 | 18.6815 | 96.6252 | 96.6925 | 4.703 | 8.0706 | 18 | 18.4391 | -91.4689 | 91.5714 | -91.4689 | 91.5714 | 80.1527 | 117.4762 | 134.4 | 138.1802 | 134.1 | 138.2453 | -178 | -185.5244 | -176.5 | -184.029 | -180.9 | -188.4645 | -180.1 | -188.05 | 229.0311 | 230.7641
2021-01-22 00:30 | 25 | 25.4951 | 98.8583 | 99.0392 | -2.48 | 6.3491 | 24 | 24.3311 | -72.6272 | 72.6439 | -72.6272 | 72.6439 | 88.7482 | 124.9491 | 134.7 | 138.6834 | 134.4 | 138.6094 | -179 | -186.71 | -176.5 | -184.4012 | -181 | -189.0849 | -180.2 | -188.3988 | 212.4416 | 215.0476
2021-01-22 01:00 | 22 | 22.8035 | 99.9879 | 100.2812 | -6.1597 | 8.9707 | 24 | 24.7386 | -62.8034 | 62.8173 | -62.8034 | 62.8173 | 89.6607 | 127.3934 | 134.4 | 138.8323 | 133.8 | 138.2515 | -178.5 | -186.9886 | -175.2 | -183.5537 | -179.2 | -187.546 | -179.3 | -188.0214 | 201.2958 | 204.1193
2021-01-22 01:30 | 27 | 27.4591 | 101.1198 | 101.4932 | -10.2626 | 12.0063 | 26 | 26.4764 | -56.8061 | 56.8061 | -56.8061 | 56.8061 | 106.405 | 154.3564 | 134.1 | 138.7707 | 133.8 | 138.6367 | -177 | -185.799 | -174.9 | -183.7417 | -179 | -187.9864 | -178.4 | -187.7155 | 204.9329 | 206.8465
2021-01-22 02:00 | 26 | 26.6833 | 104.4222 | 104.8285 | -14.1252 | 15.4705 | 26 | 26.6833 | -46.5973 | 46.6015 | -46.5973 | 46.6015 | 106.6237 | 156.7506 | 134.4 | 139.1379 | 134.4 | 139.3735 | -178.4 | -187.281 | -175.8 | -184.1431 | -179.6 | -188.0686 | -179.2 | -187.9562 | 191.3653 | 193.2819
2021-01-22 02:30 | 26 | 26.4764 | 98.7251 | 99.1936 | -10.53 | 11.7376 | 26 | 26.4764 | -48.1072 | 48.1309 | -48.1072 | 48.1309 | 114.8452 | 161.5791 | 135 | 139.9522 | 133.8 | 138.795 | -177.6 | -186.9242 | -175.2 | -183.9931 | -178.7 | -187.4795 | -178.7 | -187.7817 | 188.6598 | 190.9566
2021-01-22 03:00 | 27 | 27.6586 | 103.2495 | 103.7169 | -15.3482 | 16.3565 | 27 | 27.4591 | -41.2144 | 41.2194 | -41.2144 | 41.2194 | 114.4195 | 163.0247 | 136.2 | 141.1101 | 135.9 | 140.9789 | -179.8 | -189.0466 | -176.9 | -185.5824 | -180.8 | -189.6024 | -180.7 | -189.9643 | 185.4355 | 187.7249
2021-01-22 03:30 | 31 | 31.4006 | 102.4003 | 102.9332 | -14.1969 | 15.6159 | 31 | 31.4006 | -40.8503 | 40.8565 | -40.8503 | 40.8565 | 118.0827 | 162.6609 | 134.4 | 139.5335 | 134.4 | 139.4532 | -178.8 | -188.1891 | -176 | -184.816 | -180.2 | -189.1515 | -179.6 | -188.9183 | 190.5767 | 194.3987
2021-01-22 04:00 | 11 | 13.0384 | 86.1093 | 86.731 | 3.5386 | 6.9614 | 11 | 12.53 | -71.4953 | 71.4954 | -71.4953 | 71.4954 | 123.0879 | 170.1206 | 135 | 139.4884 | 134.4 | 139.2158 | -177.9 | -187.2543 | -175.8 | -184.6143 | -179.9 | -188.9811 | -179.3 | -188.6793 | 215.0972 | 217.8745
2021-01-22 04:30 | 34 | 34.9285 | 104.3471 | 105.0795 | -11.8067 | 15.3884 | 34 | 34.7131 | -49.9601 | 50.2165 | -49.9601 | 50.2165 | 115.4097 | 155.5288 | 135 | 138.9039 | 135 | 139.0464 | -178.9 | -186.6426 | -176.6 | -184.0121 | -180.8 | -188.3122 | -180.3 | -188.2129 | 214.3291 | 218.5462
2021-01-22 05:00 | 26 | 27.5136 | 105.4603 | 105.9119 | -6.87 | 13.1298 | 25 | 26.5707 | -58.5566 | 59.1386 | -58.5566 | 59.1386 | 105.0951 | 144.7576 | 135.3 | 138.9185 | 135 | 138.6263 | -180.1 | -187.788 | -178.2 | -184.5714 | -182.4 | -189.1592 | -182.1 | -188.9961 | 218.6039 | 221.1261
2021-01-22 05:30 | 24 | 25.632 | 109.5291 | 109.6876 | -6.1526 | 12.5091 | 24 | 25.2982 | -62.6721 | 63.2932 | -62.6721 | 63.2932 | 92.7269 | 139.2214 | 135 | 138.6263 | 134.7 | 138.5419 | -179 | -186.3722 | -177 | -183.9266 | -180.9 | -187.8974 | -181 | -188.2664 | 235.2232 | 237.8079
2021-01-22 06:00 | 0 | 0 | 109.9252 | 110.2265 | -5.031 | 11.9671 | 30 | 31.3209 | -70.5442 | 71.2524 | -70.5442 | 71.2524 | 87.5723 | 130.6035 | 135.9 | 138.6149 | 135.3 | 138.3312 | -179.5 | -185.0309 | -178.8 | -183.9881 | -183 | -188.0887 | -182.6 | -187.844 | 260.6988 | 264.1628
2021-01-22 06:30 | 0 | 0 | 114.7799 | 114.8328 | -13.7484 | 17.454 | 32 | 33.2415 | -69.2204 | 70.2044 | -69.2204 | 70.2044 | 69.2256 | 103.7388 | 134.4 | 136.9108 | 132.9 | 135.5555 | -176.6 | -181.6152 | -178.1 | -182.8286 | -183 | -187.1433 | -182.3 | -187.0699 | 276.0474 | 279.3509
2021-01-22 07:00 | 0 | 0 | 96.6423 | 96.6434 | 3.4761 | 9.0742 | 18 | 19.3132 | -82.8729 | 83.4155 | -82.8729 | 83.4155 | 61.4427 | 102.6606 | 132.9 | 135.4386 | 132.6 | 135.2025 | -176.9 | -181.6344 | -178.2 | -183.2952 | -182.7 | -187.4744 | -182.5 | -187.3441 | 294.9296 | 297.1935
2021-01-22 07:30 | 0 | 0 | 63.9511 | 63.9753 | 33.0581 | 33.5316 | -20 | -20.3961 | -110.7003 | 111.0644 | -110.7003 | 111.0644 | 56.2357 | 93.1462 | 133.5 | 135.6402 | 133.5 | 135.6402 | -177.2 | -181.2028 | -179.1 | -183.1761 | -183.4 | -187.6017 | -183.1 | -187.527 | 285.0108 | 286.4342
2021-01-22 08:00 | 0 | 0 | 58.752 | 58.7555 | 39.0969 | 39.7646 | -16 | -17.4642 | -122.4476 | 122.9031 | -122.4476 | 122.9031 | 57.374 | 89.1452 | 133.5 | 135.3333 | 133.2 | 135.087 | -174.3 | -179.2148 | -177.6 | -181.6499 | -181.6 | -186.1409 | -181.9 | -185.9297 | 293.0852 | 294.0365
2021-01-22 08:30 | 0 | 0 | 53.8089 | 54.1085 | 36.7949 | 37.0471 | -19 | -19.0263 | -115.8085 | 115.9895 | -115.8085 | 115.9895 | 63.7891 | 96.7157 | 132.6 | 134.4954 | 132.9 | 134.6439 | -176.6 | -179.9205 | -178.8 | -182.9429 | -183.5 | -187.6669 | -182.9 | -187.3202 | 297.0007 | 297.7132
2021-01-22 09:00 | 0 | 0 | 46.1367 | 46.652 | 38.4378 | 38.8108 | -24 | -24 | -111.841 | 111.9802 | -111.841 | 111.9802 | 53.1234 | 92.8261 | 132.6 | 134.5459 | 132.3 | 134.3015 | -175.6 | -180.3212 | -180.6 | -184.8481 | -184.9 | -187.9205 | -184.2 | -188.572 | 298.73 | 299.2092
2021-01-22 09:30 | 0 | 0 | 33.1721 | 33.3979 | 38.6948 | 40.137 | -24 | -26 | -114.9463 | 116.333 | -114.9463 | 116.333 | 73.3215 | 114.5072 | 133.5 | 135.5874 | 133.8 | 135.9887 | -177.3 | -181.441 | -181.8 | -185.6057 | -186.3 | -190.1723 | -185.6 | -190.0098 | 315.5315 | 315.6404
2021-01-22 10:00 | 0 | 0 | 20.5905 | 23.1263 | 54.666 | 57.5181 | -43 | -45.8803 | -116.3196 | 118.9921 | -116.3196 | 118.9921 | 74.5468 | 108.6285 | 135.3 | 137.1581 | 134.7 | 136.6664 | -177.7 | -182.1157 | -182 | -185.6273 | -186.1 | -190.5303 | -185.9 | -190.2405 | 315.244 | 315.3223
2021-01-22 10:30 | -35 | -39.8246 | 24.6759 | 25.8318 | 48.5953 | 51.2422 | -36 | -41.1825 | -125.0121 | 128.2633 | -125.0121 | 128.2633 | 78.2638 | 113.8283 | 133.2 | 134.9883 | 132.3 | 134.1497 | -177.3 | -180.8782 | -182.4 | -186.1149 | -186.1 | -189.8209 | -185.8 | -189.6461 | 314.4302 | 314.4354
2021-01-22 11:00 | -37 | -39.5601 | 27.4837 | 27.8059 | 45.8967 | 47.9301 | -37 | -39.2173 | -120.0579 | 122.7207 | -120.0579 | 122.7207 | 81.9652 | 119.6552 | 131.7 | 133.659 | 133.5 | 135.4838 | -175.6 | -179.5804 | -180.8 | -184.8121 | -185.4 | -189.5403 | -185.1 | -189.3938 | 314.2187 | 314.2198
2021-01-22 11:30 | -42 | -44.2719 | 22.8528 | 23.7052 | 54.3301 | 56.02 | -45 | -47.1275 | -129.48 | 132.7347 | -129.48 | 132.7347 | 82.3833 | 122.5986 | 132 | 134.2727 | 132.9 | 135.3243 | -176 | -180.5327 | -181.4 | -185.9098 | -185.9 | -190.4759 | -185.7 | -190.4124 | 321.4431 | 321.4996
2021-01-22 12:00 | -39 | -41.1096 | 23.6232 | 24.2064 | 50.019 | 51.6106 | -39 | -41.1096 | -127.201 | 129.8936 | -127.201 | 129.8936 | 82.1506 | 116.9794 | 132 | 134.2181 | 132.6 | 134.8082 | -175.6 | -179.8571 | -181.1 | -186.0429 | -185.6 | -190.6524 | -185.6 | -190.7673 | 328.7771 | 328.8755
2021-01-22 12:30 | -47 | -49.0408 | 16.5445 | 17.6503 | 57.0552 | 58.5754 | -45 | -47.1275 | -132.724 | 135.8468 | -132.724 | 135.8468 | 88.2453 | 119.9007 | 130.8 | 132.9298 | 131.7 | 133.7105 | -175.5 | -179.4826 | -181.7 | -186.379 | -185.7 | -190.4568 | -185.7 | -190.5684 | 340.6921 | 340.7452
2021-01-22 13:00 | -55 | -57.8705 | 12.4377 | 15.3276 | 66.0563 | 68.5687 | -54 | -56.921 | -147.6907 | 153.2973 | -147.6907 | 153.2973 | 80.5921 | 118.6141 | 129.3 | 131.6193 | 129.6 | 131.9141 | -174.1 | -178.3277 | -180.8 | -185.7052 | -185.2 | -190.149 | -185 | -190.1143 | 345.8625 | 345.8648
2021-01-22 13:30 | -44 | -47.927 | 22.4457 | 24.9507 | 57.9314 | 61.3016 | -44 | -47.927 | -139.08 | 145.1248 | -139.08 | 145.1248 | 77.2213 | 117.111 | 131.7 | 133.923 | 131.4 | 133.6829 | -174.1 | -178.5247 | -180.4 | -185.4077 | -184.9 | -189.9939 | -184.9 | -190.1328 | 348.907 | 348.9087
2021-01-22 14:00 | -47 | -51.0784 | 20.73 | 23.0079 | 59.5342 | 62.7124 | -46 | -50.1597 | -142.1244 | 147.7997 | -142.1244 | 147.7997 | 72.6279 | 115.3876 | 131.4 | 133.5202 | 131.4 | 133.628 | -175.3 | -179.4018 | -182.5 | -187.3833 | -187 | -192.0676 | -187 | -192.1067 | 366.8735 | 366.8767
2021-01-22 14:30 | -51 | -54.0833 | 17.9292 | 20.2547 | 65.7664 | 68.4872 | -52 | -55.3624 | -153.1593 | 158.2253 | -153.1593 | 158.2253 | 63.8373 | 109.2249 | 132.6 | 134.8082 | 132.3 | 134.5676 | -175.6 | -179.771 | -183.1 | -188.0358 | -187.7 | -192.72 | -187.7 | -192.9029 | 368.1923 | 368.1981
2021-01-22 15:00 | -43 | -47.0106 | 28.7915 | 30.3992 | 58.9119 | 62.3436 | -43 | -47.4236 | -146.9262 | 152.2268 | -146.9262 | 152.2268 | 53.8836 | 106.9277 | 129.9 | 132.3792 | 131.7 | 134.2613 | -172.3 | -177.4371 | -180.6 | -186.5843 | -185.2 | -190.6858 | -185 | -191.0464 | 387.4729 | 387.5063
2021-01-22 15:30 | -45 | -48.4665 | 29.0871 | 29.8296 | 64.6942 | 67.3978 | -45 | -48.4665 | -153.1361 | 158.0282 | -153.1361 | 158.0282 | 34.1965 | 99.3355 | 129.6 | 132.4441 | 128.7 | 131.6262 | -171.8 | -176.6246 | -179.7 | -185.3495 | -184.3 | -189.4991 | -184.2 | -189.7604 | 393.6009 | 393.7077
2021-01-22 16:00 | -52 | -54.7083 | 34.5217 | 34.7291 | 69.4449 | 71.6942 | -54 | -56.6127 | -159.0462 | 163.553 | -159.0462 | 163.553 | 31.2679 | 103.1411 | 130.8 | 133.4376 | 130.8 | 133.6186 | -173.6 | -178.3168 | -183.3 | -188.622 | -187.8 | -193.3041 | -187.8 | -192.9653 | 411.2651 | 411.3882
2021-01-22 16:30 | -58 | -60.1664 | 30.4248 | 30.6055 | 74.9298 | 77.0408 | -58 | -60.4401 | -176.7343 | 180.5498 | -176.7343 | 180.5498 | 11.5881 | 96.2708 | 130.5 | 133.0259 | 130.8 | 133.3786 | -173.2 | -177.6257 | -182.4 | -188.3359 | -186.9 | -193.1901 | -186.8 | -192.9181 | 405.3217 | 405.3235
2021-01-22 17:00 | -45 | -48.8467 | 48.2216 | 48.4272 | 64.7771 | 67.9348 | -45 | -48.8467 | -178.5268 | 181.6867 | -178.5268 | 181.6867 | 0.59469 | 90.2394 | 130.8 | 133.149 | 130.8 | 133.3786 | -174.3 | -178.9888 | -182.8 | -187.5386 | -187.6 | -192.611 | -187.3 | -192.5094 | 390.5901 | 390.6008
2021-01-22 17:30 | -34 | -39.4462 | 61.4368 | 61.653 | 55.1806 | 59.2974 | -33 | -38.5876 | -170.0986 | 173.8985 | -170.0986 | 173.8985 | 10.7412 | 88.1533 | 130.8 | 133.6186 | 130.5 | 133.3867 | -173.2 | -177.4086 | -182.6 | -187.5049 | -187.2 | -192.2763 | -187.1 | -192.4073 | 399.7769 | 399.9679
2021-01-22 18:00 | -29 | -35.2278 | 74.1961 | 74.3847 | 45.0808 | 49.8359 | -28 | -35 | -156.3247 | 160.5022 | -156.3247 | 160.5022 | 23.6268 | 91.8745 | 132.3 | 134.2503 | 132.6 | 134.6489 | -175.9 | -179.5542 | -184.6 | -189.0029 | -189 | -193.688 | -188.8 | -193.7465 | 394.7003 | 395.4426
2021-01-22 18:30 | -25 | -36.0694 | 77.7676 | 78.7728 | 48.4994 | 56.2322 | -24 | -34.6554 | -157.6259 | 164.5035 | -157.6259 | 164.5035 | 37.9907 | 91.5286 | 132.3 | 134.2503 | 131.7 | 133.659 | -175.9 | -179.533 | -184 | -187.8618 | -188.5 | -192.7428 | -188.1 | -192.5586 | 400.2216 | 401.8509
2021-01-22 19:00 | -7 | -27.8927 | 99.772 | 101.0542 | 25.7913 | 39.2588 | -7 | -27.8927 | -127.0276 | 135.6751 | -127.0276 | 135.6751 | 37.3897 | 92.179 | 131.1 | 133.0678 | 130.8 | 132.9298 | -174.1 | -178.2202 | -181.2 | -185.4976 | -185.6 | -190.4038 | -185.8 | -190.3904 | 378.6922 | 380.8922
2021-01-22 19:30 | 6 | 26.6833 | 108.6187 | 109.7082 | 16.9759 | 32.9475 | 6 | 26.6833 | -114.6075 | 123.1267 | -114.6075 | 123.1267 | 47.2794 | 101.7781 | 130.8 | 133.4376 | 131.1 | 133.6728 | -173.8 | -178.5476 | -180 | -185.276 | -184.3 | -189.5963 | -184.3 | -189.8335 | 358.6788 | 362.3457
2021-01-22 20:00 | 2 | 14.1421 | 104.347 | 104.4345 | 21.3597 | 27.3066 | 2 | 14.1421 | -120.0938 | 122.9375 | -120.0938 | 122.9375 | 61.5651 | 104.6327 | 131.1 | 133.388 | 131.4 | 133.7946 | -175.3 | -179.7489 | -180.8 | -185.7509 | -185.6 | -190.4935 | -185.5 | -190.6009 | 354.1229 | 359.5513
2021-01-22 20:30 | 0 | 13 | 104.6605 | 104.7145 | 21.1217 | 26.4836 | 0 | 13 | -119.4679 | 121.8677 | -119.4679 | 121.8677 | 59.6962 | 113.0054 | 133.2 | 136.6028 | 132 | 135.5004 | -173.8 | -179.9648 | -178.3 | -184.5703 | -182.9 | -188.9462 | -182.4 | -188.7894 | 335.182 | 338.0657
2021-01-22 21:00 | -14 | -17.2047 | 86.5099 | 86.5449 | 33.2054 | 34.9538 | -12 | -15.6205 | -136.461 | 137.5188 | -136.461 | 137.5188 | 75.5454 | 124.6974 | 130.5 | 134.1778 | 130.8 | 134.6813 | -174 | -180.837 | -177.8 | -184.6696 | -182.5 | -189.546 | -181.7 | -188.7759 | 327.0156 | 331.0191
2021-01-22 21:30 | -13 | -15.2643 | 79.6104 | 79.7902 | 34.3256 | 35.8153 | -13 | -15.8114 | -138.9194 | 139.767 | -138.9194 | 139.767 | 76.194 | 139.2137 | 132.6 | 136.2211 | 132.3 | 135.9983 | -175.6 | -182.228 | -176.6 | -182.3204 | -180.8 | -186.6342 | -180.4 | -186.422 | 283.4518 | 284.088
2021-01-22 22:00 | -15 | -17.4929 | 72.6614 | 73.1465 | 35.3238 | 36.6176 | -15 | -17.4929 | -136.6574 | 137.164 | -136.6574 | 137.164 | 85.6102 | 146.7262 | 133.2 | 137.0839 | 134.4 | 138.3208 | -177.1 | -184.3803 | -176.9 | -183.2965 | -181.1 | -187.5858 | -180.5 | -187.1908 | 261.8436 | 262.8347
2021-01-22 22:30 | -13 | -13.0384 | 71.4953 | 71.5384 | 31.4617 | 31.9342 | -13 | -13.1529 | -136.5329 | 136.5331 | -136.5329 | 136.5331 | 104.2354 | 155.8571 | 134.4 | 138.5363 | 135.3 | 139.4823 | -178.2 | -186.3185 | -177.3 | -185.2365 | -182 | -189.8705 | -181.7 | -189.9289 | 265.6699 | 267.2414
2021-01-22 23:00 | -10 | -10 | 70.3995 | 70.4658 | 29.3156 | 30.1403 | -10 | -10 | -132.1744 | 132.1875 | -132.1744 | 132.1875 | 112.4869 | 162.8451 | 134.7 | 139.274 | 134.7 | 139.3506 | -178.1 | -186.8774 | -176.5 | -184.9007 | -181.4 | -190.0549 | -180.5 | -189.407 | 252.0253 | 253.4653
2021-01-22 23:30 | 0 | 0 | 81.3264 | 81.3473 | 17.5413 | 18.8685 | 0 | 0 | -122.9266 | 122.9274 | -122.9266 | 122.9274 | 101.1104 | 153.2433 | 135 | 139.3386 | 134.7 | 139.048 | -178.4 | -186.5098 | -177.3 | -185.2538 | -181.4 | -189.3432 | -180.9 | -189.1637 | 249.3779 | 251.5227
2021-01-23 | 5 | 5 | 79.1141 | 79.19 | 15.1675 | 16.9269 | 5 | 5 | -111.5531 | 111.5727 | -111.5531 | 111.5727 | 98.4887 | 154.0027 | 135 | 139.7176 | 135.3 | 140.0692 | -178.8 | -188.0028 | -176.6 | -185.3571 | -180.7 | -189.5976 | -180.3 | -189.5222 | 227.331 | 229.1341
2021-01-23 00:30 | 9 | 9.0554 | 82.2194 | 82.4722 | 7.2993 | 9.7383 | 8 | 8.0623 | -93.3768 | 93.4477 | -93.3768 | 93.4477 | 108.8111 | 160.4621 | 134.1 | 138.7707 | 134.4 | 139.0606 | -178 | -187.8768 | -176.1 | -184.8896 | -180.4 | -189.1908 | -179.9 | -188.9267 | 219.9212 | 222.6494
2021-01-23 01:00 | 9 | 9.4868 | 82.5475 | 82.942 | 5.3838 | 7.733 | 8 | 8.2462 | -85.1679 | 85.2077 | -85.1679 | 85.2077 | 116.4819 | 164.0975 | 134.7 | 139.4277 | 135.3 | 140.1629 | -179.1 | -187.9134 | -177.5 | -184.9549 | -181.7 | -189.4524 | -180.1 | -188.9914 | 213.0798 | 216.1209
2021-01-23 01:30 | 15 | 15.1327 | 86.3679 | 86.9163 | -0.9764 | 5.1358 | 15 | 15.2971 | -74.4518 | 74.5658 | -74.4518 | 74.5658 | 120.4229 | 166.6341 | 135.3 | 140.3208 | 135.9 | 140.8205 | -177.9 | -187.2779 | -175.9 | -184.599 | -180.4 | -189.2209 | -179.5 | -188.4784 | 197.8909 | 201.8208
2021-01-23 02:00 | 19 | 19.2354 | 87.3009 | 87.8782 | -3.8707 | 6.7346 | 19 | 19.2354 | -67.3547 | 67.5281 | -67.3547 | 67.5281 | 130.4512 | 176.023 | 135 | 140.6882 | 135 | 140.8582 | -178.5 | -189.5744 | -176 | -186.5875 | -180.4 | -190.8872 | -179.7 | -190.8391 | 202.633 | 206.6589
2021-01-23 02:30 | 15 | 15.5242 | 82.969 | 83.7371 | -0.56745 | 4.9638 | 16 | 16.2788 | -70.5575 | 70.7757 | -70.5575 | 70.7757 | 135.3334 | 179.4092 | 135.3 | 140.9761 | 135 | 140.6882 | -179.2 | -190.2733 | -176.9 | -187.3472 | -181.4 | -191.6434 | -180.6 | -191.7266 | 194.6096 | 199.595
2021-01-23 03:00 | 14 | 14.5602 | 83.8953 | 84.7427 | -2.6054 | 4.9552 | 14 | 14.5602 | -66.1441 | 66.3657 | -66.1441 | 66.3657 | 140.7526 | 183.2083 | 136.2 | 141.9241 | 136.2 | 141.9241 | -179 | -190.2733 | -175.9 | -186.5258 | -180.8 | -190.8254 | -179.7 | -190.9724 | 204.4303 | 209.2363
2021-01-23 03:30 | 22 | 22.3607 | 89.5898 | 90.3966 | -7.8134 | 8.8183 | 22 | 22.3607 | -57.8706 | 58.1101 | -57.8706 | 58.1101 | 140.667 | 183.3371 | 135.6 | 141.264 | 135 | 140.8582 | -179.4 | -189.7411 | -176.7 | -186.4073 | -180.7 | -190.891 | -180.5 | -190.7902 | 195.7432 | 200.8416
2021-01-23 04:00 | 18 | 18.4391 | 85.6486 | 86.593 | -5.1393 | 6.5773 | 18 | 18.4391 | -62.8262 | 63.006 | -62.8262 | 63.006 | 138.7487 | 181.284 | 134.4 | 140.2833 | 135 | 140.9441 | -178.2 | -189.3642 | -175.6 | -185.8693 | -179.7 | -190.5462 | -179.2 | -190.2857 | 198.6995 | 203.7734
2021-01-23 04:30 | 18 | 18.6815 | 90.6246 | 91.4601 | -8.7397 | 9.6501 | 17 | 17.4642 | -59.1111 | 59.1904 | -59.1111 | 59.1904 | 138.2465 | 180.6543 | 135.6 | 141.3484 | 134.4 | 140.2833 | -179 | -189.763 | -176.5 | -186.842 | -180.4 | -190.9199 | -179.9 | -190.8447 | 203.9005 | 208.7076
2021-01-23 05:00 | 24 | 24.3311 | 91.3697 | 92.1791 | -8.4124 | 9.4186 | 24 | 24.5153 | -61.4522 | 61.4876 | -61.4522 | 61.4876 | 134.759 | 177.9381 | 135.6 | 141.2315 | 134.4 | 140.2833 | -178.6 | -189.58 | -175.5 | -185.9307 | -179.7 | -190.2915 | -179.4 | -190.3127 | 206.3652 | 210.9934
2021-01-23 05:30 | 18 | 18.6815 | 85.6809 | 86.6667 | -2.2001 | 5.6768 | 17 | 17.72 | -71.8175 | 71.8228 | -71.8175 | 71.8228 | 136.8283 | 176.2505 | 137.1 | 141.1573 | 136.5 | 140.5746 | -179.4 | -187.3509 | -177.5 | -185.4367 | -181.5 | -189.5347 | -181.5 | -189.9133 | 215.1058 | 221.8418
2021-01-23 06:00 | 19 | 19.4165 | 88.6357 | 89.3934 | -5.1823 | 6.9597 | 20 | 20.3961 | -69.2506 | 69.374 | -69.2506 | 69.374 | 127.4988 | 163.9373 | 135.3 | 138.5214 | 135.6 | 139.0098 | -179.2 | -187.4974 | -177.7 | -184.7177 | -181.6 | -188.1817 | -181.8 | -188.5292 | 216.9345 | 226.9033
2021-01-23 06:30 | 17 | 17.1172 | 80.724 | 81.2637 | 0.82992 | 6.6733 | 18 | 18.1108 | -81.3851 | 81.4618 | -81.3851 | 81.4618 | 125.4539 | 160.6694 | 135 | 138.0378 | 135.3 | 138.5214 | -179 | -184.8161 | -177.6 | -184.1296 | -181.8 | -188.471 | -181.4 | -188.3789 | 223.5125 | 233.1045
2021-01-23 07:00 | 0 | 0 | 64.9123 | 65.4421 | 15.3171 | 16.8299 | 0 | 0 | -101.8735 | 102.0773 | -101.8735 | 102.0773 | 119.6673 | 152.3357 | 135.3 | 137.7379 | 134.4 | 136.8539 | -178.4 | -183.1181 | -177.3 | -182.7749 | -181.9 | -187.4801 | -181.2 | -187.0714 | 236.2693 | 245.0955
2021-01-23 07:30 | 0 | 0 | 57.303 | 58.1335 | 18.1186 | 18.9388 | -4 | -4.4721 | -104.5443 | 104.5722 | -104.5443 | 104.5722 | 124.9913 | 158.1223 | 134.7 | 137.8711 | 134.4 | 137.3266 | -178.4 | -184.3605 | -178 | -184.4161 | -182.5 | -189.199 | -182.2 | -189.2301 | 255.147 | 261.634
2021-01-23 08:00 | -7 | -7 | 46.6762 | 47.3873 | 19.3944 | 21.1543 | -7 | -7 | -106.5436 | 106.7005 | -106.5436 | 106.7005 | 129.1749 | 153.1049 | 133.8 | 137.458 | 134.1 | 137.8884 | -178 | -184.7389 | -178.2 | -185.4095 | -182.9 | -190.2582 | -182.7 | -190.3721 | 261.7383 | 269.4732
2021-01-23 08:30 | -12 | -12 | 37.3444 | 38.1414 | 23.4381 | 25.1842 | -12 | -12 | -106.9502 | 107.1134 | -106.9502 | 107.1134 | 117.8334 | 145.7882 | 128.4 | 132.4248 | 130.5 | 134.39 | -169.9 | -176.4845 | -172.2 | -179.34 | -176.1 | -183.3642 | -175.6 | -183.166 | 256.2487 | 262.5012
2021-01-23 09:00 | -17 | -17 | 28.1912 | 29.5812 | 26.0741 | 27.1322 | -17 | -17 | -105.9933 | 106.1161 | -105.9933 | 106.1161 | 110.7151 | 137.2568 | 120.3 | 123.8404 | 121.2 | 124.7149 | -159.3 | -164.6928 | -161.5 | -168.1571 | -166.6 | -173.3642 | -165.1 | -172.0763 | 262.9897 | 269.422
2021-01-23 09:30 | -13 | -13.1529 | 32.2581 | 33.3821 | 18.6831 | 19.7641 | -13 | -13.1529 | -92.179 | 92.3022 | -92.179 | 92.3022 | 122.2072 | 147.7766 | 127.5 | 130.5169 | 126.6 | 129.7027 | -169.4 | -174.7522 | -171.8 | -178.4604 | -176.2 | -183.2948 | -175.7 | -182.8134 | 243.1867 | 246.7331
2021-01-23 10:00 | -17 | -17.2627 | 24.5273 | 25.6493 | 24.6573 | 25.4874 | -17 | -17.1172 | -97.6135 | 97.7295 | -97.6135 | 97.7295 | 113.8061 | 143.3367 | 126.6 | 130.7549 | 125.7 | 129.0924 | -165.5 | -171.423 | -167.7 | -174.148 | -170.8 | -178.5563 | -171.4 | -178.1945 | 233.9346 | 238.2239
2021-01-23 10:30 | -16 | -16.4924 | 23.0372 | 24.5777 | 23.2699 | 23.6417 | -15 | -15.5242 | -94.686 | 94.6866 | -94.686 | 94.6866 | 118.4931 | 146.4265 | 115.8 | 118.906 | 114.9 | 118.0987 | -155.5 | -159.6858 | -159.4 | -164.9491 | -162.8 | -169.0012 | -162.9 | -169.105 | 259.0237 | 262.0728
2021-01-23 11:00 | -19 | -19.2354 | 23.4389 | 24.3352 | 21.2307 | 21.9294 | -19 | -19.2354 | -89.1114 | 89.1463 | -89.1114 | 89.1463 | 101.9419 | 135.4147 | 112.2 | 116.0643 | 112.2 | 116.2782 | -149.1 | -153.9655 | -153.6 | -159.6409 | -158.2 | -163.9127 | -156.9 | -163.6246 | 266.5816 | 268.4593
2021-01-23 11:30 | -14 | -14.3178 | 22.0291 | 23.2334 | 22.3088 | 22.7083 | -15 | -15.5242 | -89.3687 | 89.3718 | -89.3687 | 89.3718 | 112.9449 | 143.7968 | 112.2 | 116.0643 | 114.3 | 118.0206 | -152.5 | -155.5877 | -156.5 | -161.1271 | -160.2 | -165.495 | -159.9 | -165.4783 | 266.484 | 268.7924
2021-01-23 12:00 | -10 | -11.6619 | 26.1176 | 27.0616 | 18.4109 | 18.8405 | -10 | -11.1803 | -81.5239 | 81.5363 | -81.5239 | 81.5363 | 120.1022 | 146.9259 | 115.5 | 117.7289 | 113.7 | 116.2677 | -155 | -157.9638 | -159.4 | -164.0793 | -163.3 | -168.4924 | -163.6 | -168.8049 | 278.1096 | 280.7284
2021-01-23 12:30 | -7 | -7.6158 | 25.5217 | 25.824 | 22.4055 | 22.9634 | -7 | -7.6158 | -87.3225 | 87.324 | -87.3225 | 87.324 | 118.8904 | 146.8687 | 124.8 | 127.0867 | 123.9 | 126.3185 | -166.2 | -170.3014 | -171.3 | -176.2553 | -175.4 | -180.8643 | -175.2 | -180.6656 | 259.6006 | 261.9295
2021-01-23 13:00 | -13 | -13.6015 | 29.0209 | 29.2434 | 21.6388 | 22.0434 | -12 | -12.6491 | -86.2063 | 86.211 | -86.2063 | 86.211 | 120.1143 | 149.2901 | 131.4 | 133.7384 | 130.8 | 133.0932 | -174.8 | -179.1415 | -179.4 | -184.2075 | -183.4 | -189.203 | -183.3 | -189.1778 | 256.8596 | 258.757
2021-01-23 13:30 | -12 | -12.6491 | 28.939 | 29.0841 | 25.3755 | 25.6515 | -12 | -12.6491 | -91.5827 | 91.5828 | -91.5827 | 91.5828 | 115.8026 | 145.2098 | 132 | 134.2181 | 130.2 | 132.5036 | -174.1 | -178.2845 | -179 | -184.1627 | -183.6 | -188.8689 | -183.7 | -189.1791 | 265.8204 | 267.703
2021-01-23 14:00 | -13 | -13.9284 | 34.1653 | 34.6468 | 23.4574 | 23.9963 | -13 | -14.3178 | -89.7617 | 89.8233 | -89.7617 | 89.8233 | 96.7317 | 131.3339 | 131.1 | 133.388 | 131.7 | 133.923 | -175.1 | -179.3473 | -181.1 | -186.2745 | -185.8 | -191.1248 | -185.5 | -191.0225 | 272.0398 | 273.6239
2021-01-23 14:30 | -14 | -15.6525 | 45.8079 | 45.8483 | 17.4832 | 18.417 | -13 | -14.7648 | -82.9041 | 83.0504 | -82.9041 | 83.0504 | 78.9254 | 117.0295 | 127.8 | 129.7139 | 129.6 | 131.4877 | -169.4 | -172.8376 | -175.8 | -180.2049 | -180.4 | -184.9122 | -179.8 | -184.5497 | 296.7011 | 297.9482
2021-01-23 15:00 | -4 | -5 | 56.376 | 56.4658 | 14.4345 | 15.273 | -4 | -4.4721 | -83.3967 | 83.4002 | -83.3967 | 83.4002 | 60.3637 | 107.747 | 129.3 | 131.0918 | 129.9 | 132.0985 | -170.7 | -174.8785 | -177.4 | -181.8537 | -181.9 | -186.3659 | -181.6 | -186.3486 | 289.5303 | 290.656
2021-01-23 15:30 | 0 | 1 | 62.757 | 62.8494 | 15.6964 | 16.2505 | 0 | 1 | -89.5281 | 89.6214 | -89.5281 | 89.6214 | 48.3776 | 109.0359 | 131.1 | 133.4437 | 131.1 | 133.4437 | -173.5 | -177.8074 | -181.6 | -186.0613 | -186.1 | -190.606 | -186 | -190.683 | 312.7291 | 313.8014
2021-01-23 16:00 | 0 | 3 | 71.6564 | 73.32 | 16.7244 | 20.143 | 0 | 3 | -96.3916 | 96.5204 | -96.3916 | 96.5204 | 43.7936 | 123.7645 | 131.4 | 133.3125 | 131.4 | 133.7946 | -172.6 | -177.0622 | -182.8 | -187.5405 | -187.8 | -192.571 | -187.4 | -192.3824 | 363.7666 | 364.281
2021-01-23 16:30 | -5 | -7.0711 | 74.1703 | 76.3019 | 22.5447 | 25.6506 | -5 | -7.0711 | -106.6315 | 106.7515 | -106.6315 | 106.7515 | 20.1299 | 116.5847 | 130.2 | 132.5596 | 129.6 | 131.9141 | -172.2 | -176.3976 | -182.7 | -187.2761 | -187.5 | -191.9946 | -187.1 | -191.7561 | 378.9972 | 379.1558
2021-01-23 17:00 | -17 | -17.72 | 72.2797 | 75.091 | 34.7966 | 36.5926 | -17 | -17.72 | -119.7742 | 119.8047 | -119.7742 | 119.8047 | 5.1414 | 116.8633 | 130.2 | 132.4482 | 129.9 | 132.2088 | -173.2 | -177.4928 | -184.3 | -188.7837 | -189.3 | -193.7194 | -189 | -193.6539 | 394.4071 | 394.5067
2021-01-23 17:30 | -15 | -16.1555 | 86.1237 | 88.6367 | 28.5114 | 30.9631 | -16 | -17.088 | -117.6807 | 117.7314 | -117.6807 | 117.7314 | -11.2953 | 114.4789 | 130.8 | 133.3202 | 130.2 | 132.6736 | -172.3 | -176.4773 | -184.7 | -189.2343 | -189.3 | -193.9495 | -188.8 | -194.1515 | 407.6523 | 407.7367
2021-01-23 18:00 | -1 | -13.0384 | 96.9252 | 96.9268 | 21.8018 | 27.3767 | -1 | -13.0384 | -113.0682 | 116.5846 | -113.0682 | 116.5846 | -13.2005 | 102.2592 | 128.7 | 131.2019 | 128.4 | 130.8495 | -171 | -175.0636 | -183.5 | -187.8186 | -188.1 | -192.483 | -187.9 | -192.4932 | 411.4554 | 411.4655
2021-01-23 18:30 | -1 | -15.0333 | 99.8404 | 99.8598 | 23.1517 | 29.6122 | 0 | 15 | -119.236 | 122.9528 | -119.236 | 122.9528 | 5.9909 | 101.5027 | 128.1 | 130.2739 | 128.4 | 130.5148 | -170.9 | -174.7752 | -183.7 | -188.1115 | -188.3 | -192.7213 | -188.3 | -192.8296 | 428.4069 | 428.4642
2021-01-23 19:00 | 0 | 13 | 101.4224 | 101.4227 | 22.5549 | 27.3355 | 0 | 13 | -117.2839 | 119.9366 | -117.2839 | 119.9366 | 24.6346 | 99.7878 | 128.1 | 130.4407 | 128.4 | 130.6237 | -170.3 | -174.6183 | -181.6 | -187.2344 | -186.7 | -192.1902 | -186.4 | -192.0225 | 415.5079 | 415.9273
2021-01-23 19:30 | 4 | 10.7703 | 99.3908 | 99.3912 | 22.1997 | 25.3959 | 4 | 10.7703 | -116.7184 | 118.4231 | -116.7184 | 118.4231 | 34.0877 | 106.184 | 127.8 | 130.4983 | 129.6 | 132.2616 | -172.4 | -176.3432 | -183.5 | -188.6042 | -188 | -193.3383 | -187.7 | -193.425 | 387.8145 | 388.82
2021-01-23 20:00 | 0 | 0 | 98.3351 | 98.5614 | 19.6907 | 20.3501 | 0 | 0 | -114.6078 | 114.6621 | -114.6078 | 114.6621 | 34.5358 | 105.6753 | 129 | 132.4424 | 129.9 | 133.252 | -171.3 | -177.6327 | -181.1 | -187.7695 | -185.7 | -192.4704 | -185.5 | -192.2434 | 362.0627 | 362.7139
2021-01-23 20:30 | 3 | 5.831 | 98.6881 | 98.6902 | 16.4449 | 17.8143 | 4 | 6.4031 | -107.7962 | 108.1963 | -107.7962 | 108.1963 | 36.9889 | 100.4768 | 129.3 | 132.6003 | 130.2 | 133.6115 | -172.7 | -178.7105 | -180.3 | -186.8443 | -184.5 | -191.5015 | -184.4 | -191.3854 | 326.6722 | 328.2746
2021-01-23 21:00 | 2 | 4.4721 | 98.8318 | 98.8347 | 12.551 | 13.8428 | 1 | 4.1231 | -95.6456 | 95.9912 | -95.6456 | 95.9912 | 53.9816 | 113.4043 | 130.5 | 133.7051 | 130.2 | 133.4781 | -172.6 | -178.5989 | -178.5 | -185.4246 | -182.4 | -191.002 | -183.3 | -189.0227 | 327.6517 | 329.6686
2021-01-23 21:30 | 12 | 12.1655 | 98.6999 | 98.8329 | 7.3279 | 14.2139 | 12 | 12.3693 | -90.5086 | 90.8735 | -90.5086 | 90.8735 | 71.279 | 117.2325 | 131.4 | 134.7147 | 131.4 | 134.916 | -174.1 | -180.3586 | -179.1 | -186.1651 | -183.4 | -190.6017 | -182.8 | -190.6881 | 309.2408 | 311.6769
2021-01-23 22:00 | 1 | 2.2361 | 84.9035 | 84.9395 | 15.5197 | 19.6741 | 1 | 2.2361 | -94.4822 | 94.8451 | -94.4822 | 94.8451 | 76.4352 | 129.1634 | 132.6 | 135.8854 | 131.7 | 135.0736 | -175.4 | -181.0686 | -178.3 | -185.0547 | -182.5 | -188.8335 | -182.6 | -189.0499 | 271.0114 | 273.6288
2021-01-23 22:30 | 7 | 8.0623 | 87.8146 | 87.8371 | 9.2838 | 15.9883 | 7 | 8.0623 | -89.5318 | 90.0036 | -89.5318 | 90.0036 | 91.9471 | 140.389 | 133.8 | 137.122 | 133.8 | 137.1879 | -177.6 | -183.7791 | -180.1 | -186.673 | -184 | -190.7514 | -184.3 | -191.173 | 254.0842 | 256.6226
2021-01-23 23:00 | 17 | 17.4642 | 0 | 0 | 0 | 0 | 17 | 17.4642 |  | 0 |  | 0 | 0 | 0 | 134.7 | 139.6628 | 135.3 | 140.0849 | -178.2 | -187.0638 | -178 | -186.1196 | -182.2 | -190.4206 | -182.3 | -190.8844 |  | 0
2021-01-23 23:30 | 12 | 13 | 87.3256 | 87.3288 | 2.8115 | 14.5049 | 12 | 13 | -88.9146 | 89.4493 | -88.9146 | 89.4493 | 81.6511 | 137.181 | 134.7 | 138.9003 | 133.5 | 137.7369 | -178 | -185.8194 | -177.3 | -184.5447 | -181.7 | -189.1326 | -181.4 | -189.0684 | 232.4749 | 234.1027
2021-01-24 | 11 | 12.53 | 81.6436 | 81.6454 | 5.1137 | 16.3881 | 10 | 11.1803 | -86.3573 | 87.4677 | -86.3573 | 87.4677 | 91.2106 | 149.3156 | 134.4 | 138.9078 | 135 | 139.7176 | -177.4 | -185.9388 | -176.5 | -184.5175 | -180.7 | -188.8558 | -180.5 | -189.0468 | 226.7477 | 228.5269
2021-01-24 00:30 | 16 | 17.088 | 83.7896 | 83.7897 | -0.82225 | 16.2142 | 16 | 17.088 | -73.0304 | 75.0252 | -73.0304 | 75.0252 | 107.6606 | 163.6622 | 134.7 | 139.6628 | 134.7 | 139.9033 | -178.2 | -187.3395 | -177.2 | -185.8081 | -181.4 | -190.1446 | -180.8 | -189.8753 | 228.2665 | 230.3681
2021-01-24 01:00 | 11 | 11.4018 | 78.5041 | 78.5662 | 1.5097 | 14.1148 | 11 | 11.4018 | -74.1928 | 76.0259 | -74.1928 | 76.0259 | 121.6138 | 167.4578 | 135 | 139.0464 | 135 | 138.9003 | -178.7 | -186.3655 | -177.6 | -185.5121 | -181.9 | -189.8891 | -181.7 | -190.1339 | 230.2451 | 233.387
2021-01-24 01:30 | 21 | 21.095 | 86.077 | 86.8182 | -7.5552 | 10.1144 | 21 | 21.095 | -60.5211 | 60.7067 | -60.5211 | 60.7067 | 128.3916 | 173.0678 | 134.1 | 138.2453 | 133.8 | 138.0277 | -178.7 | -186.4224 | -177.5 | -185.4579 | -181.7 | -189.7751 | -181.2 | -189.7153 | 218.1956 | 222.1787
2021-01-24 02:00 | 15 | 15.5242 | 80.1781 | 81.1582 | -2.203 | 5.8878 | 15 | 15.5242 | -65.2135 | 65.3281 | -65.2135 | 65.3281 | 134.4888 | 176.3038 | 135 | 138.9039 | 133.8 | 137.8094 | -178.6 | -185.9046 | -177.3 | -185.0808 | -181.8 | -189.8318 | -181.5 | -189.7667 | 217.2215 | 222.9546
2021-01-24 02:30 | 18 | 18.2483 | 80.3047 | 81.2436 | -3.6185 | 7.1496 | 17 | 17.2627 | -61.3418 | 61.5686 | -61.3418 | 61.5686 | 139.7134 | 180.8874 | 134.4 | 138.3208 | 135.3 | 139.1955 | -179.7 | -187.3812 | -178.9 | -187.1049 | -182.1 | -190.2536 | -181.7 | -190.2521 | 204.3264 | 210.8969
2021-01-24 03:00 | 24 | 24.3311 | 86.382 | 87.446 | -10.2047 | 11.4548 | 24 | 24.3311 | -52.1102 | 52.2708 | -52.1102 | 52.2708 | 139.1428 | 179.8369 | 135 | 138.8336 | 134.1 | 138.1007 | -178.2 | -185.8293 | -177.2 | -185.1581 | -181.4 | -189.5347 | -181 | -189.5242 | 202.2056 | 209.7571
2021-01-24 03:30 | 21 | 21.3776 | 82.2549 | 83.5178 | -7.8136 | 9.4477 | 20 | 20.3961 | -56.3145 | 56.4743 | -56.3145 | 56.4743 | 144.0146 | 183.0936 | 134.1 | 137.9586 | 134.4 | 138.3208 | -177.6 | -185.0842 | -176.5 | -184.4592 | -180.9 | -189.8041 | -179.8 | -189.3991 | 201.9786 | 209.8559
2021-01-24 04:00 | 23 | 23.3452 | 83.3049 | 84.4604 | -8.1959 | 9.9019 | 23 | 23.3452 | -55.026 | 55.258 | -55.026 | 55.258 | 144.4426 | 182.9776 | 134.7 | 138.5419 | 133.5 | 137.5182 | -177.8 | -185.976 | -177 | -185.0624 | -181.1 | -189.6214 | -180.5 | -189.465 | 206.171 | 213.917
2021-01-24 04:30 | 22 | 22.2036 | 81.8358 | 82.9529 | -6.8011 | 9.3234 | 21 | 21.2132 | -58.6739 | 59.0149 | -58.6739 | 59.0149 | 142.4918 | 181.6718 | 134.7 | 138.6123 | 134.1 | 138.1007 | -177.5 | -185.311 | -176.2 | -184.3183 | -180.3 | -188.8768 | -179.7 | -188.7246 | 204.9539 | 212.8168
2021-01-24 05:00 | 16 | 16.2788 | 75.9822 | 77.3257 | -0.82426 | 5.5451 | 17 | 17.4642 | -67.9297 | 68.1822 | -67.9297 | 68.1822 | 141.371 | 180.0945 | 134.1 | 137.8884 | 133.5 | 137.5905 | -177.7 | -184.8246 | -176.1 | -184.6797 | -180.4 | -188.6353 | -180.1 | -189.0238 | 203.0939 | 211.2694
2021-01-24 05:30 | 17 | 17.2627 | 76.5245 | 77.7419 | -3.709 | 8.4619 | 17 | 17.1172 | -65.7679 | 66.3455 | -65.7679 | 66.3455 | 138.2843 | 179.0997 | 135 | 138.9039 | 135.3 | 139.2663 | -179.3 | -186.456 | -177.8 | -184.9377 | -181.8 | -189.4967 | -181.3 | -189.2149 | 199.2399 | 207.2478
2021-01-24 06:00 | 11 | 11.0454 | 69.6051 | 70.7648 | 1.0006 | 9.7037 | 12 | 12 | -73.1193 | 74.2677 | -73.1193 | 74.2677 | 136.3879 | 174.9294 | 135 | 137.6735 | 134.7 | 137.0925 | -177.8 | -182.4885 | -176.5 | -181.8289 | -181.1 | -186.4872 | -180.4 | -186.0251 | 204.58 | 213.5934
2021-01-24 06:30 | 13 | 13 | 64.3062 | 65.4201 | 2.3704 | 10.3295 | 12 | 12 | -76.6969 | 77.7226 | -76.6969 | 77.7226 | 126.6558 | 166.8366 | 133.5 | 135.8576 | 133.8 | 136.3796 | -177.4 | -181.8065 | -176.4 | -180.8615 | -180.6 | -185.2998 | -180.2 | -185.3944 | 201.4601 | 210.4014
2021-01-24 07:00 | 7 | 7 | 57.1929 | 58.2371 | 6.0232 | 12.0855 | 7 | 7 | -80.0894 | 81.0109 | -80.0894 | 81.0109 | 132.5037 | 169.6702 | 133.5 | 135.9702 | 133.5 | 135.8576 | -177.8 | -182.5715 | -178.1 | -183.0267 | -182.6 | -187.7331 | -182.1 | -187.506 | 213.3359 | 220.0494
2021-01-24 07:30 | -3 | -3 | 50.5957 | 51.5547 | 9.947 | 14.8989 | -3 | -3 | -84.1329 | 84.9859 | -84.1329 | 84.9859 | 120.2919 | 161.4456 | 133.5 | 135.7476 | 134.1 | 136.2839 | -178.3 | -183.0148 | -178.2 | -183.4205 | -182.8 | -187.2745 | -182.2 | -187.1225 | 204.3663 | 209.5974
2021-01-24 08:00 | 0 | 0 | 48.7768 | 49.5869 | 8.8723 | 13.9229 | 1 | 1 | -82.0347 | 82.7608 | -82.0347 | 82.7608 | 114.5929 | 157.3614 | 132.9 | 135.1033 | 132.9 | 135.0497 | -177.1 | -181.3219 | -177.6 | -182.3388 | -181.9 | -186.7536 | -181.3 | -186.3526 | 210.4897 | 215.5728
2021-01-24 08:30 | 0 | 1 | 45.6324 | 46.8272 | 7.9178 | 11.0434 | 2 | 2.2361 | -83.8259 | 84.0008 | -83.8259 | 84.0008 | 116.5744 | 158.7232 | 133.8 | 135.6786 | 133.8 | 135.8308 | -178.8 | -182.7313 | -180.6 | -184.9766 | -184.9 | -189.3264 | -184.6 | -189.3488 | 225.9043 | 228.6173
2021-01-24 09:00 | 0 | 1 | 39.9299 | 40.9361 | 11.7679 | 14.0861 | 0 | 0 | -93.5512 | 93.6044 | -93.5512 | 93.6044 | 114.8955 | 159.5401 | 133.5 | 135.3828 | 134.4 | 136.3202 | -176.7 | -180.3901 | -180.1 | -184.2955 | -184.2 | -188.4719 | -184 | -188.5126 | 238.0781 | 239.7982
2021-01-24 09:30 | 0 | 0 | 48.304 | 48.6211 | 12.1119 | 14.231 | 0 | 0 | -98.0212 | 98.0217 | -98.0212 | 98.0217 | 91.4585 | 145.974 | 126.6 | 128.6367 | 126.9 | 128.9854 | -169 | -172.566 | -174.7 | -178.785 | -179 | -183.1569 | -178.6 | -182.9159 | 260.5764 | 260.9808
2021-01-24 10:00 | -17 | -20.8087 | 35.464 | 37.9971 | 26.9233 | 29.2119 | -17 | -20.8087 | -115.2459 | 116.4203 | -115.2459 | 116.4203 | 80.9871 | 140.7566 | 127.8 | 129.5629 | 126.3 | 128.1337 | -169.1 | -172.5436 | -175.9 | -179.8321 | -180.4 | -184.3438 | -180.3 | -184.5547 | 284.2612 | 284.2918
2021-01-24 10:30 | -27 | -29.1548 | 28.6113 | 30.1095 | 41.4109 | 42.7597 | -27 | -29.1548 | -135.9234 | 136.9832 | -135.9234 | 136.9832 | 71.6359 | 139.8529 | 126.9 | 128.8272 | 126 | 127.9932 | -167.6 | -170.8967 | -175.5 | -179.1744 | -180.1 | -183.8815 | -179.8 | -183.7511 | 333.7688 | 333.8245
2021-01-24 11:00 | -33 | -34.7851 | 28.2314 | 29.3751 | 39.9069 | 41.1976 | -32 | -33.8378 | -132.6185 | 133.8055 | -132.6185 | 133.8055 | 53.8705 | 117.2962 | 126.3 | 128.0835 | 127.2 | 129.0209 | -168.3 | -171.9417 | -175.7 | -179.7201 | -180.2 | -184.3298 | -179.6 | -183.8924 | 352.04 | 352.1985
2021-01-24 11:30 | -34 | -35.7351 | 34.2898 | 34.5907 | 49.9761 | 51.2151 | -33 | -34.7851 | -147.0618 | 148.4778 | -147.0618 | 148.4778 | 56.6477 | 115.9341 | 130.2 | 132.5036 | 130.2 | 132.6163 | -174.6 | -178.8927 | -182.9 | -188.0677 | -187.6 | -193.0625 | -187.6 | -193.3253 | 356.9836 | 356.9931
2021-01-24 12:00 | -17 | -21.4009 | 47.0555 | 47.3366 | 31.4418 | 34.5537 | -17 | -22.0227 | -124.2236 | 126.5365 | -124.2236 | 126.5365 | 24.3789 | 100.7272 | 129.9 | 132.0985 | 131.1 | 133.388 | -173.6 | -177.6444 | -182 | -186.8058 | -186.6 | -191.5354 | -186.4 | -191.4312 | 343.6573 | 343.7001
2021-01-24 12:30 | -34 | -37.1618 | 34.6821 | 35.0933 | 47.6276 | 50.2201 | -35 | -38.0789 | -141.2092 | 143.6829 | -141.2092 | 143.6829 | 30.444 | 98.934 | 126.3 | 128.2362 | 123.6 | 125.5779 | -165.1 | -168.2285 | -173.5 | -177.4642 | -177.7 | -181.9341 | -177.6 | -181.7251 | 377.7539 | 377.754
2021-01-24 13:00 | -24 | -27.2947 | 53.7783 | 53.7922 | 40.1003 | 42.6094 | -24 | -27.2947 | -141.2547 | 143.8347 | -141.2547 | 143.8347 | 0.34059 | 99.6793 | 122.4 | 124.1884 | 123.6 | 125.3713 | -164.2 | -167.0637 | -176.2 | -179.8001 | -180.6 | -184.1727 | -180.2 | -183.8793 | 387.0261 | 387.3635
2021-01-24 13:30 | -24 | -26 | 55.5073 | 55.6723 | 40.5735 | 41.9575 | -24 | -25.632 | -145.3644 | 147.1987 | -145.3644 | 147.1987 | -23.5277 | 111.9349 | 124.2 | 126.0132 | 123.3 | 125.2826 | -164.1 | -167.5455 | -175.9 | -180.1164 | -180.4 | -184.8034 | -180.3 | -184.9254 | 401.1313 | 401.6642
2021-01-24 14:00 | -20 | -21.9317 | 67.568 | 67.8022 | 34.556 | 36.3176 | -20 | -21.9317 | -136.7306 | 138.6291 | -136.7306 | 138.6291 | -49.4336 | 120.9421 | 124.5 | 126.1603 | 124.8 | 126.6046 | -166.4 | -168.9541 | -176.1 | -179.3502 | -180.6 | -183.8815 | -180.3 | -183.4121 | 398.3127 | 398.5512
2021-01-24 14:30 | -23 | -25.0799 | 81.8559 | 82.2967 | 45.797 | 47.6021 | -23 | -25.0799 | -156.9479 | 159.6248 | -156.9479 | 159.6248 | -57.1745 | 103.9316 | 122.4 | 124.2913 | 122.7 | 124.5867 | -163.2 | -166.3484 | -174.8 | -178.7864 | -179.3 | -183.4121 | -179 | -183.2 | 422.5408 | 422.95
2021-01-24 15:00 | -18 | -21.095 | 86.7144 | 86.7175 | 44.5317 | 51.5394 | -19 | -22.4722 | -159.3878 | 167.7508 | -159.3878 | 167.7508 | -73.5401 | 111.5723 | 121.2 | 123.0574 | 122.1 | 124.1018 | -162.7 | -165.8364 | -176 | -180.2692 | -180.6 | -184.9335 | -179.6 | -183.8709 | 470.615 | 470.6512
2021-01-24 15:30 | -24 | -35.3836 | 96.5632 | 96.5912 | 48.7556 | 57.483 | -24 | -36.1248 | -167.7007 | 176.8687 | -167.7007 | 176.8687 | -115.9504 | 147.5888 | 123.9 | 125.6853 | 123.3 | 125.1777 | -163.7 | -166.6337 | -179.9 | -183.4863 | -184.7 | -188.3696 | -184.4 | -187.9971 | 510.6201 | 510.7721
2021-01-24 16:00 | -27 | -35.4683 | 0 | 0 | 0 | 0 | -26 | -34.7131 |  | 0 |  | 0 | 0 | 0 | 119.4 | 121.3918 | 119.1 | 121.2627 | -160.1 | -163.5265 | -176.2 | -180.9983 | -181.1 | -185.9972 | -180.6 | -185.5104 |  | 0
2021-01-24 16:30 | -11 | -26.4008 | 0 | 0 | 0 | 0 | -10 | -27.313 |  | 0 |  | 0 | 0 | 0 | 116.7 | 122.386 | 116.1 | 121.8521 | -156.3 | -163.29 | -173.9 | -181.6229 | -178.5 | -186.6214 | -177.8 | -185.9172 |  | 0
2021-01-24 17:00 | -19 | -21.9545 | 106.5122 | 108.2695 | 42.6356 | 45.2877 | -19 | -22.4722 | -184.2169 | 190.8318 | -184.2169 | 190.8318 | -118.1198 | 186.1642 | 123.3 | 124.8325 | 121.5 | 122.9612 | -161.4 | -163.7092 | -179.8 | -183.6283 | -184.6 | -188.4908 | -184.3 | -188.197 | 574.7024 | 574.7061
2021-01-24 17:30 | -17 | -20.8087 | 115.2868 | 116.8067 | 45.5483 | 49.4318 | -17 | -20.8087 | -195.4007 | 205.5029 | -195.4007 | 205.5029 | -134.7702 | 197.3716 | 120 | 120.9339 | 119.1 | 120.1566 | -159 | -160.7272 | -179.2 | -182.3228 | -184.2 | -187.3663 | -183.4 | -186.6538 | 603.5747 | 603.6145
2021-01-24 18:00 | -21 | -24.6982 | 125.8287 | 131.9178 | 45.2901 | 45.4694 | -20 | -23.8537 | -199.1376 | 204.6471 | -199.1376 | 204.6471 | -151.5188 | 208.0098 | 119.7 | 121.9086 | 120.6 | 122.7924 | -161.1 | -164.5462 | -181.1 | -184.7416 | -185.8 | -189.4093 | -185.3 | -188.9384 | 589.3115 | 589.3379
2021-01-24 18:30 | -11 | -12.53 | 135.1145 | 142.7387 | 43.6667 | 43.8037 | -12 | -13 | -191.8438 | 197.0438 | -191.8438 | 197.0438 | -163.7284 | 216.1072 | 119.7 | 122.0823 | 119.4 | 121.9078 | -159 | -162.9367 | -178.3 | -182.3253 | -183 | -187.068 | -182.8 | -186.8103 | 591.6439 | 591.6968
2021-01-24 19:00 | -11 | -11.7047 | 137.0323 | 141.86 | 44.0877 | 46.0875 | -11 | -11.7047 | -188.7495 | 197.6992 | -188.7495 | 197.6992 | -147.19 | 204.4461 | 124.5 | 127.1451 | 126 | 128.6143 | -167.2 | -171.7566 | -184.4 | -189.0342 | -189.4 | -193.9793 | -189 | -193.5456 | 569.7366 | 569.7394
2021-01-24 19:30 | -18 | -18.9737 | 127.5909 | 136.3938 | 51.1694 | 51.3466 | -17 | -18.0278 | -190.5108 | 193.3779 | -190.5108 | 193.3779 | -140.293 | 166.2632 | 126 | 128.4368 | 126.3 | 128.9686 | -168.4 | -173.1198 | -184.2 | -188.7405 | -189.1 | -193.668 | -188.9 | -193.4049 | 536.0629 | 536.119
2021-01-24 20:00 | -38 | -38.2099 | 107.6038 | 116.2029 | 68.306 | 68.3449 | -38 | -38.2099 | -211.0446 | 213.7978 | -211.0446 | 213.7978 | -118.8394 | 148.3769 | 125.7 | 128.7591 | 126.3 | 129.2168 | -169 | -173.8787 | -184.2 | -188.9146 | -189 | -193.7635 | -188.6 | -193.4488 | 528.5041 | 528.506
2021-01-24 20:30 | -59 | -59.4138 | 83.4789 | 94.9143 | 88.6353 | 88.7772 | -59 | -59.5399 | -237.1807 | 238.8363 | -237.1807 | 238.8363 | -82.8004 | 118.4034 | 127.5 | 129.9665 | 127.2 | 129.7308 | -169.8 | -174.1543 | -184.6 | -189.2073 | -189.2 | -193.925 | -189.2 | -193.8709 | 532.2795 | 532.4669
2021-01-24 21:00 | -60 | -60.8276 | 76.002 | 86.7055 | 88.5789 | 89.0055 | -60 | -60.8276 | -229.6969 | 230.519 | -229.6969 | 230.519 | -58.219 | 99.2867 | 128.1 | 129.7142 | 128.1 | 129.8099 | -170.3 | -173.4299 | -183.5 | -188.9849 | -188.1 | -193.7384 | -187.4 | -193.0109 | 503.5564 | 504.0303
2021-01-24 21:30 | -76 | -76.3217 | 50.3445 | 54.3739 | 104.081 | 104.2255 | -77 | -77.2334 | -248.6578 | 251.3857 | -248.6578 | 251.3857 | -32.3234 | 68.3331 | 128.7 | 130.402 | 129 | 130.7467 | -171.2 | -174.466 | -183 | -188.5475 | -187.7 | -193.3501 | -187.3 | -193.01 | 455.1622 | 456.9232
2021-01-24 22:00 | -73 | -73 | 46.3814 | 51.7137 | 99.6537 | 99.6667 | -73 | -73.0069 | -233.1814 | 234.8334 | -233.1814 | 234.8334 | -0.84259 | 94.5621 | 130.8 | 133.7425 | 130.2 | 133.4123 | -172.5 | -178.1975 | -182.2 | -189.3386 | -186.4 | -193.5019 | -186.2 | -193.5687 | 430.3043 | 431.1078
2021-01-24 22:30 | -74 | -74.0608 | 39.9354 | 43.4747 | 98.1455 | 98.1607 | -74 | -74.0608 | -231.7716 | 233.3095 | -231.7716 | 233.3095 | 31.5804 | 94.4413 | 130.5 | 133.2034 | 130.2 | 133.0932 | -172.1 | -177.1983 | -181.8 | -188.2877 | -186.4 | -193.0155 | -185.7 | -192.4361 | 419.942 | 420.1697
2021-01-24 23:00 | -57 | -57.1402 | 55.5744 | 56.7071 | 74.0425 | 74.0455 | -57 | -57.1402 | -196.4851 | 198.0104 | -196.4851 | 198.0104 | 44.7056 | 101.5387 | 131.4 | 134.2673 | 130.8 | 133.9331 | -174 | -179.5495 | -181.5 | -188.5834 | -185.8 | -193.0477 | -184.2 | -191.5905 | 383.8784 | 385.0732
2021-01-24 23:30 | -42 | -42.19 | 62.2373 | 62.7466 | 60.8553 | 60.958 | -42 | -42.19 | -182.6555 | 184.4402 | -182.6555 | 184.4402 | 42.9214 | 95.845 | 131.1 | 133.9123 | 131.7 | 134.6853 | -174.7 | -179.9372 | -180.7 | -187.6509 | -185.3 | -192.3888 | -184.8 | -192.0582 | 371.8181 | 373.4221
2021-01-25 | -38 | -38.1182 | 53.274 | 53.6714 | 62.2319 | 62.2409 | -39 | -39.1152 | -174.2124 | 175.3927 | -174.2124 | 175.3927 | 56.3216 | 121.4872 | 131.1 | 134.3561 | 131.1 | 134.4887 | -174.9 | -181.0468 | -179.1 | -186.2747 | -183.7 | -191.0823 | -183.2 | -190.824 | 349.195 | 351.3556
2021-01-25 00:30 | -49 | -49.0408 | 45.1474 | 45.7991 | 67.1492 | 67.2145 | -49 | -49.0408 | -174.856 | 175.3716 | -174.856 | 175.3716 | 69.3824 | 138.9152 | 131.4 | 136.085 | 131.4 | 136.3219 | -174.7 | -183.0037 | -178.5 | -187.0782 | -182.9 | -191.6357 | -182.7 | -191.7157 | 337.3033 | 338.1663
2021-01-25 01:00 | -41 | -41.0488 | 50.229 | 50.5291 | 59.2219 | 59.2729 | -41 | -41.0488 | -157.134 | 157.624 | -157.134 | 157.624 | 80.8024 | 144.2642 | 132.9 | 137.305 | 132.9 | 137.457 | -177.3 | -185.5462 | -180.7 | -189.5976 | -185.1 | -194.0894 | -184.6 | -193.9828 | 322.9947 | 323.5082
2021-01-25 01:30 | -47 | -47.0106 | 43.946 | 44.4159 | 63.1144 | 63.2634 | -47 | -47.0106 | -161.9783 | 162.215 | -161.9783 | 162.215 | 94.7162 | 149.4088 | 131.4 | 136.1633 | 132.3 | 136.9542 | -175.2 | -183.2743 | -178.9 | -187.64 | -183.2 | -192.162 | -182.6 | -192.0211 | 325.1242 | 325.8714
2021-01-25 02:00 | -42 | -42 | 48.0119 | 48.2132 | 57.602 | 57.6897 | -42 | -42.0119 | -154.131 | 154.3812 | -154.131 | 154.3812 | 93.9518 | 151.5468 | 132.9 | 137.6895 | 132.9 | 137.6895 | -175.4 | -183.7613 | -178.1 | -186.8472 | -182.2 | -190.9677 | -182.5 | -191.6468 | 298.4674 | 299.1185
2021-01-25 02:30 | -45 | -45.0444 | 41.6883 | 41.9901 | 62.7982 | 62.9479 | -44 | -44.0454 | -157.7086 | 157.9257 | -157.7086 | 157.9257 | 95.4636 | 154.79 | 132.3 | 136.8003 | 131.4 | 136.085 | -176.2 | -184.8849 | -179.1 | -188.1958 | -183.4 | -192.5993 | -182.7 | -192.3625 | 299.5173 | 299.859
2021-01-25 03:00 | -41 | -41.0488 | 46.8497 | 46.9369 | 58.0829 | 58.1215 | -41 | -41.1096 | -157.6745 | 157.8951 | -157.6745 | 157.8951 | 102.5368 | 151.1616 | 132.9 | 137.2299 | 133.5 | 137.6634 | -176.5 | -183.9898 | -178.8 | -186.7968 | -183.2 | -191.4223 | -182.7 | -191.2369 | 299.0222 | 299.6907
2021-01-25 03:30 | -52 | -52.0384 | 37.4543 | 37.8127 | 69.8763 | 69.908 | -52 | -52.0096 | -171.58 | 171.8371 | -171.58 | 171.8371 | 103.1818 | 151.3718 | 132.9 | 137.2299 | 132.3 | 136.5742 | -175.1 | -182.6867 | -177.2 | -185.1497 | -181.4 | -189.6419 | -180.9 | -189.3991 | 305.6633 | 306.3428
2021-01-25 04:00 | -56 | -56.0089 | 34.2412 | 34.982 | 74.8883 | 74.9297 | -56 | -56.0089 | -176.9226 | 177.2332 | -176.9226 | 177.2332 | 101.3941 | 146.7046 | 132.3 | 136.0625 | 132 | 136.0625 | -175.1 | -182.3481 | -177.9 | -185.5133 | -182.3 | -190.1013 | -182 | -190.1289 | 310.9873 | 311.5433
2021-01-25 04:30 | -55 | -55.0818 | 37.7002 | 38.2279 | 74.6408 | 74.6408 | -55 | -55.0818 | -188.1306 | 188.5415 | -188.1306 | 188.5415 | 93.6588 | 139.0961 | 132.6 | 136.2211 | 132.3 | 136.1385 | -175 | -181.6499 | -177.7 | -185.096 | -182 | -189.5321 | -181.7 | -189.526 | 325.4243 | 325.8569
2021-01-25 05:00 | -64 | -64.2806 | 35.0288 | 35.5476 | 83.6461 | 83.7138 | -63 | -63.1981 | -207.1194 | 207.8549 | -207.1194 | 207.8549 | 97.2865 | 137.1614 | 131.1 | 134.1621 | 132.9 | 135.8589 | -176.1 | -181.5866 | -179.4 | -185.7363 | -184.2 | -190.7351 | -183.9 | -190.576 | 351.5958 | 352.0565
2021-01-25 05:30 | -60 | -60.0083 | 41.4163 | 44.747 | 82.4659 | 82.5857 | -60 | -60.0083 | -212.3051 | 212.4456 | -212.3051 | 212.4456 | 77.5894 | 117.1884 | 132.3 | 136.1385 | 132.9 | 136.6516 | -176.3 | -183.1714 | -179.7 | -188.4932 | -184.2 | -193.2059 | -183.9 | -193.1632 | 363.2652 | 364.4206
2021-01-25 06:00 | -68 | -68 | 33.9599 | 38.3085 | 93.0118 | 93.0417 | -68 | -68 | -223.5749 | 223.9566 | -223.5749 | 223.9566 | 57.7338 | 96.3174 | 132.9 | 135.2125 | 131.4 | 133.8514 | -175.7 | -180.2049 | -180.1 | -186.1065 | -184.9 | -191.0505 | -184.5 | -190.8649 | 385.0539 | 385.9413
2021-01-25 06:30 | -72 | -72 | 35.937 | 39.931 | 96.723 | 96.7311 | -74 | -74 | -239.6595 | 240.2789 | -239.6595 | 240.2789 | 37.6079 | 89.1714 | 130.8 | 133.8689 | 132.9 | 135.9847 | -174.2 | -179.4047 | -180.4 | -184.9251 | -184.4 | -189.0783 | -185.2 | -190.0587 | 408.8165 | 409.2284
2021-01-25 07:00 | -76 | -76 | 39.2152 | 43.5221 | 95.0953 | 95.1005 | -76 | -76 | -244.6309 | 245.6065 | -244.6309 | 245.6065 | 11.5029 | 76.334 | 130.2 | 132.7903 | 130.2 | 132.6736 | -173.6 | -177.7963 | -180 | -183.6436 | -184.9 | -188.5853 | -185.2 | -189.0382 | 414.6406 | 414.7332
2021-01-25 07:30 | -78 | -78.0064 | 35.7579 | 40.5261 | 102.5013 | 102.5405 | -78 | -78.0064 | -256.2055 | 258.3962 | -256.2055 | 258.3962 | -16.0809 | 70.9629 | 129.6 | 131.6426 | 129.6 | 131.3877 | -172.1 | -175.6417 | -179.6 | -182.5705 | -183.5 | -186.3558 | -184.4 | -187.4183 | 417.864 | 417.8717
2021-01-25 08:00 | -79 | -79.0063 | 39.2728 | 47.7906 | 103.0418 | 103.0451 | -78 | -78.0064 | -269.8105 | 271.6913 | -269.8105 | 271.6913 | -35.5569 | 136.2295 | 130.2 | 132.6163 | 129.9 | 132.4373 | -172.5 | -176.9647 | -181.8 | -186.2348 | -186.3 | -190.7367 | -185.5 | -189.9887 | 444.308 | 444.8075
2021-01-25 08:30 | -91 | -91.444 | 36.9295 | 48.9758 | 99.3544 | 99.4901 | -90 | -90.3549 | -261.8612 | 263.0989 | -261.8612 | 263.0989 | -51.6231 | 147.0879 | 131.4 | 133.628 | 130.8 | 133.3202 | -171.8 | -176.3273 | -181.4 | -185.9098 | -186.2 | -190.7253 | -185.5 | -189.9986 | 469.3671 | 469.474
2021-01-25 09:00 | -83 | -83.2166 | 31.7709 | 36.5777 | 108.9877 | 109.5337 | -84 | -84.2912 | -271.7166 | 276.8699 | -271.7166 | 276.8699 | -45.9981 | 146.4391 | 128.7 | 130.7566 | 129.6 | 131.6426 | -172 | -175.9768 | -178.4 | -182.3399 | -182.8 | -186.8103 | -182.8 | -186.9288 | 482.921 | 482.9926
2021-01-25 09:30 | -78 | -78.5175 | 37.4721 | 42.8404 | 105.2293 | 105.7872 | -77 | -77.5242 | -270.864 | 276.9107 | -270.864 | 276.9107 | -42.8294 | 144.8388 | 128.7 | 131.03 | 129.3 | 131.5636 | -172.2 | -176.3336 | -179.4 | -183.1355 | -184 | -187.7426 | -183.4 | -187.1931 | 475.0842 | 475.0857
2021-01-25 10:00 | -90 | -90.05 | 32.1648 | 46.9041 | 117.0962 | 117.0982 | -90 | -90.05 | -295.8971 | 299.1803 | -295.8971 | 299.1803 | -56.207 | 158.4587 | 130.8 | 132.8766 | 128.4 | 130.4086 | -169.9 | -173.4474 | -181.1 | -184.2824 | -185.7 | -188.7976 | -186.4 | -189.9785 | 490.9586 | 490.9806
2021-01-25 10:30 | -85 | -85.0941 | 42.9519 | 52.5925 | 110.6732 | 110.9928 | -84 | -84.0952 | -268.1376 | 274.2818 | -268.1376 | 274.2818 | -74.1106 | 153.3837 | 125.4 | 127.1961 | 125.1 | 126.951 | -166.8 | -169.6873 | -181.9 | -184.9704 | -186.2 | -189.4857 | -186.4 | -189.5477 | 527.4506 | 527.4546
2021-01-25 11:00 | -82 | -82.8734 | 51.9664 | 72.3759 | 109.0074 | 109.2319 | -83 | -83.863 | -267.4633 | 269.2845 | -267.4633 | 269.2845 | -88.6137 | 155.7958 | 123 | 124.6315 | 122.7 | 124.3354 | -165.4 | -168.1525 | -183.5 | -188.0246 | -188.3 | -192.8621 | -188.4 | -192.9166 | 564.4327 | 564.6388
2021-01-25 11:30 | -82 | -82.0975 | 65.7972 | 82.4455 | 114.1208 | 114.1251 | -81 | -81.0987 | -295.9697 | 299.8126 | -295.9697 | 299.8126 | -109.2151 | 165.7748 | 125.1 | 127.6725 | 123 | 125.5549 | -162.7 | -166.7003 | -183.6 | -186.8133 | -188.4 | -191.4706 | -188.8 | -191.8279 | 598.5336 | 598.5364
2021-01-25 12:00 | -89 | -89 | 92.686 | 113.3224 | 127.1139 | 127.4812 | -88 | -88.0057 | -310.0399 | 314.4099 | -310.0399 | 314.4099 | -129.5305 | 158.5191 | 123.6 | 125.3214 | 122.7 | 124.7459 | -162.7 | -166.0728 | -184.7 | -189.8918 | -189.3 | -194.506 | -189.2 | -194.3171 | 652.179 | 653.3533
2021-01-25 12:30 | -77 | -77.0065 | 82.7425 | 97.6426 | 112.1484 | 112.2148 | -76 | -76 | -284.1293 | 287.2154 | -284.1293 | 287.2154 | -184.5931 | 209.3829 | 121.8 | 123.2577 | 122.7 | 124.2873 | -162.3 | -164.8882 | -185.8 | -189.7876 | -191 | -195.1231 | -190.9 | -194.823 | 671.1583 | 672.0666
2021-01-25 13:00 | -59 | -59.3043 | 96.244 | 108.2779 | 86.8528 | 87.0063 | -60 | -60.208 | -246.7365 | 248.2549 | -246.7365 | 248.2549 | -137.7904 | 191.4661 | 123.9 | 125.7215 | 125.7 | 127.5423 | -167.3 | -170.4085 | -183.7 | -189.5185 | -188.1 | -194.0293 | -187.9 | -193.86 | 610.9825 | 612.6918
2021-01-25 13:30 | -60 | -60.0333 | 76.2252 | 83.1878 | 88.4997 | 88.6438 | -61 | -61.0328 | -244.438 | 247.7829 | -244.438 | 247.7829 | -98.1903 | 129.1969 | 124.5 | 127.7511 | 124.8 | 128.0128 | -165.7 | -170.1994 | -184.9 | -191.5495 | -189.2 | -195.9612 | -188.9 | -195.8208 | 625.1274 | 626.5921
2021-01-25 14:00 | -76 | -76.0066 | 60.7793 | 71.5859 | 106.6582 | 106.787 | -75 | -75.0067 | -260.1111 | 263.299 | -260.1111 | 263.299 | -86.281 | 123.3147 | 123.9 | 126.3185 | 123.3 | 125.9093 | -165.2 | -169.1197 | -183.2 | -188.5745 | -187.5 | -192.8478 | -187.1 | -192.6266 | 623.9486 | 624.5832
2021-01-25 14:30 | -83 | -83 | 66.403 | 78.6419 | 113.4247 | 113.5544 | -83 | -83.006 | -260.5716 | 263.3237 | -260.5716 | 263.3237 | -73.1949 | 110.8837 | 126 | 128.7979 | 126.6 | 129.3849 | -168.4 | -172.8202 | -184.5 | -190.3185 | -188.7 | -194.611 | -188.8 | -194.8308 | 602.9059 | 604.1263
2021-01-25 15:00 | -63 | -63.0317 | 67.585 | 72.8136 | 89.1083 | 89.1861 | -62 | -62.0725 | -235.3226 | 237.7482 | -235.3226 | 237.7482 | -109.0841 | 157.8366 | 124.5 | 127.9935 | 123.6 | 127.1887 | -165.4 | -171.05 | -182.5 | -186.6625 | -187.3 | -191.4405 | -187.5 | -191.6984 | 549.2645 | 549.6559
2021-01-25 15:30 | -37 | -38.6005 | 82.1901 | 83.3095 | 63.9621 | 65.6556 | -37 | -38.6005 | -204.3181 | 208.5932 | -204.3181 | 208.5932 | -82.1493 | 131.7504 | 126 | 129.8778 | 126.9 | 130.8237 | -167.4 | -173.8458 | -182.5 | -188.1106 | -187.1 | -192.7436 | -187.1 | -192.7196 | 512.1332 | 512.4356
2021-01-25 16:00 | -31 | -32.8938 | 89.0434 | 89.7601 | 57.2194 | 59.082 | -32 | -33.8378 | -190.3993 | 194.8084 | -190.3993 | 194.8084 | -53.0299 | 109.1888 | 128.4 | 132.4248 | 129 | 133.2287 | -170.2 | -177.1685 | -184 | -190.188 | -188.4 | -194.693 | -188.7 | -194.9624 | 495.3528 | 495.9535
2021-01-25 16:30 | -22 | -33.3017 | 91.4463 | 91.5588 | 47.0158 | 54.6703 | -22 | -33.3017 | -184.3523 | 193.4296 | -184.3523 | 193.4296 | -36.7947 | 90.8874 | 127.2 | 131.0423 | 127.5 | 131.2619 | -169.1 | -175.5907 | -181.8 | -188.845 | -186.1 | -193.2553 | -186.3 | -193.5289 | 475.0867 | 476.2645
2021-01-25 17:00 | -30 | -37.8021 | 87.409 | 87.466 | 55.4579 | 61.3818 | -31 | -39.2046 | -183.4671 | 191.1122 | -183.4671 | 191.1122 | -34.1259 | 94.7889 | 127.2 | 130.8994 | 127.8 | 131.6248 | -169.2 | -175.5797 | -181.2 | -187.8132 | -185.8 | -192.4622 | -186.4 | -193.251 | 466.4568 | 467.4557
2021-01-25 17:30 | -20 | -31.241 | 95.7467 | 95.8209 | 45.2187 | 52.9695 | -19 | -30.6105 | -166.9865 | 175.4752 | -166.9865 | 175.4752 | -32.4406 | 79.4898 | 128.1 | 130.7319 | 129 | 131.9195 | -170.7 | -175.188 | -182.7 | -187.7797 | -187.1 | -192.4396 | -187.2 | -192.4121 | 439.2416 | 440.9828
2021-01-25 18:00 | -16 | -20 | 90.2715 | 90.4169 | 40.5051 | 42.8077 | -15 | -19.2094 | -162.8092 | 165.4575 | -162.8092 | 165.4575 | -16.3099 | 72.2039 | 128.1 | 130.853 | 129.6 | 132.5063 | -171.3 | -176.0687 | -181.9 | -187.5773 | -187 | -192.7673 | -186.7 | -192.5495 | 443.4438 | 445.8559
2021-01-25 18:30 | -18 | -20.5913 | 84.5678 | 84.6048 | 44.0047 | 45.987 | -18 | -21.095 | -168.6127 | 170.8061 | -168.6127 | 170.8061 | 6.4371 | 72.4553 | 128.4 | 129.9637 | 128.7 | 130.2142 | -171.5 | -174.4967 | -181.7 | -187.4078 | -186.4 | -192.3817 | -186 | -192.2375 | 441.2935 | 443.7721
2021-01-25 19:00 | -20 | -21.5407 | 82.4789 | 82.5319 | 44.8607 | 46.1505 | -25 | -26.5707 | -164.712 | 166.2748 | -164.712 | 166.2748 | 8.1371 | 73.0252 | 128.4 | 130.0105 | 129.6 | 131.2904 | -172.7 | -175.9191 | -181 | -187.2053 | -185.3 | -191.7915 | -185.3 | -191.7977 | 427.4918 | 430.202
2021-01-25 19:30 | -19 | -21.4709 | 87.9206 | 87.9562 | 40.9898 | 42.9241 | -18 | -20.1246 | -157.0649 | 159.055 | -157.0649 | 159.055 | 15.3516 | 72.2981 | 129.3 | 131.0427 | 129 | 130.9994 | -173 | -176.5248 | -180 | -186.349 | -184.7 | -191.244 | -184.5 | -191.2074 | 406.2305 | 409.4894
2021-01-25 20:00 | 1 | 11 | 109.0293 | 109.0403 | 21.7094 | 26.6741 | 0 | 11 | -128.3297 | 131.1518 | -128.3297 | 131.1518 | 16.365 | 74.9808 | 129.6 | 131.3387 | 130.5 | 132.2755 | -172.8 | -176.3311 | -178.8 | -184.9762 | -182.9 | -189.2983 | -182.8 | -189.4358 | 387.4382 | 390.6664
2021-01-25 20:30 | 11 | 17.0294 | 112.0104 | 112.0234 | 15.5098 | 23.0592 | 11 | 17.0294 | -112.4429 | 116.1342 | -112.4429 | 116.1342 | 23.7483 | 80.2057 | 130.5 | 133.0844 | 130.5 | 133.3202 | -174.1 | -179.001 | -178.9 | -186.36 | -183.1 | -190.8404 | -182.9 | -190.7902 | 349.1615 | 352.4193
2021-01-25 21:00 | -5 | -12.083 | 95.8017 | 95.8304 | 26.0734 | 29.5369 | -5 | -12.083 | -117.2192 | 120.0409 | -117.2192 | 120.0409 | 42.1857 | 105.2472 | 131.4 | 133.967 | 131.1 | 133.9738 | -175.7 | -180.9091 | -179 | -186.3166 | -182.8 | -190.2726 | -183.3 | -191.1737 | 341.2019 | 343.409
2021-01-25 21:30 | -9 | -15.8114 | 99.2582 | 99.3567 | 23.8799 | 28.9235 | -9 | -16.6433 | -113.9114 | 117.1064 | -113.9114 | 117.1064 | 48.9479 | 118.4114 | 130.8 | 133.9331 | 131.4 | 134.8122 | -174.7 | -180.5785 | -177.2 | -184.4764 | -180.9 | -188.2125 | -181 | -188.6282 | 302.1466 | 303.6532
2021-01-25 22:00 | 4 | 15.5242 | 99.7003 | 100.0464 | 19.0649 | 25.6587 | 4 | 15.5242 | -107.0078 | 110.1254 | -107.0078 | 110.1254 | 63.4604 | 123.0207 | 131.4 | 134.1453 | 132.3 | 135.1483 | -174.5 | -179.7919 | -176.2 | -182.621 | -180.7 | -187.3309 | -180.2 | -186.9547 | 286.1829 | 286.7911
2021-01-25 22:30 | 1 | 7.0711 | 98.586 | 98.6091 | 16.4837 | 19.0064 | 0 | 7 | -104.0946 | 104.9474 | -104.0946 | 104.9474 | 79.3639 | 126.7877 | 132.9 | 135.3811 | 133.5 | 136.0274 | -176.7 | -181.6693 | -176.8 | -182.9149 | -181.2 | -187.4242 | -181.1 | -187.6119 | 276.966 | 278.2082
2021-01-25 23:00 | 4 | 5.6569 | 95.1378 | 95.1391 | 16.7974 | 17.9823 | 4 | 5.6569 | -106.6586 | 107.0448 | -106.6586 | 107.0448 | 94.502 | 142.8972 | 130.5 | 133.5758 | 130.5 | 133.4491 | -173.4 | -178.7245 | -174 | -180.7137 | -178.4 | -185.2743 | -177.8 | -184.9148 | 279.5196 | 280.9612
2021-01-25 23:30 | 2 | 3.6056 | 95.5097 | 95.5168 | 13.5991 | 15.1393 | 0 | 3 | -108.7802 | 109.4073 | -108.7802 | 109.4073 | 85.5492 | 135.2554 | 131.1 | 133.9738 | 131.4 | 134.1453 | -174.3 | -179.6468 | -174.3 | -180.9219 | -177.9 | -184.7119 | -177.9 | -184.9015 | 284.1637 | 285.7065
2021-01-26 | 0 | 1 | 80.4103 | 80.5064 | 16.9322 | 17.4911 | 0 | 1 | -105.8664 | 106.0192 | -105.8664 | 106.0192 | 93.3887 | 143.1612 | 130.5 | 133.5758 | 130.2 | 133.4123 | -173.8 | -179.4562 | -174.5 | -181.5772 | -178.5 | -185.6703 | -178.1 | -185.5641 | 270.6541 | 272.3305
2021-01-26 00:30 | 14 | 14.8661 | 89.3919 | 89.7539 | 2.5233 | 6.566 | 14 | 14.8661 | -82.084 | 82.277 | -82.084 | 82.277 | 105.4458 | 149.9964 | 132.3 | 135.2721 | 134.1 | 137.1578 | -177 | -182.8266 | -176.3 | -183.4177 | -180.4 | -187.6071 | -180.2 | -187.788 | 254.2087 | 257.7136
2021-01-26 01:00 | 6 | 8.4853 | 79.6192 | 80.208 | 8.5586 | 10.6246 | 7 | 9.2195 | -89.1789 | 89.2579 | -89.1789 | 89.2579 | 110.1928 | 159.5736 | 133.2 | 136.471 | 132 | 135.3662 | -177.6 | -183.5975 | -177.7 | -185.2083 | -181.9 | -189.661 | -181 | -189.0271 | 244.4324 | 246.4283
2021-01-26 01:30 | 10 | 12.2066 | 84.4455 | 85.2073 | 0.92593 | 6.7088 | 10 | 11.6619 | -77.673 | 77.6894 | -77.673 | 77.6894 | 117.6766 | 168.5576 | 133.2 | 136.6028 | 132.3 | 135.9291 | -176.6 | -182.9547 | -175.8 | -182.8269 | -180 | -187.1675 | -179.4 | -186.84 | 242.3306 | 243.7707
2021-01-26 02:00 | 0 | 4 | 68.7408 | 69.4264 | 16.4415 | 17.0507 | -1 | -4.1231 | -97.6567 | 97.6612 | -97.6567 | 97.6612 | 126.0586 | 174.0341 | 132.6 | 137.244 | 133.2 | 137.8238 | -177 | -185.4078 | -176.2 | -185.2828 | -180.2 | -189.3347 | -180.2 | -189.958 | 241.269 | 242.4232
2021-01-26 02:30 | -17 | -17.1172 | 50.566 | 50.9946 | 33.0712 | 33.7593 | -17 | -17.1172 | -120.6133 | 120.8083 | -120.6133 | 120.8083 | 136.3615 | 176.7846 | 133.5 | 137.7369 | 132.6 | 136.8648 | -176.1 | -183.6454 | -175.4 | -183.7017 | -179.6 | -188.1281 | -179 | -187.8563 | 255.0887 | 257.0786
2021-01-26 03:00 | -33 | -33.0151 | 34.6949 | 34.7671 | 48.5978 | 49.6858 | -34 | -34 | -139.5475 | 139.9005 | -139.5475 | 139.9005 | 128.7182 | 170.2305 | 132.9 | 136.9358 | 131.7 | 135.8447 | -175.3 | -182.8784 | -173.5 | -181.5908 | -177.4 | -185.5757 | -177.4 | -186.0289 | 241.5626 | 243.7606
2021-01-26 03:30 | -37 | -37.0135 | 33.6314 | 33.8487 | 49.3285 | 50.3017 | -37 | -37 | -137.0232 | 137.3138 | -137.0232 | 137.3138 | 131.8131 | 170.5587 | 132.6 | 136.6447 | 132.6 | 136.7174 | -176.8 | -184.204 | -175 | -183.0617 | -179.4 | -187.7592 | -179.1 | -187.7405 | 245.5745 | 247.7343
2021-01-26 04:00 | -33 | -33 | 38.7732 | 39.0315 | 43.9001 | 44.9191 | -35 | -35 | -125.5163 | 125.7177 | -125.5163 | 125.7177 | 133.9095 | 172.0256 | 133.2 | 137.0133 | 132.9 | 136.7217 | -176 | -183.1293 | -174.8 | -182.6873 | -179.1 | -187.1505 | -178.5 | -186.8995 | 252.0356 | 254.1819
2021-01-26 04:30 | -25 | -25 | 38.2247 | 38.4791 | 44.9877 | 45.8788 | -26 | -26 | -130.767 | 130.9661 | -130.767 | 130.9661 | 132.9259 | 172.4158 | 133.2 | 136.874 | 132.3 | 136.2096 | -175.6 | -182.6346 | -174.6 | -182.4509 | -178.9 | -186.9301 | -178.4 | -186.6492 | 255.9952 | 257.9958
2021-01-26 05:00 | -34 | -34.0147 | 35.2458 | 35.3666 | 48.6637 | 49.7063 | -32 | -32.0156 | -138.7302 | 139.0411 | -138.7302 | 139.0411 | 127.5789 | 168.3003 | 132.3 | 135.9291 | 132.6 | 136.3598 | -175.3 | -182.0195 | -175.8 | -183.4432 | -179.9 | -187.8297 | -179.2 | -187.3255 | 260.4545 | 262.2584
2021-01-26 05:30 | -39 | -39 | 35.5674 | 35.7142 | 48.4407 | 49.4485 | -40 | -40 | -136.3087 | 136.5545 | -136.3087 | 136.5545 | 126.5029 | 165.8025 | 133.5 | 136.9621 | 133.5 | 136.8954 | -175.9 | -182.4905 | -176.3 | -183.64 | -180.7 | -188.1721 | -180.2 | -188.0027 | 271.1956 | 273.0853
2021-01-26 06:00 | -30 | -30.0167 | 36.6255 | 36.8971 | 46.0057 | 47.053 | -30 | -30.0167 | -130.5494 | 130.7812 | -130.5494 | 130.7812 | 121.6965 | 163.2651 | 132.9 | 135.6149 | 132.6 | 135.442 | -177.1 | -182.2219 | -176.4 | -182.3243 | -180.4 | -186.422 | -179.7 | -186.0261 | 270.6773 | 272.7534
2021-01-26 06:30 | -30 | -30.0167 | 42.7373 | 42.8874 | 40.8167 | 42.3121 | -30 | -30.0167 | -133.5305 | 133.8675 | -133.5305 | 133.8675 | 111.6916 | 149.6288 | 132.9 | 134.7912 | 132.6 | 134.5971 | -176.1 | -180.0694 | -176.4 | -181.7324 | -180.4 | -185.8074 | -180.5 | -186.22 | 273.9141 | 278.2223
2021-01-26 07:00 | -23 | -23 | 44.0318 | 44.4263 | 40.2307 | 41.0751 | -24 | -24 | -131.0591 | 131.1573 | -131.0591 | 131.1573 | 106.6287 | 145.4603 | 132.6 | 134.5459 | 132.6 | 134.5459 | -175.9 | -179.6104 | -176.5 | -181.6152 | -180.8 | -186.0534 | -180.7 | -186.0977 | 270.4679 | 275.0569
2021-01-26 07:30 | -33 | -33.0151 | 36.3444 | 36.5883 | 48.523 | 49.4132 | -34 | -34 | -144.7762 | 144.8701 | -144.7762 | 144.8701 | 97.644 | 137.0645 | 131.4 | 133.3125 | 132.6 | 134.4954 | -176.8 | -180.2117 | -177.7 | -182.4816 | -181.8 | -186.7016 | -181.2 | -186.2092 | 280.1128 | 283.9137
2021-01-26 08:00 | -33 | -33 | 34.2011 | 34.4806 | 49.1391 | 50.0611 | -33 | -33 | -145.3558 | 145.386 | -145.3558 | 145.386 | 94.0837 | 134.6085 | 132.9 | 134.4566 | 132.9 | 134.4114 | -176.6 | -179.8621 | -178.2 | -182.7887 | -182.5 | -187.2035 | -182.3 | -187.234 | 299.2229 | 302.4477
2021-01-26 08:30 | -39 | -39.0128 | 24.0635 | 24.326 | 59.486 | 60.3579 | -39 | -39.0128 | -163.6615 | 163.707 | -163.6615 | 163.707 | 90.1676 | 129.2948 | 131.4 | 132.839 | 130.8 | 132.6706 | -174.1 | -177.6228 | -177.1 | -181.3571 | -180.6 | -184.9983 | -180.4 | -185.0448 | 308.8589 | 311.8148
2021-01-26 09:00 | -46 | -46.0977 | 22.4917 | 22.5487 | 62.8665 | 63.9662 | -46 | -46.0977 | -162.6843 | 162.7444 | -162.6843 | 162.7444 | 85.458 | 127.5728 | 130.8 | 132.7211 | 130.8 | 132.6706 | -174.6 | -178.1525 | -177 | -181.3757 | -181.4 | -185.8879 | -181.1 | -185.7718 | 316.3188 | 318.5205
2021-01-26 09:30 | -48 | -48.0416 | 18.0479 | 18.1849 | 68.0807 | 68.8938 | -47 | -47.0956 | -175.2124 | 175.2905 | -175.2124 | 175.2905 | 87.7424 | 127.757 | 130.2 | 132.1298 | 131.4 | 133.2621 | -175.2 | -178.6814 | -178.1 | -182.4277 | -182.6 | -187.0375 | -182.1 | -186.7247 | 328.0143 | 330.4658
2021-01-26 10:00 | -64 | -64.2806 | 5.8946 | 6.6784 | 80.4253 | 81.6023 | -65 | -65.2763 | -190.8867 | 191.1208 | -190.8867 | 191.1208 | 93.5601 | 129.9796 | 131.1 | 132.7242 | 130.5 | 132.3248 | -174.2 | -177.701 | -177.6 | -181.7039 | -181.7 | -186.0293 | -181.3 | -185.7685 | 328.1853 | 329.9539
2021-01-26 10:30 | -69 | -69.1809 | -1.6441 | 2.4687 | 82.5461 | 83.5526 | -69 | -69.1809 | -193.9099 | 194.0796 | -193.9099 | 194.0796 | 99.3057 | 133.868 | 132.3 | 133.9563 | 132.6 | 134.2999 | -175.9 | -179.1748 | -179.3 | -183.345 | -183.7 | -187.8568 | -183.7 | -188.0685 | 330.3195 | 331.8788
2021-01-26 11:00 | -61 | -61.2046 | -3.7734 | 4.2027 | 78.1457 | 79.2245 | -60 | -60.2993 | -182.5814 | 182.672 | -182.5814 | 182.672 | 86.6775 | 128.4271 | 130.5 | 132.6346 | 132.3 | 134.5971 | -175.8 | -180.074 | -178.3 | -183.2029 | -182.6 | -187.6176 | -182.3 | -187.5583 | 330.387 | 331.8054
2021-01-26 11:30 | -58 | -58.3095 | 11.8637 | 12.5389 | 61.9563 | 63.0348 | -57 | -57.3149 | -164.2822 | 164.3162 | -164.2822 | 164.3162 | 57.0703 | 126.3552 | 125.7 | 127.8595 | 124.8 | 127.2598 | -166.6 | -170.7245 | -169.4 | -173.5661 | -172.7 | -176.9176 | -171.8 | -176.1711 | 287.624 | 288.185
2021-01-26 12:00 | -57 | -57.3149 | 7.6951 | 7.8233 | 65.513 | 67.0028 | -57 | -57.4282 | -159.4831 | 159.5438 | -159.4831 | 159.5438 | 55.225 | 126.0654 | 126.6 | 129.0255 | 125.7 | 128.2604 | -166.4 | -170.6616 | -168.9 | -173.2769 | -173.1 | -177.5942 | -172.6 | -177.2424 | 273.0731 | 273.4982
2021-01-26 12:30 | -56 | -56.1427 | 6.8255 | 7.0906 | 63.5235 | 65.1898 | -56 | -56.2228 | -154.5641 | 154.7424 | -154.5641 | 154.7424 | 48.8137 | 124.5089 | 124.8 | 127.7511 | 125.4 | 128.4662 | -166 | -171.187 | -167.9 | -173.6459 | -171.7 | -177.5244 | -171.5 | -177.6399 | 254.7772 | 255.3974
2021-01-26 13:00 | -54 | -54.3323 | 14.4713 | 14.5728 | 66.4796 | 67.9415 | -54 | -54.3323 | -153.1622 | 153.3637 | -153.1622 | 153.3637 | 62.7141 | 132.067 | 127.2 | 131.0423 | 126.3 | 130.2418 | -167.5 | -174.2419 | -168.5 | -175.7904 | -172.3 | -179.9758 | -171.7 | -179.5178 | 259.435 | 259.9691
2021-01-26 13:30 | -66 | -66.3702 | -5.9006 | 6.1878 | 80.0983 | 81.5188 | -67 | -67.3647 | -174.5576 | 174.8576 | -174.5576 | 174.8576 | 78.2571 | 135.4998 | 126.3 | 130.6161 | 125.4 | 129.6694 | -165.6 | -172.1133 | -166.5 | -173.5888 | -170.5 | -177.907 | -170.1 | -177.6385 | 275.7325 | 276.2922
2021-01-26 14:00 | -70 | -70.5762 | 2.2216 | 4.9151 | 81.9455 | 83.4115 | -69 | -69.4622 | -164.0418 | 164.4576 | -164.0418 | 164.4576 | 62.978 | 131.886 | 126.6 | 130.1755 | 126 | 129.8054 | -167.3 | -173.7766 | -167.9 | -175.1014 | -172 | -179.4018 | -171.5 | -179.0656 | 264.3972 | 264.8971
2021-01-26 14:30 | -66 | -66.4831 | -0.45235 | 2.4093 | 78.2323 | 79.8615 | -67 | -67.4759 | -157.9203 | 158.5268 | -157.9203 | 158.5268 | 58.0035 | 130.0614 | 125.1 | 128.7881 | 125.1 | 129.0785 | -166.5 | -172.9252 | -167.6 | -174.6441 | -172.3 | -179.5201 | -171.4 | -178.8552 | 257.0859 | 257.7867
2021-01-26 15:00 | -76 | -76.531 | -11.1932 | 11.7353 | 91.7765 | 93.0991 | -76 | -76.4199 | -175.6752 | 176.3569 | -175.6752 | 176.3569 | 89.5914 | 127.0872 | 124.5 | 126.9656 | 125.4 | 127.676 | -166.2 | -170.2038 | -169.2 | -174.1202 | -173.4 | -178.3905 | -173.1 | -178.2398 | 312.6815 | 314.9766
2021-01-26 15:30 | -77 | -77.6466 | -5.8895 | 7.4075 | 89.3964 | 90.944 | -78 | -78.6384 | -173.8675 | 174.624 | -173.8675 | 174.624 | 80.0642 | 125.0879 | 123.9 | 126.6192 | 124.8 | 127.8806 | -164.1 | -169.0238 | -167.7 | -173.6004 | -171.7 | -177.833 | -171.5 | -177.8766 | 311.2978 | 313.832
2021-01-26 16:00 | -81 | -81.7435 | -4.0787 | 7.9469 | 91.6887 | 93.3759 | -81 | -81.615 | -179.6748 | 180.4598 | -179.6748 | 180.4598 | 64.7804 | 118.783 | 124.2 | 127.3612 | 124.8 | 127.9464 | -166.6 | -171.7882 | -168.4 | -174.517 | -173.5 | -179.8583 | -173.5 | -180.0441 | 302.1384 | 304.6941
2021-01-26 16:30 | -59 | -59.8415 | 5.797 | 7.5883 | 76.7529 | 78.8717 | -59 | -59.8415 | -164.313 | 165.096 | -164.313 | 165.096 | 53.8741 | 121.283 | 131.7 | 134.9417 | 132.6 | 136.2902 | -175.7 | -182.4855 | -177.3 | -184.938 | -181.6 | -189.4241 | -181.2 | -189.2763 | 257.5084 | 258.9215
2021-01-26 17:00 | -62 | -62.6498 | 7.7953 | 8.6304 | 76.6565 | 78.5008 | -63 | -63.6396 | -166.6681 | 167.2662 | -166.6681 | 167.2662 | 56.0901 | 120.9273 | 132.3 | 135.7254 | 132.9 | 136.3103 | -175.6 | -182.0686 | -177.3 | -184.9949 | -181.8 | -189.6788 | -181.6 | -189.7171 | 253.1595 | 255.2005
2021-01-26 17:30 | -60 | -60.531 | 7.4631 | 7.9033 | 73.659 | 75.6286 | -60 | -60.531 | -168.0755 | 168.659 | -168.0755 | 168.659 | 67.9701 | 122.0307 | 134.1 | 136.7322 | 134.1 | 136.6163 | -178.4 | -183.556 | -179.1 | -185.6293 | -183.2 | -189.8218 | -182.8 | -189.7542 | 268.1157 | 270.9866
2021-01-26 18:00 | -78 | -79.0759 | -6.316 | 9.2405 | 90.335 | 92.461 | -77 | -78.0897 | -195.3642 | 196.2496 | -195.3642 | 196.2496 | 75.195 | 121.3426 | 133.8 | 136.1524 | 132.9 | 135.5555 | -175.9 | -180.4798 | -178.7 | -184.6508 | -183.1 | -189.2017 | -182.8 | -189.1245 | 276.2731 | 279.644
2021-01-26 18:30 | -64 | -64.7765 | 3.2022 | 6.0487 | 85.4938 | 87.3361 | -65 | -65.7647 | -192.7028 | 193.2677 | -192.7028 | 193.2677 | 87.0558 | 134.3426 | 133.8 | 136.2083 | 134.1 | 136.5593 | -177.6 | -182.661 | -178.9 | -184.5727 | -183.4 | -189.3018 | -183.1 | -189.2365 | 295.9863 | 298.6641
2021-01-26 19:00 | -68 | -68.0661 | 11.3629 | 11.816 | 82.0125 | 82.6986 | -66 | -66.0681 | -187.8513 | 187.8885 | -187.8513 | 187.8885 | 100.2366 | 142.741 | 131.4 | 133.6829 | 131.7 | 134.058 | -174.6 | -179.2131 | -177.9 | -183.3086 | -182.3 | -187.8199 | -181.8 | -187.6278 | 318.4493 | 320.8187
2021-01-26 19:30 | -53 | -53.0377 | 21.3114 | 21.8134 | 75.3963 | 76.0182 | -53 | -53.0377 | -177.2123 | 177.2297 | -177.2123 | 177.2297 | 98.256 | 142.453 | 131.4 | 133.628 | 130.8 | 133.149 | -175.1 | -179.6778 | -178.3 | -183.7209 | -182.7 | -188.2323 | -182.2 | -187.9908 | 321.8349 | 325.1881
2021-01-26 20:00 | -59 | -59.0339 | 24.4046 | 24.4592 | 75.3566 | 76.0463 | -59 | -59.0339 | -177.0423 | 177.0629 | -177.0423 | 177.0629 | 98.1848 | 141.7257 | 132 | 134.2181 | 131.4 | 133.6829 | -174.6 | -179.0344 | -177.1 | -182.484 | -181.4 | -186.8742 | -181.1 | -186.8508 | 322.9375 | 326.1357
2021-01-26 20:30 | -57 | -57 | 25.4386 | 25.6555 | 73.2383 | 73.7949 | -57 | -57.0088 | -174.2066 | 174.2179 | -174.2066 | 174.2179 | 103.7896 | 147.5918 | 133.2 | 135.5074 | 132 | 134.3839 | -175.4 | -180.151 | -178.3 | -184.014 | -182.6 | -188.3785 | -182.5 | -188.6735 | 312.4843 | 316.0053
2021-01-26 21:00 | -51 | -51.0098 | 25.5507 | 25.6926 | 70.4245 | 71.2609 | -51 | -51.0098 | -171.3729 | 171.5175 | -171.3729 | 171.5175 | 105.0987 | 152.0747 | 132.6 | 135.1443 | 132.6 | 135.321 | -176.5 | -181.5448 | -178.9 | -184.8193 | -183.5 | -189.5481 | -183.3 | -189.6848 | 291.8635 | 295.1692
2021-01-26 21:30 | -56 | -56.0803 | 23.508 | 23.6518 | 70.6517 | 71.513 | -55 | -55.0818 | -173.2414 | 173.4064 | -173.2414 | 173.4064 | 114.8968 | 159.3305 | 132.9 | 135.6149 | 133.8 | 136.617 | -176.2 | -181.6107 | -178.8 | -185.1908 | -183 | -189.4724 | -182 | -188.8763 | 279.2641 | 283.0616
2021-01-26 22:00 | -59 | -60.208 | 16.2055 | 17.3082 | 73.2288 | 75.7894 | -58 | -59.0339 | -170.2514 | 171.6678 | -170.2514 | 171.6678 | 125.3445 | 163.6092 | 133.8 | 136.497 | 133.2 | 136.0906 | -176.7 | -182.489 | -177.9 | -184.5514 | -182.1 | -188.9193 | -181.9 | -188.8604 | 265.8636 | 270.0347
2021-01-26 22:30 | -52 | -53.1507 | 17.3947 | 18.8582 | 70.0631 | 73.3822 | -51 | -52.1728 | -169.7473 | 171.5024 | -169.7473 | 171.5024 | 131.4017 | 168.8128 | 134.4 | 137.4511 | 133.5 | 136.4459 | -178.3 | -183.9646 | -177.5 | -183.9542 | -182.1 | -188.8569 | -181.8 | -188.7372 | 246.9695 | 252.2762
2021-01-26 23:00 | -53 | -54.8179 | 18.533 | 20.2755 | 69.4475 | 72.9075 | -53 | -54.5711 | -172.2203 | 174.082 | -172.2203 | 174.082 | 130.1121 | 170.7582 | 135 | 139.1185 | 135 | 139.1913 | -177.8 | -185.7324 | -178 | -186.7518 | -182.3 | -191.2739 | -181.9 | -191.291 | 236.6825 | 240.8005
2021-01-26 23:30 | -43 | -44.3847 | 30.7544 | 31.2463 | 55.5766 | 58.955 | -43 | -44.3847 | -169.0753 | 170.2884 | -169.0753 | 170.2884 | 123.557 | 164.5745 | 133.5 | 137.4465 | 134.4 | 138.2502 | -177.2 | -184.5321 | -176.2 | -184.525 | -180.5 | -189.0171 | -179.8 | -188.649 | 256.7658 | 261.4924
2021-01-27 | -47 | -48.7647 | 20.9002 | 22.2084 | 63.088 | 66.7541 | -49 | -50.6952 | -172.0205 | 173.8702 | -172.0205 | 173.8702 | 120.6417 | 164.6097 | 135 | 139.2646 | 134.7 | 138.8323 | -177.9 | -185.886 | -177.1 | -186.0468 | -181.3 | -190.4125 | -180.2 | -189.5818 | 237.7928 | 242.1026
2021-01-27 00:30 | -48 | -49.7293 | 18.644 | 19.7016 | 62.1039 | 65.807 | -48 | -49.4773 | -165.291 | 167.7075 | -165.291 | 167.7075 | 127.764 | 169.7125 | 134.7 | 138.9738 | 134.7 | 138.9738 | -178.3 | -186.3478 | -177 | -185.7612 | -180.1 | -189.0562 | -180.4 | -189.8004 | 225.8585 | 231.9848
2021-01-27 01:00 | -53 | -54.8179 | 13.0201 | 15.1488 | 66.2079 | 70.2854 | -52 | -53.8516 | -163.2546 | 166.2474 | -163.2546 | 166.2474 | 129.4231 | 171.0627 | 135 | 139.3386 | 135 | 139.4884 | -178.7 | -186.9137 | -176.6 | -185.5402 | -181.8 | -190.9803 | -181.3 | -190.8451 | 216.4255 | 222.1582
2021-01-27 01:30 | -57 | -59.4811 | 7.9784 | 13.2909 | 70.5335 | 75.2015 | -57 | -59.4811 | -167.1635 | 170.6087 | -167.1635 | 170.6087 | 124.6308 | 168.2482 | 135.3 | 140.0075 | 134.7 | 139.4277 | -179 | -188.1314 | -177.4 | -187.2079 | -181.1 | -191.0018 | -180.2 | -190.4703 | 193.9515 | 198.7216
2021-01-27 02:00 | -64 | -66.4831 | 11.1946 | 12.6174 | 66.4862 | 69.9824 | -64 | -66.2193 | -153.892 | 156.3603 | -153.892 | 156.3603 | 127.0043 | 170.783 | 134.7 | 140.1491 | 135 | 140.6568 | -178.7 | -189.3144 | -175.6 | -186.8651 | -180.3 | -191.8289 | -179.3 | -191.1803 | 181.5796 | 186.7232
2021-01-27 02:30 | -51 | -52.6308 | 12.6091 | 14.1612 | 64.2108 | 68.1171 | -50 | -51.6624 | -145.2061 | 147.7441 | -145.2061 | 147.7441 | 128.2843 | 170.2972 | 135.6 | 141.3484 | 135.6 | 141.3484 | -178.8 | -189.9765 | -175.3 | -187.0673 | -179.5 | -191.4964 | -178.9 | -191.3506 | 176.399 | 181.0235
2021-01-27 03:00 | -58 | -59.6657 | 8.958 | 11.5924 | 69.4387 | 72.9762 | -57 | -58.6941 | -159.9452 | 162.677 | -159.9452 | 162.677 | 128.7827 | 171.4482 | 135.6 | 141.1802 | 135.3 | 141.3178 | -179.7 | -190.6228 | -177.2 | -188.6423 | -181.2 | -192.7859 | -181 | -193.0244 | 174.2701 | 178.1653
2021-01-27 03:30 | -49 | -50.448 | 17.5007 | 18.3893 | 62.9758 | 66.213 | -48 | -49.4773 | -155.3449 | 157.9156 | -155.3449 | 157.9156 | 127.7512 | 168.9765 | 135.3 | 141.0606 | 135 | 140.7729 | -179.6 | -190.4286 | -176.1 | -187.5406 | -180.1 | -191.8124 | -179.2 | -191.2456 | 180.4518 | 185.6018
2021-01-27 04:00 | -53 | -54.3415 | 16.5066 | 17.8744 | 66.0987 | 69.2621 | -53 | -54.3415 | -162.5005 | 165.0691 | -162.5005 | 165.0691 | 123.7955 | 164.0494 | 135 | 140.2733 | 135 | 140.1922 | -178.1 | -188.3169 | -175.6 | -186.2573 | -180 | -190.9724 | -179.5 | -190.8045 | 188.0862 | 193.9056
2021-01-27 04:30 | -52 | -53.3667 | 20.1732 | 21.9223 | 66.4154 | 69.4175 | -52 | -53.3667 | -166.0395 | 168.4444 | -166.0395 | 168.4444 | 116.5599 | 167.0432 | 135.9 | 141.3029 | 135 | 140.5205 | -178.2 | -188.3514 | -175.8 | -187.0872 | -180 | -191.5128 | -179.4 | -191.2994 | 198.5582 | 206.6163
2021-01-27 05:00 | -61 | -62.8172 | 15.9695 | 21.7326 | 76.6448 | 79.7523 | -60 | -61.8466 | -182.6504 | 185.1679 | -182.6504 | 185.1679 | 107.1528 | 154.6169 | 134.4 | 139.2944 | 133.8 | 138.4808 | -177.2 | -186.1761 | -175.5 | -185.4407 | -179.9 | -190.1217 | -179.7 | -190.193 | 225.9687 | 233.7494
2021-01-27 05:30 | -58 | -59.9083 | 27.4113 | 31.5185 | 74.5295 | 77.0935 | -57 | -58.9406 | -181.777 | 183.5472 | -181.777 | 183.5472 | 109.7654 | 161.3562 | 134.7 | 138.5419 | 134.4 | 138.1108 | -177.2 | -184.7287 | -177 | -185.1712 | -181.4 | -189.7589 | -181.3 | -190.0192 | 279.7264 | 286.5785
2021-01-27 06:00 | -57 | -58.4637 | 32.4237 | 36.9279 | 74.1872 | 76.0183 | -56 | -57.4891 | -184.4993 | 185.5345 | -184.4993 | 185.5345 | 102.4019 | 148.3481 | 132.9 | 135.675 | 133.2 | 135.9688 | -177 | -182.2431 | -178.8 | -185.4988 | -183.1 | -190.0861 | -182.8 | -189.8505 | 309.1763 | 317.2339
2021-01-27 06:30 | -69 | -70.6116 | 20.7549 | 30.6749 | 88.5361 | 90.8018 | -69 | -70.406 | -205.9778 | 207.1531 | -205.9778 | 207.1531 | 85.7044 | 126.649 | 132.3 | 134.0517 | 132 | 133.7075 | -176.3 | -179.7993 | -178.4 | -183.9148 | -182.7 | -188.2356 | -182.9 | -188.6216 | 331.6726 | 340.2983
2021-01-27 07:00 | -67 | -69.6419 | 7.0286 | 33.8629 | 102.1918 | 105.9062 | -67 | -69.6419 | -219.9142 | 221.8057 | -219.9142 | 221.8057 | 55.1106 | 122.471 | 132.6 | 135.321 | 132.6 | 135.2614 | -176.1 | -181.2297 | -177.8 | -184.5619 | -182.3 | -189.2518 | -181.9 | -188.9143 | 318.095 | 323.2363
2021-01-27 07:30 | -86 | -88.7694 | 4.7192 | 30.5787 | 103.2236 | 105.8455 | -85 | -87.8009 | -220.2504 | 221.2294 | -220.2504 | 221.2294 | 39.1453 | 116.7645 | 123.3 | 125.5571 | 124.2 | 126.3851 | -164.7 | -168.4825 | -166.9 | -172.1279 | -171.2 | -176.5175 | -170.8 | -176.3739 | 313.9239 | 316.5923
2021-01-27 08:00 | -102 | -103.9423 | -13.1146 | 29.7736 | 117.7338 | 119.4582 | -102 | -104.1393 | -242.715 | 243.0256 | -242.715 | 243.0256 | 31.2122 | 98.647 | 111.9 | 113.9092 | 111 | 113.1398 | -147.8 | -150.6763 | -151.6 | -155.6805 | -155.6 | -159.7805 | -155.4 | -159.629 | 352.3615 | 354.237
2021-01-27 08:30 | -99 | -100.6231 | -20.525 | 30.3661 | 111.5374 | 113.2101 | -99 | -100.6231 | -231.0209 | 231.3589 | -231.0209 | 231.3589 | 55.2283 | 103.9347 | 105.3 | 107.2579 | 105 | 106.8447 | -140.2 | -142.3074 | -144.9 | -148.1581 | -148.7 | -151.9998 | -148.2 | -151.5943 | 350.2833 | 352.4497
2021-01-27 09:00 | -93 | -94.2019 | -24.5372 | 32.4579 | 106.416 | 108.074 | -92 | -93.2148 | -221.6192 | 221.9408 | -221.6192 | 221.9408 | 53.1988 | 109.3529 | 105 | 107.9817 | 105.3 | 108.3436 | -141 | -144.63 | -145.8 | -150.7466 | -149.8 | -154.9203 | -149.1 | -154.3206 | 328.0128 | 329.4804
2021-01-27 09:30 | -88 | -88.8144 | -27.7436 | 32.5833 | 100.2376 | 101.4508 | -87 | -87.6926 | -205.0983 | 205.242 | -205.0983 | 205.242 | 56.7337 | 106.7143 | 105.6 | 108.0333 | 104.7 | 107.283 | -139.5 | -142.4419 | -144.6 | -148.9658 | -148.3 | -152.846 | -147.6 | -152.3862 | 317.2052 | 318.604
2021-01-27 10:00 | -87 | -88.6454 | -32.781 | 40.4486 | 99.6185 | 102.0981 | -87 | -88.6454 | -191.9193 | 193.1228 | -191.9193 | 193.1228 | 55.1801 | 105.2646 | 104.7 | 106.7267 | 104.7 | 106.9659 | -140.4 | -143.0105 | -145.5 | -149.6038 | -149.2 | -153.4349 | -148.6 | -152.8985 | 301.9802 | 303.4338
2021-01-27 10:30 | -90 | -91.7823 | -37.7911 | 44.681 | 98.8334 | 101.3719 | -89 | -90.609 | -187.1481 | 188.3564 | -187.1481 | 188.3564 | 63.0286 | 109.0392 | 105.3 | 107.8687 | 106.2 | 108.7474 | -140.6 | -143.4198 | -145 | -148.8195 | -148.9 | -152.9353 | -148.2 | -152.2768 | 305.4504 | 306.848
2021-01-27 11:00 | -89 | -90.609 | -43.4601 | 48.5843 | 98.5961 | 100.8344 | -89 | -90.609 | -186.7309 | 187.4761 | -186.7309 | 187.4761 | 70.9573 | 110.661 | 105.9 | 108.0804 | 105.6 | 107.9704 | -141.1 | -143.6978 | -145.7 | -149.3025 | -149.4 | -153.1098 | -149 | -152.7856 | 309.7527 | 311.7846
2021-01-27 11:30 | -83 | -84.7231 | -37.7411 | 43.5206 | 92.826 | 95.2572 | -83 | -84.5281 | -175.2606 | 176.0518 | -175.2606 | 176.0518 | 62.9008 | 113.6045 | 105 | 107.4926 | 105.3 | 108.0004 | -140.4 | -143.6113 | -145.2 | -149.4057 | -149 | -153.3344 | -148.4 | -152.799 | 293.8694 | 295.7901
2021-01-27 12:00 | -87 | -88.6454 | -44.3444 | 49.6653 | 96.8284 | 99.367 | -86 | -87.4757 | -180.4974 | 181.3441 | -180.4974 | 181.3441 | 68.9262 | 112.4599 | 105 | 107.3837 | 106.2 | 108.7474 | -139.9 | -142.6745 | -145 | -148.8647 | -148.1 | -152.1108 | -148.4 | -152.4715 | 301.4775 | 302.9627
2021-01-27 12:30 | -89 | -90.4268 | -44.1853 | 48.6583 | 97.9593 | 100.1521 | -89 | -90.4268 | -180.2094 | 180.8453 | -180.2094 | 180.8453 | 73.8432 | 107.0663 | 105.6 | 107.4959 | 105.6 | 107.5524 | -141 | -143.3771 | -146.7 | -150.6338 | -150.1 | -154.195 | -149.6 | -153.7775 | 311.839 | 315.0475
2021-01-27 13:00 | -85 | -85.3756 | -42.916 | 45.3282 | 95.7897 | 96.8369 | -87 | -87.367 | -179.732 | 179.7639 | -179.732 | 179.7639 | 72.0685 | 131.9471 | 105.9 | 108.5196 | 105.3 | 107.912 | -140.8 | -144.0444 | -146.2 | -150.4247 | -149.6 | -154.0836 | -149.3 | -153.9388 | 319.0448 | 321.449
2021-01-27 13:30 | -87 | -87.2812 | -42.8912 | 44.7659 | 95.4809 | 96.2047 | -86 | -86.2844 | -181.2495 | 181.2509 | -181.2495 | 181.2509 | 78.2334 | 132.8672 | 105.3 | 107.4926 | 105.6 | 107.9083 | -139.2 | -141.7753 | -145.4 | -149.3166 | -149.1 | -153.2679 | -148.9 | -153.1432 | 329.3941 | 331.7448
2021-01-27 14:00 | -88 | -88.3629 | -45.0335 | 46.9428 | 98.959 | 99.7543 | -88 | -88.278 | -186.62 | 186.6246 | -186.62 | 186.6246 | 72.2652 | 127.812 | 106.5 | 108.3802 | 106.2 | 108.4345 | -141.7 | -144.4013 | -147.2 | -150.7884 | -151.1 | -154.8343 | -150.8 | -154.6074 | 338.4379 | 340.655
2021-01-27 14:30 | -86 | -86.4697 | -39.7287 | 42.4456 | 96.7 | 97.7182 | -85 | -85.3756 | -181.0312 | 181.1263 | -181.0312 | 181.1263 | 63.2847 | 122.3902 | 103.8 | 106.6064 | 105 | 107.6202 | -141 | -143.8912 | -147.5 | -150.9525 | -151.1 | -154.683 | -150.8 | -154.4114 | 335.2369 | 337.7012
2021-01-27 15:00 | -92 | -93.5575 | -39.1954 | 44.7755 | 101.4247 | 103.646 | -92 | -93.5575 | -188.448 | 189.2066 | -188.448 | 189.2066 | 54.3416 | 122.883 | 104.4 | 107.7606 | 104.7 | 107.9041 | -140.6 | -144.2178 | -147.1 | -150.9109 | -150.8 | -154.7408 | -150.4 | -154.3511 | 340.1725 | 341.8657
2021-01-27 15:30 | -91 | -91.444 | -34.9171 | 37.3608 | 100.5107 | 101.3755 | -91 | -91.444 | -193.4911 | 193.5013 | -193.4911 | 193.5013 | 48.7902 | 135.2748 | 105 | 108.5668 | 105.3 | 108.7813 | -141.2 | -145.1659 | -148 | -151.6455 | -151.7 | -155.3333 | -151.3 | -154.9643 | 342.4299 | 342.9162
2021-01-27 16:00 | -88 | -88.5664 | -31.7506 | 35.1115 | 100.8979 | 102.038 | -88 | -88.5664 | -197.4508 | 197.525 | -197.4508 | 197.525 | 49.4823 | 138.7474 | 121.8 | 124.142 | 123 | 125.5549 | -162.9 | -166.9391 | -168.1 | -171.6644 | -172.2 | -175.9228 | -171.9 | -175.6658 | 330.0323 | 330.7869
2021-01-27 16:30 | -85 | -85.4751 | -4.0112 | 10.8383 | 84.5068 | 85.2573 | -86 | -86.3713 | -180.918 | 180.9207 | -180.918 | 180.9207 | 56.4332 | 138.6741 | 123.9 | 125.8731 | 123.3 | 125.2826 | -163.3 | -166.7773 | -169.7 | -173.353 | -174 | -177.7666 | -173.7 | -177.5347 | 345.0345 | 347.4219
2021-01-27 17:00 | -73 | -73.437 | 0.15843 | 12.8422 | 87.3285 | 88.2776 | -72 | -72.4431 | -189.1 | 189.1329 | -189.1 | 189.1329 | 45.1303 | 129.4021 | 132.6 | 134.8082 | 131.7 | 134.146 | -174 | -178.383 | -180 | -184.6773 | -184.2 | -188.9499 | -184.1 | -188.942 | 345.0061 | 347.6792
2021-01-27 17:30 | -63 | -63 | 15.9165 | 17.2381 | 79.8376 | 80.0146 | -63 | -63.0079 | -182.9239 | 183.0718 | -182.9239 | 183.0718 | 44.2436 | 128.4911 | 131.7 | 133.923 | 132 | 134.058 | -176.3 | -180.1613 | -181.4 | -185.016 | -185.4 | -188.9975 | -185.1 | -188.7814 | 348.938 | 350.9244
2021-01-27 18:00 | -63 | -63 | 26.6122 | 27.9872 | 81.0081 | 81.194 | -62 | -62 | -185.3562 | 185.4796 | -185.3562 | 185.4796 | 44.208 | 125.9281 | 130.8 | 132.8766 | 132.3 | 134.5131 | -176.2 | -180.2722 | -181 | -184.6832 | -185.4 | -189.1544 | -185.3 | -189.1162 | 344.1831 | 346.6871
2021-01-27 18:30 | -59 | -59.0085 | 43.1937 | 44.8203 | 72.3473 | 72.8045 | -58 | -58.0086 | -174.2894 | 174.3101 | -174.2894 | 174.3101 | 40.1583 | 132.2887 | 132.3 | 134.406 | 132.3 | 134.6228 | -175.2 | -179.51 | -179.4 | -183.3804 | -183.7 | -187.7685 | -183.5 | -187.6138 | 345.4784 | 347.8722
2021-01-27 19:00 | -58 | -58.0345 | 45.5429 | 46.7756 | 75.1532 | 75.41 | -57 | -57.0088 | -178.8164 | 178.8792 | -178.8164 | 178.8792 | 43.5433 | 131.0837 | 132.3 | 134.7922 | 132.9 | 135.3243 | -176 | -180.7646 | -179.1 | -183.3826 | -183.8 | -188.1235 | -183.2 | -187.6017 | 337.0374 | 339.992
2021-01-27 19:30 | -51 | -51 | 52.887 | 53.9547 | 71.1792 | 71.307 | -51 | -51 | -172.8927 | 173.0615 | -172.8927 | 173.0615 | 51.5492 | 137.4963 | 131.7 | 134.4997 | 132.3 | 135.2721 | -175.6 | -180.7882 | -179.7 | -184.4073 | -184.2 | -188.9722 | -183.7 | -188.5748 | 332.8359 | 335.8696
2021-01-27 20:00 | -48 | -48 | 56.9143 | 58.3062 | 69.4235 | 69.6281 | -47 | -47 | -172.3983 | 172.5341 | -172.3983 | 172.5341 | 49.3873 | 138.4723 | 131.7 | 134.5609 | 132.6 | 135.3811 | -175.7 | -180.8378 | -179.3 | -183.9279 | -183.9 | -188.5685 | -183.3 | -188.0726 | 332.1898 | 335.1751
2021-01-27 20:30 | -56 | -56.0357 | 44.6628 | 46.6877 | 79.5496 | 79.8255 | -58 | -58.0345 | -184.8559 | 184.8922 | -184.8559 | 184.8922 | 60.7228 | 143.7637 | 130.5 | 134.0396 | 132 | 135.5685 | -175.7 | -182.2351 | -179.2 | -185.4398 | -183.4 | -189.7045 | -182.7 | -188.9312 | 320.764 | 323.9924
2021-01-27 21:00 | -56 | -56.0357 | 44.0268 | 45.8234 | 75.7779 | 76.1971 | -55 | -55.0364 | -175.3746 | 175.3753 | -175.3746 | 175.3753 | 68.6653 | 150.0118 | 132 | 135.2345 | 132.3 | 135.5927 | -177.2 | -183.1742 | -178.9 | -185.1499 | -183.3 | -189.6079 | -182.8 | -189.3313 | 317.0889 | 320.8399
2021-01-27 21:30 | -70 | -70.0643 | 25.9435 | 28.3778 | 89.0601 | 89.4636 | -70 | -70.0643 | -195.6853 | 195.693 | -195.6853 | 195.693 | 87.9053 | 156.2821 | 132.3 | 135.6587 | 133.5 | 136.7638 | -176 | -182.1933 | -178.1 | -184.6383 | -182.3 | -188.9271 | -181.8 | -188.6301 | 311.1491 | 315.0603
2021-01-27 22:00 | -70 | -70.1783 | 21.4069 | 23.709 | 88.1287 | 88.6922 | -70 | -70.1142 | -190.8664 | 190.9107 | -190.8664 | 190.9107 | 104.6492 | 160.7866 | 133.8 | 136.9279 | 132 | 135.3 | -176.2 | -182.3803 | -177.7 | -184.0427 | -182.1 | -188.5255 | -181.5 | -188.1729 | 302.1257 | 306.5251
2021-01-27 22:30 | -66 | -66.1891 | 19.4995 | 21.4569 | 85.5447 | 86.3778 | -65 | -65.192 | -191.8202 | 191.91 | -191.8202 | 191.91 | 110.0514 | 166.2698 | 132.6 | 135.8202 | 133.5 | 136.7638 | -177.2 | -183.3785 | -177 | -183.7108 | -181.2 | -188.0519 | -180.9 | -188.006 | 277.3278 | 282.2653
2021-01-27 23:00 | -63 | -63.0714 | 21.1148 | 21.8712 | 81.1144 | 81.6981 | -63 | -63.0714 | -187.393 | 187.4021 | -187.393 | 187.4021 | 117.0583 | 166.4871 | 134.1 | 137.547 | 134.4 | 137.7732 | -178.1 | -184.6559 | -176.6 | -183.4332 | -181.4 | -188.4059 | -181.1 | -188.3625 | 264.1474 | 269.0248
2021-01-27 23:30 | -48 | -48 | 30.6167 | 30.6435 | 68.2579 | 68.66 | -49 | -49 | -177.1235 | 177.1497 | -177.1235 | 177.1497 | 110.567 | 160.2458 | 133.5 | 136.203 | 133.5 | 136.3232 | -176.7 | -182.0958 | -176.7 | -183.2617 | -180.9 | -187.6295 | -180.7 | -187.6509 | 284.057 | 290.118
2021-01-28 | -51 | -51.0098 | 27.5225 | 27.5722 | 67.1637 | 67.7388 | -50 | -50.01 | -166.619 | 166.6234 | -166.619 | 166.6234 | 119.2371 | 167.335 | 135 | 137.7327 | 135 | 137.8529 | -178.5 | -183.915 | -177.9 | -184.4983 | -182.3 | -189.0061 | -182.2 | -188.9193 | 266.6169 | 272.6334
2021-01-28 00:30 | -56 | -56.0803 | 22.0124 | 22.086 | 69.6276 | 70.3074 | -56 | -56.0357 | -162.0516 | 162.1106 | -162.0516 | 162.1106 | 112.844 | 162.9518 | 128.1 | 131.2321 | 128.7 | 131.8178 | -171.1 | -176.3719 | -170.3 | -176.8541 | -173.7 | -180.2368 | -173.2 | -179.8473 | 261.9312 | 268.3302
2021-01-28 01:00 | -53 | -53.9351 | 22.7405 | 24.3095 | 66.6619 | 68.9497 | -51 | -51.788 | -154.0986 | 155.0433 | -154.0986 | 155.0433 | 97.6513 | 153.0873 | 117 | 120.0079 | 115.5 | 118.822 | -153.1 | -157.7213 | -153.7 | -159.6017 | -157.4 | -163.3537 | -157.5 | -163.693 | 267.8633 | 273.8474
2021-01-28 01:30 | -52 | -52.7731 | 20.2092 | 21.6329 | 67.1583 | 69.3404 | -53 | -53.7587 | -154.51 | 155.4625 | -154.51 | 155.4625 | 104.3492 | 156.033 | 114 | 118.4331 | 114 | 118.5148 | -152.1 | -158.5323 | -151 | -158.6284 | -154.5 | -162.175 | -155.3 | -163.5223 | 262.724 | 268.966
2021-01-28 02:00 | -47 | -47.8539 | 25.2583 | 26.1765 | 61.6928 | 64.1026 | -47 | -47.8539 | -144.2082 | 145.2327 | -144.2082 | 145.2327 | 97.6535 | 153.7089 | 113.1 | 118.1577 | 113.7 | 118.7322 | -150.8 | -157.8887 | -150.8 | -159.1266 | -154.2 | -162.6999 | -153.9 | -162.6406 | 244.2635 | 251.6692
2021-01-28 02:30 | -43 | -43.9318 | 29.8223 | 30.4432 | 54.8571 | 57.749 | -42 | -42.7551 | -132.9133 | 134.168 | -132.9133 | 134.168 | 104.0322 | 157.0207 | 112.5 | 116.8268 | 113.1 | 117.7323 | -151.7 | -158.104 | -151.9 | -159.4853 | -155.3 | -162.998 | -154.9 | -162.9241 | 243.5366 | 252.4157
2021-01-28 03:00 | -39 | -39.6232 | 31.7797 | 32.0746 | 53.6109 | 55.8815 | -39 | -39.4588 | -130.946 | 131.7962 | -130.946 | 131.7962 | 106.9305 | 157.7202 | 113.1 | 117.5671 | 114.3 | 118.6412 | -151.2 | -157.3885 | -151.4 | -158.9177 | -154.9 | -162.5865 | -154.4 | -162.3249 | 248.6041 | 257.5741
2021-01-28 03:30 | -44 | -44.4072 | 28.0131 | 28.4037 | 59.8769 | 61.714 | -46 | -46.3897 | -139.9007 | 140.5569 | -139.9007 | 140.5569 | 106.1168 | 156.0979 | 112.2 | 116.3772 | 112.5 | 116.99 | -150.8 | -156.8383 | -150.8 | -158.1642 | -154.4 | -161.9888 | -154 | -161.8519 | 250.7752 | 260.044
2021-01-28 04:00 | -38 | -38.2099 | 34.4727 | 34.5598 | 53.2609 | 54.8294 | -38 | -38.2099 | -130.2708 | 130.7424 | -130.2708 | 130.7424 | 110.1345 | 157.3984 | 113.1 | 117.3245 | 112.8 | 116.9558 | -150.2 | -155.8544 | -150.9 | -158.0203 | -154.6 | -161.8505 | -154.2 | -161.7075 | 265.5248 | 274.3476
2021-01-28 04:30 | -31 | -31.0161 | 49.3154 | 49.3573 | 42.5348 | 43.2189 | -31 | -31.0161 | -115.7662 | 115.8011 | -115.7662 | 115.8011 | 127.4709 | 170.74 | 125.7 | 129.2304 | 126.6 | 130.106 | -169 | -175.0179 | -168.7 | -176.0106 | -173 | -180.5313 | -172.5 | -180.2541 | 260.5441 | 268.9239
2021-01-28 05:00 | -29 | -29.0172 | 50.7025 | 50.7063 | 46.4861 | 47.0411 | -30 | -30.0167 | -125.7433 | 125.7517 | -125.7433 | 125.7517 | 122.1501 | 167.437 | 134.7 | 137.8711 | 135 | 138.0378 | -178.5 | -184.584 | -177.8 | -185.0528 | -182.2 | -189.6963 | -181.9 | -189.6893 | 272.5985 | 279.6349
2021-01-28 05:30 | -27 | -27 | 60.1816 | 60.4969 | 44.6037 | 45.1279 | -28 | -28 | -127.2746 | 127.2747 | -127.2746 | 127.2747 | 109.6417 | 165.1886 | 133.8 | 137.458 | 134.1 | 137.8884 | -178.5 | -185.1564 | -178 | -185.2727 | -182.6 | -190.0251 | -182 | -189.7004 | 288.5367 | 296.2851
2021-01-28 06:00 | -23 | -23.1948 | 66.0048 | 66.6818 | 43.0132 | 44.1444 | -30 | -30.1496 | -130.245 | 130.2727 | -130.245 | 130.2727 | 88.7904 | 151.9414 | 134.4 | 136.4736 | 134.4 | 136.4736 | -178.1 | -182.3462 | -179 | -183.8528 | -183.1 | -187.9904 | -182.4 | -187.446 | 304.0807 | 310.1614
2021-01-28 06:30 | -27 | -27.2947 | 63.3263 | 64.5119 | 46.5294 | 47.4922 | -27 | -27.074 | -139.043 | 139.0432 | -139.043 | 139.0432 | 72.603 | 128.2602 | 134.4 | 136.4218 | 133.5 | 135.8576 | -178.4 | -182.8952 | -178.9 | -184.1837 | -183.1 | -188.4536 | -182.6 | -188.1593 | 319.0186 | 323.3693
2021-01-28 07:00 | -33 | -33.0606 | 57.1897 | 58.6501 | 51.1509 | 51.8171 | -33 | -33.0606 | -145.4197 | 145.4435 | -145.4197 | 145.4435 | 64.5007 | 124.6193 | 133.5 | 135.5353 | 132.6 | 134.5971 | -177 | -180.9496 | -179.1 | -183.9426 | -183.6 | -188.3874 | -183.1 | -188.0814 | 333.4848 | 336.5486
2021-01-28 07:30 | -44 | -44.1022 | 42.0846 | 43.5454 | 62.4409 | 63.0771 | -44 | -44.0454 | -158.5407 | 158.5567 | -158.5407 | 158.5567 | 64.7854 | 122.5183 | 132 | 133.8044 | 132.6 | 134.3963 | -177.5 | -181.1938 | -180.3 | -184.749 | -184.2 | -188.6429 | -183.9 | -188.4586 | 339.9293 | 342.8065
2021-01-28 08:00 | -33 | -33.0151 | 49.7892 | 50.8571 | 50.6107 | 51.1991 | -33 | -33.0151 | -142.4525 | 142.5823 | -142.4525 | 142.5823 | 62.88 | 116.0884 | 132.9 | 134.6923 | 132.3 | 134.1003 | -175.8 | -179.3288 | -180.6 | -184.6999 | -185.2 | -189.4073 | -184.8 | -189.1432 | 342.8763 | 346.6501
2021-01-28 08:30 | -37 | -37.054 | 41.0825 | 42.4653 | 54.1315 | 54.7962 | -37 | -37.0135 | -142.9666 | 143.0323 | -142.9666 | 143.0323 | 71.7468 | 121.3336 | 132 | 133.7075 | 132 | 133.7556 | -175.9 | -179.3288 | -181 | -185.7639 | -185.6 | -190.1831 | -186.6 | -191.401 | 338.2701 | 341.6613
2021-01-28 09:00 | -45 | -45.0111 | 43.3729 | 45.0444 | 58.1619 | 58.5247 | -44 | -44.0114 | -150.4621 | 150.6661 | -150.4621 | 150.6661 | 77.8681 | 141.1329 | 131.1 | 132.819 | 131.1 | 132.7242 | -174.2 | -177.4108 | -182.4 | -186.9952 | -187 | -191.593 | -186.4 | -191.1172 | 354.7154 | 364.0725
2021-01-28 09:30 | -44 | -44.0114 | 40.2728 | 40.7512 | 60.5915 | 60.7251 | -44 | -44.0114 | -149.4425 | 150.124 | -149.4425 | 150.124 | 68.5594 | 124.2769 | 132.3 | 134.1996 | 130.2 | 132.2861 | -174.6 | -178.3132 | -183.3 | -188.507 | -187.7 | -193.0189 | -187.2 | -192.6266 | 377.1934 | 381.0639
2021-01-28 10:00 | -56 | -56 | 27.2377 | 28.4024 | 74.3085 | 74.4259 | -56 | -56.0357 | -160.4319 | 160.9432 | -160.4319 | 160.9432 | 63.8911 | 120.1143 | 129.3 | 131.192 | 131.7 | 133.5084 | -174.9 | -178.407 | -185 | -190.0225 | -189.1 | -194.2943 | -188.8 | -194.0194 | 385.7915 | 389.0347
2021-01-28 10:30 | -63 | -63 | 22.0595 | 24.5085 | 79.1558 | 79.3545 | -63 | -63 | -173.3205 | 173.661 | -173.3205 | 173.661 | 58.8555 | 115.3122 | 131.4 | 133.0205 | 130.8 | 132.5229 | -174.3 | -177.4337 | -182.8 | -187.3854 | -187.1 | -191.8221 | -186.8 | -191.5959 | 396.8179 | 399.8839
2021-01-28 11:00 | -74 | -74.0608 | 7.366 | 14.3982 | 91.7739 | 92.1896 | -74 | -74.0608 | -197.7543 | 197.9065 | -197.7543 | 197.9065 | 49.2429 | 107.3322 | 126.6 | 128.2331 | 126.6 | 128.1857 | -169.3 | -172.169 | -178.7 | -182.9704 | -183.5 | -187.8947 | -182.6 | -187.0591 | 406.4527 | 409.5833
2021-01-28 11:30 | -73 | -73.0274 | 18.9628 | 22.6736 | 90.1567 | 90.3353 | -74 | -74.0068 | -199.0288 | 199.7314 | -199.0288 | 199.7314 | 48.4524 | 111.9313 | 128.4 | 129.8723 | 129 | 130.6031 | -172 | -174.8968 | -180.9 | -185.205 | -185.4 | -189.8148 | -184.9 | -189.4563 | 400.0603 | 403.0255
2021-01-28 12:00 | -76 | -76.0066 | 14.4156 | 17.8734 | 95.7816 | 95.8467 | -76 | -76 | -205.8221 | 206.7605 | -205.8221 | 206.7605 | 54.3718 | 113.9953 | 131.1 | 132.7242 | 130.5 | 132.1315 | -174.3 | -177.3593 | -183 | -187.342 | -187.3 | -191.735 | -187.3 | -192.0171 | 409.1937 | 411.6687
2021-01-28 12:30 | -75 | -75.0067 | 16.9478 | 21.1519 | 89.5453 | 89.7368 | -73 | -73 | -199.5755 | 200.3021 | -199.5755 | 200.3021 | 44.5619 | 111.4162 | 132 | 133.5216 | 131.1 | 132.8675 | -174.9 | -178.155 | -181.6 | -186.0613 | -186.2 | -190.6711 | -185.9 | -190.546 | 393.8375 | 396.4122
2021-01-28 13:00 | -66 | -66 | 13.4434 | 14.9542 | 81.0884 | 81.2006 | -67 | -67 | -186.0919 | 187.0882 | -186.0919 | 187.0882 | 59.3622 | 118.1215 | 130.8 | 132.3354 | 131.7 | 133.2706 | -175.1 | -178.0906 | -184.5 | -188.8928 | -189.1 | -193.6217 | -188.8 | -193.4152 | 395.8 | 398.8124
2021-01-28 13:30 | -62 | -62 | 13.417 | 15.5869 | 78.7159 | 78.8637 | -62 | -62 | -181.7732 | 182.6704 | -181.7732 | 182.6704 | 55.5835 | 116.7121 | 131.4 | 133.0675 | 131.1 | 132.7713 | -175.2 | -178.5288 | -182.9 | -187.7976 | -187.2 | -192.376 | -186.7 | -191.7245 | 389.7007 | 392.6475
2021-01-28 14:00 | -63 | -63.0079 | 27.5962 | 29.2671 | 80.4953 | 80.5401 | -62 | -62.0081 | -179.0923 | 179.8999 | -179.0923 | 179.8999 | 44.5191 | 113.4189 | 131.4 | 133.1635 | 131.4 | 133.1635 | -175.4 | -178.7631 | -184.3 | -188.8611 | -188.8 | -193.5464 | -188.3 | -193.1473 | 402.2997 | 405.2248
2021-01-28 14:30 | -71 | -71 | 30.5214 | 32.9109 | 89.0276 | 89.0486 | -70 | -70.0071 | -197.5006 | 198.3874 | -197.5006 | 198.3874 | 62.9853 | 120.042 | 132.9 | 134.7414 | 133.2 | 135.0373 | -177.2 | -180.7407 | -183.6 | -188.591 | -188.3 | -193.3724 | -187.9 | -193.0745 | 382.5301 | 385.5976
2021-01-28 15:00 | -77 | -77.0065 | 28.5594 | 32.9581 | 93.345 | 93.4203 | -77 | -77.0065 | -205.758 | 206.3054 | -205.758 | 206.3054 | 46.2711 | 111.6191 | 131.7 | 133.558 | 132.3 | 134.1996 | -176.2 | -179.9762 | -182.6 | -187.6868 | -186.9 | -192.0784 | -186.7 | -191.9765 | 389.373 | 392.4571
2021-01-28 15:30 | -67 | -67.0298 | 26.1517 | 30.2446 | 89.6169 | 89.8181 | -67 | -67.0671 | -204.3538 | 204.7153 | -204.3538 | 204.7153 | 43.9154 | 111.4137 | 131.1 | 133.172 | 132 | 134.1107 | -175.4 | -179.3014 | -182.8 | -188.065 | -187.1 | -192.5767 | -186.6 | -192.1385 | 394.7834 | 397.9949
2021-01-28 16:00 | -72 | -72.2496 | 25.4363 | 31.5133 | 86.4252 | 87.1339 | -72 | -72.2496 | -207.7326 | 207.8215 | -207.7326 | 207.8215 | 39.6373 | 113.3113 | 132.6 | 134.5459 | 132 | 134.1641 | -175.9 | -179.9367 | -181.6 | -186.5069 | -186 | -190.9735 | -185.4 | -190.4806 | 374.2658 | 376.8532
2021-01-28 16:30 | -73 | -73.2462 | 25.9694 | 30.5077 | 89.0475 | 89.5012 | -72 | -72.2496 | -213.0301 | 213.1902 | -213.0301 | 213.1902 | 30.1655 | 98.4316 | 131.4 | 133.415 | 132.3 | 134.3015 | -174.7 | -178.5545 | -181.7 | -186.2565 | -185.7 | -190.1938 | -185.6 | -190.1396 | 375.0426 | 377.2411
2021-01-28 17:00 | -69 | -69.2604 | 31.3193 | 36.2913 | 89.1048 | 89.6417 | -69 | -69.2604 | -213.0728 | 213.1568 | -213.0728 | 213.1568 | 27.3837 | 100.4382 | 132 | 134.058 | 131.4 | 133.5738 | -174.9 | -178.9381 | -180.3 | -185.1272 | -184.9 | -189.7664 | -184 | -188.9123 | 379.0808 | 381.3338
2021-01-28 17:30 | -65 | -65.6201 | 33.6994 | 40.4669 | 88.7819 | 89.9039 | -66 | -66.7533 | -211.5448 | 211.5572 | -211.5448 | 211.5572 | 36.0782 | 115.6169 | 132.3 | 134.406 | 132.6 | 134.4954 | -175.5 | -179.2758 | -181.5 | -185.9637 | -186.2 | -190.8123 | -185.5 | -190.0855 | 365.6343 | 367.8609
2021-01-28 18:00 | -56 | -57.0701 | 45.6729 | 50.2405 | 78.7869 | 79.8374 | -56 | -56.7186 | -192.0241 | 192.0399 | -192.0241 | 192.0399 | 36.0241 | 113.7182 | 132 | 133.9039 | 132.6 | 134.4455 | -176.3 | -180.0794 | -181.6 | -185.9747 | -186.9 | -191.4303 | -185.7 | -190.2807 | 349.5301 | 352.2742
2021-01-28 18:30 | -50 | -50.04 | 47.5813 | 48.5039 | 76.6758 | 76.8745 | -50 | -50.01 | -186.8835 | 187.0325 | -186.8835 | 187.0325 | 35.9388 | 109.0311 | 132.6 | 134.0262 | 132.3 | 133.7294 | -176.4 | -179.4786 | -181.5 | -185.2515 | -185.9 | -189.7229 | -185.8 | -189.6261 | 337.8351 | 339.2333
2021-01-28 19:00 | -54 | -54 | 51.259 | 51.9204 | 75.2265 | 75.2729 | -54 | -54 | -184.3634 | 184.7399 | -184.3634 | 184.7399 | 42.8281 | 116.3632 | 131.7 | 133.225 | 132.9 | 134.4114 | -176.7 | -179.8662 | -181.6 | -185.351 | -186 | -189.7822 | -185.8 | -189.7064 | 341.1146 | 342.447
2021-01-28 19:30 | -33 | -33.1361 | 67.427 | 67.5234 | 59.0814 | 59.0876 | -33 | -33.1361 | -159.0787 | 159.7105 | -159.0787 | 159.7105 | 34.2906 | 110.1268 | 132.6 | 134.1148 | 132.6 | 134.1601 | -175.5 | -178.6875 | -180.1 | -183.8013 | -184.7 | -188.3109 | -184.5 | -188.3324 | 323.932 | 325.5151
2021-01-28 20:00 | -30 | -30.2655 | 75.0952 | 75.1979 | 52.3245 | 52.4698 | -31 | -31.257 | -149.2057 | 149.9456 | -149.2057 | 149.9456 | 34.4567 | 104.9982 | 132.3 | 133.6859 | 132.6 | 134.0701 | -175.9 | -178.9687 | -179.4 | -182.7823 | -184.3 | -187.7831 | -184 | -187.5272 | 303.3816 | 305.0416
2021-01-28 20:30 | -33 | -33.0606 | 69.93 | 70.1245 | 55.5135 | 55.5625 | -33 | -33.0151 | -151.374 | 151.7427 | -151.374 | 151.7427 | 53.7529 | 119.9218 | 132.9 | 134.5024 | 133.2 | 134.8923 | -176.7 | -180.2308 | -180.1 | -184.0859 | -184.8 | -188.8293 | -184 | -188.0877 | 305.051 | 306.951
2021-01-28 21:00 | -35 | -35.0143 | 67.3109 | 67.6193 | 53.4607 | 53.6406 | -34 | -34 | -145.4719 | 145.6094 | -145.4719 | 145.6094 | 69.4833 | 133.0664 | 132.6 | 134.4455 | 132.9 | 134.6923 | -176.3 | -180.2233 | -179 | -183.328 | -183.5 | -187.9378 | -183.1 | -187.5689 | 302.4092 | 305.4292
2021-01-28 21:30 | -29 | -29 | 64.8105 | 64.9307 | 49.8285 | 50.1606 | -28 | -28 | -140.5506 | 140.608 | -140.5506 | 140.608 | 86.0647 | 144.7088 | 132.6 | 134.7545 | 134.1 | 136.1782 | -177.9 | -182.1676 | -179.6 | -184.3775 | -183.9 | -188.7246 | -183.4 | -188.3963 | 292.9103 | 296.4299
2021-01-28 22:00 | -37 | -37.054 | 53.8801 | 54.2282 | 56.9931 | 57.4222 | -36 | -36.0139 | -145.8308 | 145.8308 | -145.8308 | 145.8308 | 100.3609 | 155.6029 | 133.5 | 135.8576 | 134.4 | 136.7977 | -177.8 | -182.4436 | -178.7 | -183.8241 | -183.2 | -188.3864 | -182.5 | -187.8945 | 277.3949 | 282.4022
2021-01-28 22:30 | -33 | -33.0151 | 59.1524 | 59.3404 | 47.6023 | 48.2638 | -32 | -32.0156 | -135.8994 | 135.9072 | -135.8994 | 135.9072 | 109.4957 | 163.2198 | 134.1 | 136.1782 | 134.1 | 136.2839 | -178.6 | -183.0464 | -178.2 | -183.7451 | -182.5 | -188.0864 | -182 | -187.7969 | 264.3268 | 270.124
2021-01-28 23:00 | -31 | -31.1448 | 53.1815 | 53.4388 | 50.328 | 51.4022 | -31 | -31.1448 | -140.8492 | 140.9325 | -140.8492 | 140.9325 | 117.6838 | 165.5834 | 131.1 | 133.4437 | 131.1 | 133.3331 | -174.1 | -178.2301 | -174.3 | -179.4286 | -178.7 | -183.9895 | -178.1 | -183.5523 | 271.1613 | 277.2287
2021-01-28 23:30 | -42 | -42.2966 | 42.7046 | 43.1884 | 58.1805 | 59.2506 | -41 | -41.3038 | -161.8673 | 161.9364 | -161.8673 | 161.9364 | 110.0666 | 158.598 | 131.4 | 134.1453 | 131.4 | 134.1453 | -174.7 | -179.8189 | -175.1 | -181.4284 | -179.1 | -185.4985 | -178.8 | -185.5952 | 279.5759 | 285.3682
2021-01-29 | -41 | -41.5933 | 38.7513 | 39.3889 | 58.0508 | 59.558 | -41 | -41.5933 | -152.8686 | 153.2044 | -152.8686 | 153.2044 | 107.2573 | 158.6926 | 131.1 | 134.0359 | 130.8 | 133.8689 | -174.4 | -179.9878 | -173.8 | -180.3978 | -178.1 | -185.0396 | -177.2 | -184.338 | 256.9052 | 263.5616
2021-01-29 00:30 | -45 | -45.8912 | 40.2662 | 40.4891 | 52.459 | 53.8282 | -45 | -45.7056 | -137.2488 | 137.544 | -137.2488 | 137.544 | 122.2524 | 170.6885 | 133.8 | 136.8017 | 134.7 | 137.682 | -178.7 | -184.4263 | -178.1 | -184.8777 | -182.3 | -189.2189 | -181.7 | -188.9121 | 255.398 | 261.5709
2021-01-29 01:00 | -46 | -46.8722 | 28.5051 | 29.8538 | 62.0337 | 64.3421 | -47 | -48.0521 | -147.2681 | 148.3013 | -147.2681 | 148.3013 | 118.9459 | 167.8377 | 135.6 | 138.8145 | 135.3 | 138.394 | -179.3 | -185.0077 | -178.4 | -185.1667 | -182.3 | -189.3242 | -182.4 | -189.6127 | 232.7217 | 242.622
2021-01-29 01:30 | -47 | -47.676 | 28.6573 | 29.5839 | 61.3632 | 63.2403 | -47 | -47.5184 | -146.1391 | 146.9309 | -146.1391 | 146.9309 | 130.8728 | 175.6415 | 135.3 | 138.9185 | 134.4 | 138.1802 | -179.1 | -185.6293 | -178.2 | -185.7162 | -182 | -189.6441 | -181.4 | -189.3527 | 232.4982 | 242.189
2021-01-29 02:00 | -51 | -52.1728 | 22.453 | 24.4204 | 66.1299 | 68.4391 | -51 | -51.9711 | -150.6274 | 151.7171 | -150.6274 | 151.7171 | 130.1305 | 176.0118 | 134.1 | 137.6817 | 135.3 | 138.9868 | -178.3 | -185.3284 | -176.6 | -184.4969 | -180.4 | -188.4816 | -180.2 | -188.4282 | 220.2595 | 228.3402
2021-01-29 02:30 | -45 | -45.7056 | 27.4342 | 28.4408 | 59.5365 | 62.0506 | -45 | -45.5412 | -140.1359 | 141.2949 | -140.1359 | 141.2949 | 130.8383 | 178.0537 | 135 | 138.6263 | 135.3 | 138.8508 | -180 | -187.4162 | -177.3 | -185.773 | -181.4 | -190.025 | -180.9 | -189.7801 | 211.0023 | 220.5452
2021-01-29 03:00 | -45 | -46.5725 | 29.3609 | 30.7425 | 58.0124 | 60.9125 | -45 | -46.5725 | -137.9385 | 139.2798 | -137.9385 | 139.2798 | 117.7495 | 170.3776 | 135.9 | 139.7787 | 135.9 | 139.7089 | -179.8 | -187.754 | -176.4 | -185.258 | -181.1 | -190.1915 | -180 | -189.3296 | 191.0098 | 200.1126
2021-01-29 03:30 | -37 | -37.855 | 37.9785 | 38.7385 | 51.0443 | 53.7895 | -37 | -37.855 | -127.5733 | 128.7527 | -127.5733 | 128.7527 | 120.6682 | 172.6534 | 135.3 | 139.0558 | 135 | 138.7639 | -180.9 | -188.7021 | -177.8 | -186.5612 | -181.9 | -190.8624 | -181.1 | -190.44 | 196.3495 | 206.0517
2021-01-29 04:00 | -35 | -35.2278 | 38.2308 | 38.3977 | 51.0049 | 52.7813 | -35 | -35.2278 | -128.9567 | 129.5226 | -128.9567 | 129.5226 | 127.3616 | 175.087 | 135.3 | 138.8508 | 135.9 | 139.5029 | -178.5 | -185.4789 | -176.5 | -184.6638 | -180.7 | -189.0311 | -180 | -188.5993 | 217.2841 | 227.4262
2021-01-29 04:30 | -37 | -37.2156 | 39.1188 | 39.371 | 53.6074 | 54.9164 | -37 | -37.2156 | -135.0036 | 135.3503 | -135.0036 | 135.3503 | 116.4339 | 165.3949 | 135.3 | 138.7836 | 136.2 | 139.5297 | -179.6 | -186.2435 | -177.1 | -184.8605 | -181.8 | -189.822 | -181.2 | -189.4798 | 220.7079 | 230.9002
2021-01-29 05:00 | -29 | -29.0172 | 51.4761 | 51.7047 | 48.1271 | 48.93 | -30 | -30.0167 | -129.8518 | 129.8957 | -129.8518 | 129.8957 | 112.7633 | 159.5836 | 133.8 | 136.8645 | 133.8 | 136.8645 | -178.2 | -184.167 | -177.1 | -184.2418 | -181.2 | -188.569 | -180.8 | -188.4082 | 257.9271 | 265.4271
2021-01-29 05:30 | -26 | -31.0644 | 65.4906 | 69.9079 | 46.9908 | 52.3131 | -25 | -29.6816 | -131.9576 | 133.9533 | -131.9576 | 133.9533 | 91.9062 | 158.6631 | 135.3 | 138.2691 | 135.9 | 138.795 | -177.8 | -183.9327 | -177 | -184.2565 | -181.4 | -188.7612 | -181.2 | -188.8765 | 264.1128 | 269.565
2021-01-29 06:00 | -26 | -30.5287 | 67.7158 | 72.6282 | 48.8954 | 53.2481 | -26 | -30.0167 | -140.0476 | 141.4248 | -140.0476 | 141.4248 | 80.6671 | 152.5512 | 134.7 | 137.7444 | 135 | 137.9755 | -178.9 | -184.7193 | -179.2 | -185.3324 | -183.2 | -189.3333 | -183.3 | -189.6848 | 294.8194 | 298.8081
2021-01-29 06:30 | -31 | -34.8855 | 68.1359 | 74.0502 | 54.5193 | 58.1936 | -32 | -35.7771 | -157.2885 | 158.0361 | -157.2885 | 158.0361 | 54.5828 | 126.3535 | 133.8 | 135.9354 | 134.7 | 136.6664 | -179.6 | -183.9787 | -181.3 | -186.3758 | -185.4 | -190.5035 | -184.6 | -189.8645 | 316.8139 | 320.8405
2021-01-29 07:00 | -35 | -39.3573 | 65.6827 | 72.994 | 60.058 | 63.8893 | -35 | -38.9102 | -166.7502 | 167.4756 | -166.7502 | 167.4756 | 31.2671 | 106.796 | 133.2 | 135.1882 | 134.1 | 136.1782 | -177.9 | -181.7888 | -179.9 | -185.0108 | -184.2 | -189.4756 | -183.8 | -189.2285 | 324.3815 | 329.0756
2021-01-29 07:30 | -34 | -36.7696 | 67.9901 | 73.4557 | 59.8807 | 62.7632 | -34 | -36.7696 | -169.3671 | 169.6073 | -169.3671 | 169.6073 | 30.2981 | 101.4919 | 133.2 | 134.94 | 132.6 | 134.3963 | -177 | -180.5053 | -179.4 | -184.2508 | -183.8 | -188.7402 | -183.4 | -188.4192 | 339.969 | 343.8129
2021-01-29 08:00 | -41 | -43.3244 | 66.1628 | 72.8291 | 65.0299 | 67.4877 | -41 | -43.3244 | -179.5298 | 179.6205 | -179.5298 | 179.6205 | 19.7516 | 94.1088 | 132.3 | 133.9096 | 133.5 | 135.1885 | -176.9 | -180.172 | -179.6 | -183.8282 | -184 | -188.3189 | -183.6 | -187.9709 | 344.4703 | 347.6034
2021-01-29 08:30 | -47 | -50.6952 | 62.3067 | 71.8778 | 71.0318 | 74.5343 | -46 | -49.3964 | -188.0259 | 188.5383 | -188.0259 | 188.5383 | 4.2582 | 97.1385 | 127.5 | 129.3167 | 127.8 | 129.5629 | -168.9 | -172.1514 | -173.7 | -177.9372 | -177.8 | -182.1132 | -177.7 | -182.0807 | 365.0461 | 367.9749
2021-01-29 09:00 | -51 | -55.1543 | 57.8723 | 68.9762 | 76.9792 | 80.5639 | -51 | -54.7814 | -197.2958 | 197.9832 | -197.2958 | 197.9832 | -11.0834 | 97.2237 | 119.1 | 120.9372 | 119.7 | 121.4767 | -158.8 | -161.7975 | -164.7 | -168.7414 | -168.7 | -172.7435 | -168.6 | -172.6336 | 387.5711 | 390.3171
2021-01-29 09:30 | -64 | -67.3573 | 44.9933 | 57.9021 | 88.5525 | 91.5298 | -64 | -67.3573 | -216.7838 | 217.3638 | -216.7838 | 217.3638 | -23.544 | 101.2872 | 112.2 | 113.8309 | 112.2 | 113.8819 | -149.5 | -151.6424 | -156.2 | -159.3446 | -160.2 | -163.404 | -160 | -163.0902 | 414.8652 | 417.0528
2021-01-29 10:00 | -80 | -83.2406 | 36.1569 | 54.7629 | 97.5098 | 100.7853 | -80 | -83.5225 | -228.2323 | 229.2971 | -228.2323 | 229.2971 | -31.0868 | 107.8535 | 104.1 | 106.0227 | 105.3 | 107.1454 | -138.7 | -140.7271 | -146.8 | -149.9722 | -150.7 | -153.7952 | -150.7 | -153.8554 | 437.1186 | 439.0845
2021-01-29 10:30 | -68 | -71.4703 | 32.5442 | 50.0073 | 95.7892 | 98.7559 | -69 | -72.4224 | -237.4174 | 238.2268 | -237.4174 | 238.2268 | -37.8582 | 108.0498 | 92.1 | 94.0193 | 93.3 | 95.2551 | -124.6 | -126.1166 | -133.8 | -136.438 | -137.1 | -139.8112 | -136.8 | -139.4779 | 471.0378 | 472.8875
2021-01-29 11:00 | -71 | -74.3303 | 29.1577 | 35.1611 | 92.3476 | 92.6771 | -71 | -74.3303 | -231.6509 | 231.7049 | -231.6509 | 231.7049 | -47.2669 | 95.3459 | 81.6 | 83.5617 | 84.3 | 86.2003 | -111.1 | -112.3039 | -121.7 | -124.0246 | -124.8 | -127.1629 | -124.6 | -126.9283 | 481.0369 | 483.719
2021-01-29 11:30 | -64 | -64.1249 | 24.2328 | 27.511 | 80.4922 | 80.8877 | -64 | -64.1249 | -215.7505 | 215.8187 | -215.7505 | 215.8187 | -42.3546 | 99.1201 | 82.2 | 83.9598 | 83.4 | 84.9588 | -111.4 | -112.3268 | -121.6 | -123.5741 | -125.1 | -127.1073 | -124.2 | -126.1861 | 463.5114 | 464.9768
2021-01-29 12:00 | -52 | -52 | 0 | 0 | 0 | 0 | -51 | -51.0098 |  | 0 |  | 0 | 0 | 0 | 85.5 | 87.3129 | 84.9 | 86.7254 | -115.4 | -116.5878 | -123.5 | -125.1241 | -126.7 | -128.3463 | -126.3 | -128.1002 |  | 0
2021-01-29 12:30 | -54 | -54.037 | 10.5253 | 10.9934 | 69.9402 | 70.0739 | -55 | -55.0364 | -191.787 | 191.9189 | -191.787 | 191.9189 | -24.6305 | 94.5311 | 84.3 | 86.2634 | 84.3 | 86.3276 | -115.1 | -116.3196 | -124.2 | -125.9629 | -127.6 | -129.4153 | -127.3 | -129.1195 | 449.1647 | 450.6964
2021-01-29 13:00 | -51 | -51.0392 | 23.8719 | 24.0455 | 67.2124 | 67.2486 | -51 | -51.0882 | -180.1479 | 180.1737 | -180.1479 | 180.1737 | -10.6946 | 95.0495 | 84.6 | 86.4937 | 85.5 | 87.3742 | -115.7 | -116.8286 | -124.1 | -126.0525 | -127.3 | -129.3257 | -126.7 | -128.7174 | 436.877 | 438.9817
2021-01-29 13:30 | -62 | -62 | 17.6335 | 19.229 | 83.4865 | 83.5945 | -62 | -62 | -210.1977 | 210.2578 | -210.1977 | 210.2578 | 17.7519 | 94.3285 | 84.6 | 86.5566 | 84.6 | 86.4937 | -115.8 | -116.9556 | -124.6 | -126.6152 | -127.6 | -129.6741 | -127.8 | -129.8887 | 437.6805 | 439.8893
2021-01-29 14:00 | -67 | -67.0075 | 23.7617 | 25.6768 | 91.1867 | 91.2279 | -67 | -67 | -220.8974 | 221.0171 | -220.8974 | 221.0171 | -6.8584 | 94.1651 | 84 | 85.9069 | 84 | 85.9703 | -114 | -114.9696 | -125.6 | -127.4778 | -128.4 | -130.2236 | -128.4 | -130.3565 | 460.8497 | 462.7345
2021-01-29 14:30 | -81 | -81.0062 | 12.3253 | 13.109 | 97.0397 | 97.0419 | -81 | -81.0062 | -215.8987 | 216.2805 | -215.8987 | 216.2805 | -4.2087 | 99.7459 | 84.3 | 86.0169 | 84.6 | 86.4318 | -114.8 | -115.8551 | -124.2 | -126.1334 | -126.8 | -128.8335 | -126.5 | -128.4679 | 454.7358 | 456.4593
2021-01-29 15:00 | -70 | -70.1142 | 4.2368 | 4.9547 | 84.8632 | 84.8692 | -69 | -69.1158 | -197.9104 | 198.3432 | -197.9104 | 198.3432 | -11.8955 | 109.612 | 84.9 | 86.9136 | 84.6 | 86.6206 | -115.6 | -116.8144 | -124.3 | -126.3558 | -127.6 | -129.7279 | -127.2 | -129.3526 | 452.06 | 452.7678
2021-01-29 15:30 | -55 | -55.0091 | 27.0753 | 28.1716 | 74.2576 | 74.6495 | -55 | -55.0091 | -185.3326 | 185.3349 | -185.3326 | 185.3349 | 11.1189 | 103.2613 | 87.3 | 88.6829 | 87 | 88.3876 | -117.9 | -118.7883 | -124 | -125.4624 | -127 | -128.5342 | -126.8 | -128.3637 | 430.9976 | 432.2618
2021-01-29 16:00 | -64 | -64.1249 | 23.6261 | 25.7117 | 82.67 | 83.0256 | -62 | -62.0725 | -207.5294 | 207.5365 | -207.5294 | 207.5365 | 3.5368 | 100.437 | 84 | 85.5479 | 84.3 | 85.8425 | -115.6 | -116.4327 | -124.9 | -126.3824 | -127.9 | -129.4389 | -127.5 | -129.1271 | 441.8456 | 442.79
2021-01-29 16:30 | -60 | -60.0333 | 32.8438 | 33.9623 | 76.4553 | 76.7285 | -60 | -60.0083 | -199.4205 | 199.4484 | -199.4205 | 199.4484 | -16.3488 | 100.2128 | 87.3 | 88.7904 | 86.1 | 87.5558 | -116.4 | -117.3989 | -126 | -127.5988 | -129 | -130.5259 | -128.2 | -129.7353 | 439.6087 | 440.5018
2021-01-29 17:00 | -58 | -58.0345 | 40.5402 | 40.8273 | 71.7328 | 71.793 | -57 | -57.0351 | -193.1689 | 193.3198 | -193.1689 | 193.3198 | -23.1418 | 100.2027 | 85.5 | 86.8582 | 85.5 | 86.8582 | -115.4 | -116.1639 | -124.2 | -125.5159 | -127.2 | -128.557 | -126.7 | -128.1615 | 429.6714 | 430.7259
2021-01-29 17:30 | -50 | -50 | 43.5041 | 43.8856 | 71.7742 | 71.8681 | -50 | -50.01 | -189.5144 | 189.6483 | -189.5144 | 189.6483 | -16.0447 | 100.7125 | 85.8 | 87.4874 | 85.5 | 87.1932 | -115.9 | -116.8538 | -126 | -127.7395 | -129.2 | -130.9278 | -129 | -130.6981 | 423.5537 | 424.9542
2021-01-29 18:00 | -44 | -44.1022 | 53.7163 | 53.7634 | 63.8396 | 63.8493 | -43 | -43.1045 | -177.3097 | 177.5816 | -177.3097 | 177.5816 | -20.7057 | 96.1241 | 85.2 | 86.9586 | 85.8 | 87.6067 | -117.1 | -118.0953 | -125.2 | -126.8672 | -128.1 | -129.8588 | -127.8 | -129.6125 | 395.5826 | 397.2433
2021-01-29 18:30 | -24 | -24.5153 | 64.2601 | 64.3019 | 47.4213 | 47.7676 | -24 | -24.5153 | -150.1302 | 150.6406 | -150.1302 | 150.6406 | -22.4574 | 95.2777 | 85.5 | 87.3742 | 86.1 | 87.7817 | -115.7 | -116.8848 | -124.2 | -126.0302 | -127.3 | -129.2213 | -127.3 | -129.17 | 381.518 | 383.5833
2021-01-29 19:00 | -17 | -18.0278 | 74.4185 | 74.4941 | 36.5832 | 37.4056 | -18 | -19.3132 | -132.959 | 133.7847 | -132.959 | 133.7847 | -17.6729 | 87.9543 | 86.1 | 87.7817 | 86.4 | 88.1944 | -117 | -118.089 | -124.9 | -126.5712 | -127.8 | -129.5464 | -127.7 | -129.4478 | 358.9972 | 361.7999
2021-01-29 19:30 | -9 | -12.0416 | 90.7777 | 90.8046 | 27.8828 | 29.7762 | -10 | -13.4536 | -115.0069 | 116.5274 | -115.0069 | 116.5274 | -16.7799 | 89.9686 | 86.4 | 88.1347 | 87.3 | 88.959 | -117.8 | -118.8549 | -123.9 | -125.4721 | -127 | -128.628 | -126.8 | -128.4147 | 357.2529 | 359.9272
2021-01-29 20:00 | -18 | -19.3132 | 81.6091 | 81.6106 | 42.0816 | 42.9602 | -19 | -20.2485 | -135.3347 | 136.5303 | -135.3347 | 136.5303 | -14.2457 | 87.9917 | 86.4 | 88.1347 | 86.7 | 88.3702 | -116.6 | -117.6126 | -122.7 | -124.2873 | -126.5 | -128.1663 | -125.9 | -127.542 | 356.8507 | 359.6844
2021-01-29 20:30 | -27 | -27.0185 | 71.1703 | 71.3687 | 49.4074 | 49.5998 | -27 | -27.0185 | -142.0535 | 142.1763 | -142.0535 | 142.1763 | -13.1719 | 90.3083 | 85.5 | 87.6955 | 86.7 | 88.5488 | -115.5 | -116.8033 | -120.5 | -122.282 | -123.6 | -125.5545 | -123.1 | -124.9292 | 339.4691 | 342.6433
2021-01-29 21:00 | -38 | -38 | 59.1392 | 59.5045 | 58.0714 | 58.4576 | -37 | -37 | -153.6322 | 153.6426 | -153.6322 | 153.6426 | 1.6455 | 96.0818 | 85.2 | 87.0191 | 86.7 | 88.3127 | -114.9 | -115.9949 | -120.2 | -122.2511 | -123.2 | -125.3654 | -123 | -125.0771 | 337.8982 | 341.7473
2021-01-29 21:30 | -31 | -31 | 67.1013 | 67.1289 | 44.4258 | 44.7952 | -30 | -30 | -133.7538 | 133.7894 | -133.7538 | 133.7894 | 11.101 | 101.88 | 85.2 | 87.7499 | 86.1 | 88.5534 | -115.8 | -117.9088 | -120.4 | -123.7042 | -123.2 | -126.5671 | -122.9 | -126.3212 | 323.5573 | 328.2398
2021-01-29 22:00 | -23 | -23 | 65.3118 | 65.3468 | 42.1628 | 42.8278 | -22 | -22 | -128.9578 | 128.9757 | -128.9578 | 128.9757 | 32.9709 | 106.3534 | 86.1 | 88.9913 | 87.3 | 90.1529 | -118.4 | -120.6133 | -122.2 | -125.6403 | -125 | -128.6199 | -124.8 | -128.4256 | 319.1285 | 325.6338
2021-01-29 22:30 | -20 | -20 | 65.3436 | 65.3494 | 38.8037 | 39.2337 | -21 | -21 | -127.7425 | 127.7426 | -127.7425 | 127.7426 | 42.7269 | 103.1944 | 87.6 | 90.2237 | 87.6 | 90.1524 | -118.5 | -120.4885 | -121.3 | -124.4673 | -124.1 | -127.3006 | -124 | -127.3688 | 309.1192 | 316.1272
2021-01-29 23:00 | 0 | 0 | 76.1072 | 76.2793 | 23.8126 | 24.2735 | 0 | 0 | -114.786 | 114.7995 | -114.786 | 114.7995 | 32.9977 | 96.8657 | 87.6 | 90.3692 | 88.2 | 90.951 | -119.6 | -121.698 | -122.1 | -125.247 | -124.7 | -127.9377 | -124.2 | -127.4504 | 298.0277 | 305.3642
2021-01-29 23:30 | 0 | 1 | 80.5066 | 80.6909 | 16.5945 | 17.1767 | 0 | 1 | -109.197 | 109.2457 | -109.197 | 109.2457 | 31.4334 | 92.6917 | 87.6 | 90.1524 | 88.5 | 90.9574 | -117.8 | -119.6861 | -120.1 | -123.1081 | -123 | -126.0586 | -123 | -126.0805 | 291.4963 | 299.2952
2021-01-30 | 11 | 11.4018 | 85.9809 | 86.2823 | 5.8807 | 8.0869 | 11 | 11.1803 | -85.1397 | 85.1398 | -85.1397 | 85.1398 | 38.6709 | 104.9241 | 88.2 | 90.8782 | 88.5 | 91.3154 | -118.5 | -120.6735 | -120.9 | -124.3062 | -123.8 | -127.2894 | -123.5 | -127.0679 | 282.0625 | 290.2713
2021-01-30 00:30 | 0 | 0 | 72.1966 | 72.5716 | 14.8786 | 16.6293 | 0 | 0 | -91.7662 | 91.8954 | -91.7662 | 91.8954 | 45.3466 | 109.1961 | 87 | 89.938 | 87.9 | 90.9614 | -118.3 | -120.7901 | -119.8 | -123.4281 | -122.2 | -125.973 | -122.4 | -126.167 | 274.0598 | 284.2575
2021-01-30 01:00 | 0 | 0 | 71.1121 | 71.4585 | 13.5169 | 15.9459 | 0 | 0 | -80.6562 | 80.9526 | -80.6562 | 80.9526 | 48.6301 | 116.6241 | 86.7 | 90.9871 | 87 | 91.0934 | -118 | -121.6559 | -119.4 | -124.5372 | -122.1 | -127.4102 | -122.3 | -127.6019 | 269.5251 | 280.8692
2021-01-30 01:30 | 0 | 0 | 67.2136 | 67.6746 | 15.8382 | 17.7019 | 0 | 0 | -79.7421 | 79.8745 | -79.7421 | 79.8745 | 64.6745 | 118.7084 | 87.9 | 92.1313 | 87.9 | 92.1313 | -118.5 | -122.4373 | -120.5 | -125.6205 | -123.2 | -128.5216 | -123.1 | -128.656 | 272.5012 | 281.3005
2021-01-30 02:00 | -8 | -8 | 59.2872 | 59.6134 | 23.042 | 24.8361 | -9 | -9 | -90.681 | 91.0553 | -90.681 | 91.0553 | 69.7499 | 122.1119 | 87.3 | 92.3108 | 87.6 | 92.3069 | -118 | -122.6398 | -119.7 | -125.6173 | -122.5 | -128.6192 | -122.3 | -128.6131 | 273.5879 | 282.1904
2021-01-30 02:30 | -13 | -13 | 54.2036 | 54.705 | 27.1716 | 28.5606 | -13 | -13 | -99.8455 | 100.2512 | -99.8455 | 100.2512 | 75.9246 | 126.359 | 87.6 | 92.9903 | 88.8 | 94.2215 | -118.9 | -124.1727 | -120.4 | -127.2217 | -123 | -129.8764 | -122.8 | -129.8487 | 269.5718 | 278.2082
2021-01-30 03:00 | -11 | -11 | 53.1941 | 53.545 | 27.0972 | 29.015 | -12 | -12 | -97.2512 | 97.9463 | -97.2512 | 97.9463 | 74.4321 | 125.1677 | 87.9 | 93.4754 | 87.9 | 93.6812 | -118.7 | -124.0391 | -119.8 | -126.557 | -122.4 | -129.4379 | -122.5 | -129.6014 | 267.883 | 276.6757
2021-01-30 03:30 | -18 | -18.1108 | 47.2342 | 47.462 | 32.8488 | 35.0269 | -18 | -18.1108 | -104.7596 | 105.8258 | -104.7596 | 105.8258 | 79.0473 | 127.8459 | 88.2 | 93.5558 | 88.5 | 94.0398 | -119.3 | -124.7587 | -120.7 | -127.4735 | -123.7 | -130.6082 | -123.2 | -130.4227 | 266.6201 | 275.8544
2021-01-30 04:00 | -29 | -29.2746 | 35.5485 | 35.6386 | 45.9119 | 47.7963 | -32 | -32.1403 | -124.7714 | 125.8845 | -124.7714 | 125.8845 | 81.7422 | 127.368 | 87.6 | 92.8901 | 87.6 | 93.0914 | -119.3 | -124.272 | -120.7 | -127.1876 | -123.8 | -130.444 | -123.5 | -130.3181 | 274.6591 | 283.6748
2021-01-30 04:30 | -25 | -25.1794 | 41.9326 | 42.0407 | 39.47 | 41.5957 | -24 | -24.1868 | -115.3863 | 116.6011 | -115.3863 | 116.6011 | 80.9804 | 125.6844 | 88.2 | 93.3574 | 87.9 | 92.8785 | -118.5 | -122.8232 | -119.9 | -125.6873 | -122.5 | -128.5281 | -122.2 | -128.364 | 284.4568 | 293.5197
2021-01-30 05:00 | -21 | -21.0238 | 49.5765 | 49.6994 | 33.2295 | 35.4786 | -21 | -21.0238 | -111.4377 | 112.5779 | -111.4377 | 112.5779 | 75.3728 | 121.2598 | 88.2 | 92.5985 | 88.2 | 92.5985 | -118.6 | -122.8673 | -119.4 | -125.1204 | -122.2 | -128.1816 | -122 | -128.1125 | 278.3482 | 288.0678
2021-01-30 05:30 | -21 | -21 | 50.8584 | 51.0748 | 35.3127 | 36.4852 | -21 | -21 | -116.2737 | 116.7117 | -116.2737 | 116.7117 | 66.2961 | 112.9488 | 89.1 | 92.2757 | 88.2 | 91.2513 | -120 | -122.861 | -120.9 | -124.8859 | -124 | -128.0625 | -123.8 | -128.0203 | 272.1074 | 282.4466
2021-01-30 06:00 | -16 | -16 | 53.146 | 53.5168 | 31.5303 | 32.6896 | -16 | -16 | -114.6006 | 114.9704 | -114.6006 | 114.9704 | 60.7102 | 109.1899 | 88.8 | 91.9861 | 88.2 | 91.407 | -120.3 | -123.0565 | -121.8 | -125.8074 | -125.1 | -129.2527 | -124.3 | -128.5293 | 273.6382 | 283.7349
2021-01-30 06:30 | -20 | -20 | 50.3733 | 50.8607 | 32.5443 | 33.4024 | -17 | -17 | -117.9302 | 118.1241 | -117.9302 | 118.1241 | 46.2522 | 97.9947 | 88.8 | 91.8314 | 88.8 | 91.9083 | -119.7 | -122.102 | -122.1 | -125.7574 | -125.1 | -128.9328 | -124.9 | -128.5925 | 274.8452 | 284.592
2021-01-30 07:00 | -29 | -29.0689 | 35.7114 | 35.7965 | 44.7 | 46.1556 | -29 | -29.0172 | -131.1105 | 131.6438 | -131.1105 | 131.6438 | 39.601 | 93.8761 | 87.3 | 90.3045 | 87 | 89.938 | -119.2 | -121.6517 | -121.6 | -125.1272 | -124.6 | -128.3263 | -124.3 | -128.0351 | 284.3902 | 293.4445
2021-01-30 07:30 | -38 | -38.2099 | 25.7755 | 25.82 | 52.6922 | 54.4438 | -39 | -39.2046 | -140.7145 | 141.3675 | -140.7145 | 141.3675 | 17.6586 | 84.8374 | 87.6 | 90.5945 | 88.8 | 91.5329 | -120.7 | -123.2215 | -121.4 | -124.9802 | -124.1 | -127.793 | -123.9 | -127.695 | 265.9076 | 273.1451
2021-01-30 08:00 | -42 | -42.4264 | 24.5383 | 24.5835 | 47.3996 | 49.6378 | -42 | -42.4264 | -148.3137 | 149.1783 | -148.3137 | 149.1783 | -2.6926 | 80.101 | 88.2 | 91.0993 | 88.8 | 91.8314 | -117.9 | -120.1016 | -118.9 | -122.2447 | -121.4 | -124.8623 | -121.3 | -124.8121 | 262.6967 | 268.5263
2021-01-30 08:30 | -45 | -45.5412 | 15.0452 | 15.1297 | 50.4299 | 53.0147 | -44 | -44.5533 | -141.8072 | 142.4393 | -141.8072 | 142.4393 | -4.3813 | 85.5164 | 88.2 | 91.407 | 89.7 | 92.8552 | -118.7 | -121.3872 | -119.7 | -123.0461 | -122.3 | -125.7608 | -122.4 | -125.9282 | 262.7933 | 268.5245
2021-01-30 09:00 | -39 | -39.2046 | 25.377 | 25.3873 | 52.0889 | 53.6135 | -39 | -39.2046 | -145.557 | 145.9158 | -145.557 | 145.9158 | -0.27532 | 80.118 | 88.8 | 92.0648 | 88.8 | 92.3064 | -120.7 | -123.5321 | -120.1 | -123.5282 | -122.9 | -126.3909 | -122 | -125.5868 | 227.3967 | 233.6679
2021-01-30 09:30 | -45 | -45.5412 | 24.5869 | 25.0587 | 59.7124 | 61.4269 | -44 | -44.5533 | -149.3351 | 149.5514 | -149.3351 | 149.5514 | 7.7545 | 84.6101 | 86.4 | 89.5916 | 86.7 | 89.572 | -116.4 | -119.0966 | -119.1 | -122.37 | -122 | -125.4925 | -121.7 | -125.248 | 258.8818 | 263.6007
2021-01-30 10:00 | -45 | -45.1774 | 22.8947 | 23.0975 | 58.9557 | 60.2943 | -46 | -46.1736 | -144.6777 | 144.984 | -144.6777 | 144.984 | -1.1848 | 78.8511 | 85.2 | 88.0448 | 85.8 | 88.6255 | -115.3 | -117.8123 | -117.8 | -120.8546 | -120.6 | -123.7852 | -120.5 | -123.7104 | 253.484 | 257.5301
2021-01-30 10:30 | -47 | -47.1699 | 13.9499 | 14.0171 | 59.4918 | 60.8254 | -47 | -47.1699 | -143.8983 | 144.2043 | -143.8983 | 144.2043 | 9.2816 | 84.0481 | 84 | 87.0393 | 84.9 | 88.0657 | -113.9 | -116.3805 | -119.5 | -122.5343 | -122.3 | -125.4198 | -122.1 | -125.247 | 287.4066 | 290.8534
2021-01-30 11:00 | -52 | -52.345 | 5.677 | 6.1137 | 62.2516 | 63.8282 | -52 | -52.2398 | -146.2989 | 146.687 | -146.2989 | 146.687 | 9.491 | 88.3711 | 82.8 | 86.2081 | 83.4 | 86.6206 | -112.9 | -115.2995 | -119.6 | -122.6098 | -122.5 | -125.6593 | -122.4 | -125.5841 | 298.6154 | 302.3121
2021-01-30 11:30 | -46 | -46.1736 | 5.7315 | 6.2731 | 49.9318 | 51.5716 | -46 | -46.1736 | -128.4771 | 128.8248 | -128.4771 | 128.8248 | 24.6196 | 95.3999 | 83.1 | 86.58 | 83.4 | 86.868 | -113.9 | -116.6114 | -120.6 | -124.1116 | -123.9 | -127.4802 | -123.6 | -127.1651 | 284.6752 | 287.9022
2021-01-30 12:00 | -34 | -34.1321 | 7.6529 | 8.5098 | 44.8163 | 46.3019 | -35 | -35.0571 | -124.2896 | 124.5765 | -124.2896 | 124.5765 | 28.0711 | 98.6672 | 86.7 | 90.5434 | 87.3 | 90.948 | -118.1 | -121.4711 | -121.3 | -125.1986 | -124.3 | -128.353 | -124.2 | -128.3062 | 246.6638 | 250.4799
2021-01-30 12:30 | -47 | -47.0425 | -8.7614 | 9.6676 | 53.6302 | 54.8063 | -47 | -47.0106 | -123.8322 | 123.8909 | -123.8322 | 123.8909 | 59.6579 | 108.3515 | 87 | 90.092 | 86.7 | 89.8023 | -117.2 | -119.4742 | -122.7 | -125.8765 | -125.5 | -128.7096 | -125.2 | -128.6285 | 279.8919 | 283.4127
2021-01-30 13:00 | -49 | -49.163 | -11.6955 | 11.9243 | 54.7752 | 56.3242 | -49 | -49.163 | -126.4187 | 126.6277 | -126.4187 | 126.6277 | 67.8138 | 116.2441 | 86.7 | 89.572 | 86.4 | 89.4347 | -117.5 | -120.0231 | -122.9 | -126.1839 | -126.1 | -129.5275 | -125.9 | -129.3045 | 284.3646 | 287.1681
2021-01-30 13:30 | -50 | -50.1597 | -12.575 | 12.6561 | 58.2976 | 59.7558 | -51 | -51.1566 | -127.4993 | 127.7736 | -127.4993 | 127.7736 | 67.2986 | 120.2478 | 86.4 | 89.5916 | 87.3 | 90.6998 | -117.6 | -119.9842 | -122.9 | -126.2066 | -125.9 | -129.4249 | -125.3 | -128.8881 | 284.8309 | 287.396
2021-01-30 14:00 | -46 | -46.1736 | -3.5901 | 3.7541 | 54.2018 | 55.8163 | -46 | -46.1736 | -131.1763 | 131.7348 | -131.1763 | 131.7348 | 39.804 | 111.4793 | 87.3 | 90.8643 | 87.9 | 91.441 | -118.7 | -122.0038 | -122.1 | -126.249 | -125.1 | -129.4049 | -125.1 | -129.3853 | 241.5783 | 244.1402
2021-01-30 14:30 | -47 | -47.0956 | 1.7075 | 2.7341 | 53.8686 | 55.2709 | -47 | -47.1699 | -129.8359 | 130.3417 | -129.8359 | 130.3417 | 42.5153 | 106.8328 | 88.2 | 91.7294 | 87.9 | 91.5241 | -119.7 | -122.8587 | -121.4 | -125.2708 | -124.5 | -128.5467 | -124.4 | -128.353 | 226.5352 | 230.3818
2021-01-30 15:00 | -49 | -49.0918 | -4.4949 | 5.521 | 58.006 | 59.1949 | -49 | -49.0408 | -139.9242 | 140.3018 | -139.9242 | 140.3018 | 44.0579 | 106.0162 | 87.9 | 90.9079 | 87.3 | 90.4598 | -119.1 | -121.6956 | -122.7 | -126.2198 | -125.7 | -129.3238 | -125.1 | -128.8597 | 234.8461 | 239.0957
2021-01-30 15:30 | -67 | -67.4759 | -18.1534 | 18.3326 | 72.9556 | 74.4793 | -67 | -67.4759 | -151.6297 | 152.0494 | -151.6297 | 152.0494 | 42.161 | 101.6167 | 87.6 | 90.9886 | 87.6 | 90.8282 | -118.2 | -120.5985 | -122.3 | -125.6913 | -125.5 | -128.9205 | -125.6 | -129.3931 | 254.5727 | 258.1002
2021-01-30 16:00 | -62 | -62.6498 | -6.5452 | 8.1602 | 71.4657 | 73.395 | -61 | -61.6604 | -150.8506 | 151.5147 | -150.8506 | 151.5147 | 5.9737 | 90.8884 | 87.6 | 90.8282 | 88.5 | 91.6185 | -118.7 | -121.5787 | -121.8 | -125.4402 | -124.7 | -128.4955 | -124.4 | -128.2529 | 242.4628 | 245.6661
2021-01-30 16:30 | -70 | -70.5762 | -3.0009 | 5.4136 | 81.6938 | 82.9215 | -69 | -69.4622 | -177.9414 | 178.406 | -177.9414 | 178.406 | 2.5195 | 89.5103 | 88.5 | 91.6185 | 89.1 | 92.1215 | -118.9 | -121.4385 | -122.9 | -126.3212 | -125.8 | -129.3509 | -125.7 | -129.2304 | 272.3226 | 275.5163
2021-01-30 17:00 | -74 | -74.6726 | 10.6868 | 14.1941 | 84.3816 | 85.959 | -74 | -74.5453 | -185.1041 | 185.8802 | -185.1041 | 185.8802 | -1.746 | 86.8554 | 87.6 | 90.3692 | 88.2 | 90.8064 | -118.8 | -120.9119 | -122.6 | -125.5051 | -125.4 | -128.6733 | -125.3 | -128.5537 | 292.8644 | 296.6296
2021-01-30 17:30 | -64 | -64.6297 | 19.6372 | 21.1041 | 75.9939 | 77.7936 | -64 | -64.6297 | -181.1849 | 181.7962 | -181.1849 | 181.7962 | -2.4183 | 86.2885 | 88.2 | 90.951 | 88.2 | 90.8064 | -118.9 | -121.1232 | -122.1 | -125.2248 | -125.1 | -128.3276 | -124.9 | -128.0881 | 306.8617 | 310.3187
2021-01-30 18:00 | -58 | -59.0339 | 23.1541 | 24.8969 | 75.1031 | 77.2246 | -59 | -60.0167 | -186.6234 | 187.3375 | -186.6234 | 187.3375 | 9.3123 | 82.323 | 86.7 | 90.5434 | 87.3 | 91.1181 | -117.9 | -121.2024 | -122.9 | -127.4897 | -125.9 | -130.5513 | -125.6 | -130.3854 | 339.6192 | 344.1863
2021-01-30 18:30 | -51 | -51.788 | 35.238 | 35.6666 | 64.7654 | 66.5814 | -51 | -51.6236 | -173.3424 | 173.895 | -173.3424 | 173.895 | 30.6823 | 87.5834 | 86.4 | 90 | 86.7 | 90.4111 | -117.6 | -120.6904 | -122.9 | -127.3577 | -126.4 | -130.9712 | -126.1 | -130.7343 | 365.8561 | 370.9068
2021-01-30 19:00 | -35 | -35.2278 | 48.5504 | 48.5505 | 48.2052 | 50.0557 | -36 | -36.2215 | -155.5766 | 155.9988 | -155.5766 | 155.9988 | 23.2493 | 105.9104 | 86.1 | 89.8824 | 87.3 | 91.1181 | -117.6 | -120.9106 | -123 | -127.145 | -126.1 | -130.2245 | -125.7 | -130.0105 | 345.1025 | 348.6845
2021-01-30 19:30 | -19 | -19.105 | 56.9169 | 57.0846 | 40.6764 | 41.8681 | -19 | -19.105 | -144.9216 | 145.0394 | -144.9216 | 145.0394 | 25.3207 | 96.2354 | 86.7 | 90.6303 | 87.3 | 91.0049 | -117.6 | -120.7726 | -121.9 | -125.8792 | -124.9 | -129.0089 | -124.9 | -129.034 | 333.7848 | 337.9663
2021-01-30 20:00 | -27 | -27 | 57.6807 | 57.7234 | 43.5005 | 44.4052 | -26 | -26 | -150.4645 | 150.5037 | -150.4645 | 150.5037 | 18.5124 | 92.1889 | 86.7 | 89.6478 | 87.6 | 90.7494 | -117.2 | -119.7334 | -121 | -124.5205 | -123.6 | -127.3556 | -123.7 | -127.404 | 339.4289 | 342.439
2021-01-30 20:30 | -28 | -28.0713 | 54.4793 | 54.498 | 44.7067 | 45.9496 | -28 | -28.0713 | -149.7041 | 149.8786 | -149.7041 | 149.8786 | 31.5344 | 98.4408 | 86.4 | 89.6714 | 87.6 | 90.7494 | -117.1 | -119.7598 | -121.7 | -125.488 | -124.9 | -128.86 | -124.3 | -128.2785 | 337.5878 | 341.167
2021-01-30 21:00 | -27 | -27.1662 | 54.0392 | 54.0573 | 44.3398 | 45.8342 | -28 | -28.0713 | -148.511 | 148.8287 | -148.511 | 148.8287 | 29.203 | 96.9749 | 87.3 | 90.6998 | 87 | 90.4111 | -117.6 | -120.4399 | -121.1 | -125.0297 | -124.2 | -128.1593 | -123.6 | -127.7507 | 315.1248 | 319.2956
2021-01-30 21:30 | -22 | -22.2036 | 52.2841 | 52.3344 | 42.2811 | 44.0212 | -22 | -22.2036 | -148.2981 | 148.7089 | -148.2981 | 148.7089 | 42.8098 | 101.2461 | 87 | 90.3299 | 87.6 | 90.9079 | -117.8 | -120.4444 | -121 | -124.9328 | -124.2 | -128.2064 | -123.8 | -127.9442 | 313.0822 | 318.9366
2021-01-30 22:00 | -18 | -18.2483 | 56.3775 | 56.4739 | 35.2876 | 37.3294 | -19 | -19.2354 | -134.0788 | 134.8319 | -134.0788 | 134.8319 | 58.0481 | 113.135 | 86.7 | 90.9871 | 87 | 91.1827 | -118.1 | -122.411 | -121.3 | -126.9054 | -124.2 | -129.9713 | -123.6 | -129.4574 | 311.0762 | 316.3029
2021-01-30 22:30 | -21 | -21.2132 | 53.7258 | 53.8433 | 35.4908 | 37.7598 | -21 | -21.2132 | -138.6289 | 139.3692 | -138.6289 | 139.3692 | 68.725 | 118.9814 | 87 | 91.643 | 87.9 | 92.4019 | -118.3 | -122.7362 | -121.1 | -126.8326 | -124.1 | -130.1139 | -123.9 | -129.9835 | 304.6296 | 310.5888
2021-01-30 23:00 | -10 | -10.4403 | 55.1072 | 55.3302 | 30.7636 | 33.3977 | -10 | -10.4403 | -133.448 | 134.1669 | -133.448 | 134.1669 | 73.7156 | 123.4736 | 87.9 | 93.9963 | 88.5 | 94.4524 | -118.6 | -124.5941 | -120.9 | -128.2857 | -124.5 | -132.2475 | -124.3 | -132.0593 | 301.2003 | 306.6136
2021-01-30 23:30 | -4 | -5 | 65.0539 | 65.2631 | 18.5312 | 22.6464 | -4 | -5 | -123.8863 | 124.363 | -123.8863 | 124.363 | 54.024 | 111.5552 | 87.3 | 93.0145 | 87.6 | 93.1933 | -117.8 | -123.5945 | -119.7 | -127.021 | -122.7 | -130.1827 | -122.5 | -130.0949 | 296.9928 | 303.2475
2021-01-31 | -11 | -11.4018 | 59.6011 | 59.8286 | 22.3499 | 26.0661 | -11 | -11.4018 | -120.895 | 121.7596 | -120.895 | 121.7596 | 58.7514 | 116.8763 | 87.9 | 93.5779 | 88.5 | 94.2444 | -117.7 | -123.6822 | -120.6 | -127.9028 | -123.6 | -131.1982 | -123.2 | -130.8888 | 294.5707 | 300.5345
2021-01-31 00:30 | -12 | -12.3693 | 52.1991 | 52.5408 | 26.2456 | 29.6357 | -11 | -11.4018 | -118.9035 | 120.0012 | -118.9035 | 120.0012 | 66.8659 | 122.1045 | 87.6 | 93.6096 | 87.6 | 93.9307 | -117.7 | -124.0891 | -119.7 | -127.4619 | -122.5 | -130.4694 | -122.1 | -130.2673 | 291.7499 | 298.3088
2021-01-31 01:00 | -23 | -23.5372 | 42.2452 | 42.4031 | 33.9876 | 37.7937 | -22 | -22.561 | -125.2644 | 126.9947 | -125.2644 | 126.9947 | 74.6361 | 126.3474 | 87.6 | 94.1489 | 88.2 | 94.5985 | -118.8 | -125.6759 | -120.4 | -128.4648 | -123.8 | -132.1396 | -122.8 | -131.3091 | 287.2407 | 293.2638
2021-01-31 01:30 | -23 | -23.5372 | 37.1516 | 37.6202 | 37.1434 | 39.9692 | -24 | -24.3311 | -129.1406 | 130.6668 | -129.1406 | 130.6668 | 87.5823 | 140.1607 | 87.6 | 93.9307 | 88.8 | 94.9442 | -118.7 | -124.9116 | -120.4 | -128.4997 | -123 | -131.4139 | -123.2 | -131.8251 | 281.7906 | 292.9313
2021-01-31 02:00 | -22 | -22.8035 | 39.8357 | 40.137 | 34.1509 | 37.6907 | -22 | -22.561 | -119.1983 | 120.9808 | -119.1983 | 120.9808 | 86.7474 | 140.5 | 87.3 | 93.76 | 87.6 | 94.3704 | -118.4 | -125.1352 | -120 | -128.4431 | -122.8 | -131.372 | -122.3 | -131.071 | 269.8541 | 281.6906
2021-01-31 02:30 | -33 | -33.7343 | 28.0671 | 28.1812 | 44.9075 | 48.2917 | -33 | -33.9559 | -133.7526 | 135.8414 | -133.7526 | 135.8414 | 89.8571 | 140.8647 | 87 | 93.5909 | 88.2 | 94.3833 | -119.5 | -126.1117 | -120.3 | -128.6048 | -123.6 | -132.0576 | -122.7 | -131.4294 | 264.2533 | 276.5222
2021-01-31 03:00 | -37 | -37.855 | 33.0032 | 33.0323 | 39.2222 | 43.8629 | -35 | -35.9026 | -125.2025 | 128.1889 | -125.2025 | 128.1889 | 90.0475 | 139.2739 | 87.9 | 94.103 | 88.5 | 94.8783 | -120.3 | -126.4638 | -121.2 | -129.0424 | -124.1 | -132.2126 | -123.5 | -131.8586 | 255.5292 | 269.6822
2021-01-31 03:30 | -34 | -35.171 | 29.3633 | 29.4209 | 42.0815 | 47.1546 | -34 | -35.171 | -130.1248 | 133.5568 | -130.1248 | 133.5568 | 85.8383 | 137.9504 | 88.2 | 94.7074 | 88.8 | 95.0508 | -119.6 | -126.4301 | -120.1 | -128.6656 | -122.9 | -131.8171 | -122.6 | -131.5525 | 246.6145 | 260.1569
2021-01-31 04:00 | -41 | -42.45 | 17.7774 | 17.9055 | 54.2213 | 58.2576 | -41 | -42.45 | -146.7356 | 149.7419 | -146.7356 | 149.7419 | 80.6931 | 133.411 | 88.8 | 95.4853 | 88.2 | 95.0389 | -119 | -126.3552 | -120.5 | -127.742 | -123.2 | -130.5598 | -122.8 | -130.4183 | 245.0675 | 266.4668
2021-01-31 04:30 | -46 | -47.5395 | 14.3163 | 14.5487 | 58.9847 | 62.6534 | -45 | -46.3249 | -153.686 | 156.5502 | -153.686 | 156.5502 | 81.3775 | 134.666 | 88.5 | 95.5419 | 88.8 | 95.8198 | -119.1 | -126.651 | -120.4 | -127.8146 | -123.5 | -131.1376 | -122.4 | -130.2041 | 241.4433 | 262.7552
2021-01-31 05:00 | -43 | -43.7379 | 18.2741 | 18.3871 | 55.4877 | 58.4481 | -43 | -43.9318 | -150.9234 | 153.0162 | -150.9234 | 153.0162 | 85.1969 | 135.1359 | 88.8 | 95.4853 | 88.8 | 95.7075 | -120.2 | -126.9357 | -121.3 | -128.1765 | -124.1 | -131.2406 | -124.1 | -131.3713 | 258.757 | 279.6822
2021-01-31 05:30 | -38 | -38.4708 | 24.0529 | 24.4514 | 49.779 | 52.3863 | -36 | -36.4966 | -145.3142 | 147.3134 | -145.3142 | 147.3134 | 85.1811 | 136.779 | 89.1 | 95.4382 | 89.7 | 95.9986 | -120.1 | -126.6865 | -121.4 | -128.265 | -124.6 | -131.6166 | -124 | -131.1168 | 260.5682 | 281.5412
2021-01-31 06:00 | -35 | -35.9026 | 26.011 | 26.2028 | 46.4245 | 49.9539 | -34 | -34.9285 | -140.1805 | 142.4931 | -140.1805 | 142.4931 | 81.5803 | 130.1609 | 89.1 | 93.1011 | 89.1 | 93.1885 | -120.6 | -124.2272 | -122.2 | -126.1946 | -125.1 | -129.1527 | -124.7 | -128.8959 | 255.1722 | 281.3562
2021-01-31 06:30 | -36 | -37.108 | 17.1174 | 17.2059 | 53.6869 | 57.4135 | -37 | -38.0789 | -155.0758 | 158.0974 | -155.0758 | 158.0974 | 72.4848 | 122.2092 | 87.9 | 91.8657 | 87.9 | 92.0418 | -118.8 | -122.5092 | -120.6 | -124.5705 | -123.8 | -127.8439 | -123.3 | -127.5755 | 256.8326 | 282.696
2021-01-31 07:00 | -50 | -51.1957 | 10.9972 | 11.2758 | 59.1887 | 62.0719 | -50 | -51.1957 | -162.6524 | 164.8536 | -162.6524 | 164.8536 | 74.2266 | 121.9184 | 87.3 | 90.005 | 89.1 | 91.897 | -119.6 | -121.6183 | -122.1 | -124.5931 | -125.4 | -127.8347 | -124.8 | -127.3986 | 269.8235 | 295.1004
2021-01-31 07:30 | -44 | -45.3542 | 15.8289 | 15.8704 | 52.8741 | 56.6614 | -43 | -44.3847 | -155.4104 | 158.0442 | -155.4104 | 158.0442 | 42.7642 | 110.8032 | 87.9 | 91.1176 | 89.1 | 92.1982 | -119.9 | -122.8056 | -121.2 | -124.1928 | -124.6 | -127.6636 | -124.1 | -127.2416 | 229.7282 | 254.718
2021-01-31 08:00 | -59 | -60.208 | 0.82559 | 3.7553 | 67.5878 | 71.0394 | -59 | -60.208 | -178.1978 | 180.3275 | -178.1978 | 180.3275 | 41.8558 | 99.9768 | 86.7 | 89.1369 | 86.7 | 88.9994 | -115.8 | -117.3973 | -118 | -120.2784 | -121.2 | -123.5728 | -121.1 | -123.5535 | 256.041 | 277.9866
2021-01-31 08:30 | -56 | -57.4891 | -5.0928 | 6.3939 | 70.3947 | 73.8317 | -54 | -55.5428 | -182.9882 | 185.0097 | -182.9882 | 185.0097 | 38.4459 | 102.9338 | 85.2 | 87.6955 | 86.4 | 88.9155 | -115.5 | -117.4564 | -118.3 | -120.8921 | -121.4 | -124.0905 | -121 | -123.7409 | 255.4223 | 273.8197
2021-01-31 09:00 | -58 | -59.0339 | -10.6395 | 10.6875 | 64.6985 | 67.6942 | -58 | -59.0339 | -175.572 | 177.0974 | -175.572 | 177.0974 | 41.1917 | 112.2823 | 86.7 | 88.7361 | 87 | 89.1586 | -115.6 | -117.1673 | -118.9 | -120.5704 | -121.6 | -123.2993 | -121.3 | -123.0874 | 249.3956 | 286.8721
2021-01-31 09:30 | -52 | -52.9528 | -9.1921 | 9.343 | 66.9969 | 69.8034 | -52 | -52.9528 | -170.7344 | 172.3175 | -170.7344 | 172.3175 | 40.5164 | 110.9774 | 85.2 | 87.403 | 86.1 | 88.3473 | -116.1 | -117.6123 | -118.3 | -119.8801 | -121.7 | -123.2664 | -121.7 | -123.4145 | 251.8226 | 287.993
2021-01-31 10:00 | -54 | -54.5894 | -15.5445 | 16.0383 | 60.4378 | 62.8923 | -53 | -53.6004 | -155.0961 | 156.4454 | -155.0961 | 156.4454 | 59.1712 | 119.2229 | 88.5 | 90.7538 | 88.2 | 90.4613 | -119.9 | -121.4434 | -122.2 | -123.8258 | -125.2 | -126.8834 | -124.6 | -126.3407 | 250.9451 | 286.4269
2021-01-31 10:30 | -53 | -53.4603 | -19.7815 | 20.0492 | 59.6328 | 62.2024 | -52 | -52.469 | -144.8394 | 146.3295 | -144.8394 | 146.3295 | 63.8762 | 120.9997 | 89.7 | 91.6081 | 89.1 | 91.1941 | -119 | -120.4448 | -122.3 | -123.6631 | -124.9 | -126.3369 | -124.6 | -126.0706 | 241.9909 | 278.6507
2021-01-31 11:00 | -52 | -52.469 | -11.0257 | 11.6981 | 54.0668 | 56.5104 | -51 | -51.4781 | -132.5193 | 133.9045 | -132.5193 | 133.9045 | 68.9566 | 122.1721 | 87 | 89.5695 | 87 | 89.4986 | -118.8 | -120.5899 | -122.2 | -123.7147 | -125.6 | -127.0742 | -125.1 | -126.7045 | 246.1941 | 281.8205
2021-01-31 11:30 | -45 | -45.2769 | -12.4179 | 13.3772 | 50.2281 | 52.6223 | -42 | -42.107 | -125.3075 | 126.551 | -125.3075 | 126.551 | 70.0959 | 127.1364 | 87.3 | 89.7206 | 87.9 | 90.2362 | -120.5 | -122.4739 | -123.5 | -125.2398 | -126.3 | -127.9529 | -126.6 | -128.3136 | 237.4428 | 273.2061
2021-01-31 12:00 | -44 | -44.1814 | -14.0456 | 15.1593 | 48.2588 | 50.4755 | -45 | -45.2769 | -120.0987 | 121.0991 | -120.0987 | 121.0991 | 80.6325 | 130.0568 | 87.3 | 89.5172 | 88.2 | 90.2656 | -118.5 | -120.0135 | -121.3 | -122.8416 | -124.3 | -125.9307 | -124.5 | -126.2421 | 231.6812 | 269.3875
2021-01-31 12:30 | -41 | -41.1947 | -10.5625 | 12.6508 | 41.8864 | 44.1357 | -36 | -36.1248 | -107.3809 | 108.4641 | -107.3809 | 108.4641 | 90.8136 | 135.4736 | 87 | 89.1586 | 87 | 89.2247 | -118.9 | -120.2548 | -122.7 | -124.1777 | -125.7 | -127.2035 | -125.5 | -127.0523 | 227.6814 | 265.444
2021-01-31 13:00 | -35 | -35.0571 | -14.945 | 16.362 | 38.2146 | 40.5029 | -34 | -34.0588 | -102.4099 | 103.3228 | -102.4099 | 103.3228 | 94.2794 | 144.6406 | 87.9 | 89.7847 | 87.9 | 89.909 | -119.8 | -121.3606 | -123.2 | -124.8289 | -126.2 | -127.8864 | -125.9 | -127.623 | 215.5044 | 255.955
2021-01-31 13:30 | -31 | -31.0161 | -14.8634 | 16.9462 | 35.5811 | 37.651 | -32 | -32.0156 | -99.9267 | 100.6488 | -99.9267 | 100.6488 | 89.0399 | 140.982 | 87 | 89.2247 | 87.6 | 89.8098 | -118.5 | -119.8443 | -122.2 | -123.6683 | -125.3 | -126.9071 | -125.3 | -126.9821 | 215.926 | 258.7696
2021-01-31 14:00 | -28 | -28.0179 | -11.2684 | 13.7956 | 31.7109 | 34.0325 | -28 | -28.0179 | -92.9104 | 93.5947 | -92.9104 | 93.5947 | 90.4464 | 142.169 | 87.9 | 89.7441 | 87.6 | 89.6794 | -118.5 | -119.8593 | -122.4 | -123.7365 | -125.4 | -126.9225 | -125.1 | -126.6729 | 213.6781 | 256.5089
2021-01-31 14:30 | -34 | -34.0588 | -13.3507 | 14.8492 | 36.9996 | 39.2984 | -34 | -34.0588 | -99.5107 | 100.272 | -99.5107 | 100.272 | 76.1692 | 138.5767 | 87.9 | 90.1024 | 87.9 | 89.8464 | -116.9 | -118.4753 | -121.1 | -122.6126 | -124.3 | -125.8829 | -124 | -125.7332 | 211.1942 | 253.3491
2021-01-31 15:00 | -37 | -37.054 | -8.7671 | 10.9119 | 35.8886 | 38.3672 | -37 | -37.0135 | -101.42 | 102.2293 | -101.42 | 102.2293 | 75.2591 | 137.2575 | 87 | 89.0293 | 87.6 | 89.7441 | -118 | -119.3953 | -123.2 | -124.6413 | -126.4 | -127.9106 | -126 | -127.6248 | 231.7601 | 270.473
2021-01-31 15:30 | -32 | -32.0624 | -3.9446 | 7.5862 | 38.9272 | 41.1835 | -32 | -32.1403 | -106.2127 | 106.8615 | -106.2127 | 106.8615 | 50.2924 | 128.4427 | 86.1 | 88.3473 | 86.4 | 88.6397 | -117.8 | -119.4524 | -122.8 | -124.418 | -125.9 | -127.5742 | -125.6 | -127.2943 | 230.2434 | 267.6004
2021-01-31 16:00 | -33 | -33.0606 | 1.0692 | 5.9904 | 41.3192 | 43.278 | -33 | -33.0606 | -114.2872 | 114.8851 | -114.2872 | 114.8851 | 41.8906 | 124.7725 | 87.3 | 89.3224 | 87 | 88.9322 | -118 | -119.4569 | -124.3 | -125.7215 | -127.2 | -128.7012 | -127 | -128.5807 | 243.81 | 281.9192
2021-01-31 16:30 | -31 | -31 | 16.7554 | 17.4411 | 34.5406 | 37.2915 | -31 | -31 | -108.325 | 109.0833 | -108.325 | 109.0833 | 37.2137 | 126.1179 | 86.1 | 88.0862 | 87 | 89.1586 | -116.1 | -117.4871 | -123.7 | -125.1507 | -127.1 | -128.5872 | -126.7 | -128.2378 | 294.4505 | 322.5763
2021-01-31 17:00 | -33 | -33.0606 | 18.7414 | 19.4922 | 44.7129 | 46.108 | -33 | -33.0606 | -128.23 | 128.4697 | -128.23 | 128.4697 | 25.5199 | 101.6813 | 85.5 | 87.3129 | 85.5 | 87.3742 | -117 | -118.2 | -124.8 | -126.3297 | -128.2 | -129.7816 | -127.8 | -129.4179 | 308.9249 | 340.4329
2021-01-31 17:30 | -21 | -21 | 35.4101 | 35.8675 | 38.0332 | 39.2367 | -21 | -21 | -126.7603 | 126.8508 | -126.7603 | 126.8508 | 8.8684 | 100.2438 | 86.1 | 88.0862 | 87.6 | 89.5529 | -116.8 | -118.256 | -125.6 | -127.214 | -128.6 | -130.37 | -128.3 | -130.0235 | 314.8964 | 344.2253
2021-01-31 18:00 | -20 | -20 | 46.8555 | 47.2202 | 35.4551 | 36.4856 | -22 | -22 | -123.1807 | 123.2127 | -123.1807 | 123.2127 | 10.505 | 97.7158 | 85.8 | 87.7929 | 86.7 | 88.7361 | -117.6 | -118.9847 | -126.4 | -127.7965 | -129.5 | -131.0506 | -129.6 | -131.2113 | 338.6028 | 367.097
2021-01-31 18:30 | -13 | -13 | 55.5354 | 55.8523 | 33.405 | 34.3115 | -12 | -12 | -123.3184 | 123.3211 | -123.3184 | 123.3211 | 16.9451 | 98.0077 | 84.9 | 87.1106 | 86.7 | 88.8005 | -115.6 | -117.3317 | -123.8 | -125.5518 | -127.1 | -128.9223 | -126.6 | -128.4973 | 338.709 | 367.5603
2021-01-31 19:00 | -15 | -15 | 62.2134 | 62.483 | 32.2536 | 33.1146 | -14 | -14.0357 | -122.9277 | 122.9311 | -122.9277 | 122.9311 | 15.5653 | 93.3284 | 86.1 | 88.415 | 85.5 | 87.7627 | -116.7 | -118.2206 | -124.2 | -125.7494 | -127.4 | -129.2014 | -127.3 | -129.0697 | 331.1235 | 360.8766
2021-01-31 19:30 | -15 | -15 | 65.1688 | 65.3956 | 33.6421 | 34.4832 | -15 | -15 | -130.8343 | 130.8538 | -130.8343 | 130.8538 | 20.4859 | 98.8164 | 84.9 | 87.3871 | 86.1 | 88.5534 | -116.2 | -117.9771 | -124.1 | -126.0175 | -127.8 | -129.7482 | -126.9 | -128.8967 | 335.851 | 364.9664
2021-01-31 20:00 | -14 | -14 | 68.3191 | 68.3813 | 34.1605 | 35.0806 | -15 | -15 | -130.0172 | 130.0419 | -130.0172 | 130.0419 | 19.0692 | 94.9715 | 84.9 | 87.3871 | 84.9 | 87.6046 | -115.7 | -117.2498 | -123.4 | -125.2078 | -126.6 | -128.4632 | -126.6 | -128.5145 | 339.505 | 368.831
2021-01-31 20:30 | -20 | -20 | 63.4492 | 63.5096 | 38.6261 | 39.5071 | -22 | -22 | -137.1114 | 137.1735 | -137.1114 | 137.1735 | 25.6964 | 96.536 | 85.2 | 87.7499 | 86.4 | 88.9868 | -116.5 | -118.4492 | -123.9 | -125.828 | -127.5 | -129.5757 | -126.9 | -129.0576 | 326.3099 | 355.8296
2021-01-31 21:00 | -13 | -13 | 65.4457 | 65.4816 | 34.6451 | 35.7462 | -13 | -13 | -128.3358 | 128.4684 | -128.3358 | 128.4684 | 30.7474 | 102.3958 | 86.1 | 88.916 | 86.1 | 88.916 | -115.7 | -117.8484 | -122.9 | -125.1643 | -126.3 | -128.6164 | -125.6 | -128.025 | 323.794 | 354.9028
2021-01-31 21:30 | -12 | -12 | 66.0051 | 66.2488 | 30.0652 | 31.0138 | -11 | -11 | -120.9523 | 121.0243 | -120.9523 | 121.0243 | 52.0259 | 123.7995 | 85.5 | 88.1132 | 86.1 | 88.6955 | -117.1 | -118.8637 | -123.9 | -125.8206 | -126.4 | -128.1987 | -126.6 | -128.619 | 308.8225 | 340.7759
2021-01-31 22:00 | -12 | -12 | 65.4672 | 65.8078 | 25.2251 | 26.6702 | -13 | -13 | -105.116 | 105.2495 | -105.116 | 105.2495 | 68.8719 | 130.5803 | 85.8 | 88.4044 | 86.1 | 88.6955 | -116.3 | -118.0929 | -123.2 | -125.0965 | -126.3 | -128.2189 | -126 | -128.1 | 322.9315 | 351.5126
2021-01-31 22:30 | 0 | 0 | 71.4038 | 71.7299 | 17.5487 | 19.7454 | 0 | 0 | -97.9013 | 98.0575 | -97.9013 | 98.0575 | 76.4488 | 136.4648 | 86.4 | 88.9868 | 86.4 | 88.9868 | -117 | -119.125 | -123.4 | -125.599 | -126.6 | -128.701 | -126.4 | -128.6734 | 295.4514 | 326.522
2021-01-31 23:00 | 0 | 0 | 72.095 | 72.439 | 16.0526 | 18.2236 | 0 | 0 | -99.1295 | 99.2644 | -99.1295 | 99.2644 | 83.0792 | 137.2107 | 86.7 | 89.572 | 87.3 | 89.7878 | -117.9 | -119.7732 | -122.4 | -124.3614 | -125.6 | -127.6348 | -125.4 | -127.5646 | 288.1725 | 325.2556
2021-01-31 23:30 | 6 | 6 | 74.3956 | 74.8792 | 12.1167 | 14.5289 | 7 | 7 | -100.5196 | 100.5314 | -100.5196 | 100.5314 | 67.92 | 123.0938 | 86.4 | 89.1323 | 87 | 89.714 | -117.4 | -119.3886 | -122.2 | -124.3828 | -125.4 | -127.6385 | -124.9 | -127.2419 | 299.5934 | 333.2551
2021-02-01 | 9 | 9 | 78.6044 | 79.0277 | 5.3716 | 10.4948 | 10 | 10 | -82.85 | 83.0056 | -82.85 | 83.0056 | 71.5042 | 127.8776 | 87.6 | 90.4434 | 87.6 | 90.296 | -118.5 | -120.7305 | -122.7 | -125.006 | -126.1 | -128.439 | -125.8 | -128.2796 | 287.3859 | 323.1378
2021-02-01 00:30 | 3 | 3 | 70.6302 | 71.2552 | 9.5352 | 13.2746 | 2 | 2 | -78.9812 | 79.2015 | -78.9812 | 79.2015 | 74.5415 | 128.7557 | 87 | 89.938 | 88.8 | 91.6062 | -118.5 | -120.7883 | -122.6 | -124.9078 | -125.4 | -127.7518 | -125 | -127.4364 | 275.4673 | 313.283
2021-02-01 01:00 | 10 | 10.0499 | 76.7556 | 77.4516 | 2.9615 | 8.7289 | 10 | 10 | -71.5246 | 71.9369 | -71.5246 | 71.9369 | 71.4074 | 126.8502 | 87.6 | 90.5185 | 88.2 | 90.951 | -118.4 | -120.8468 | -121.8 | -124.1227 | -124.9 | -127.2228 | -124.9 | -127.3971 | 257.4564 | 298.9657
2021-02-01 01:30 | 20 | 20.0998 | 87.8492 | 88.7056 | -9.8217 | 11.775 | 22 | 22.0907 | -56.4671 | 56.8008 | -56.4671 | 56.8008 | 82.0588 | 135.8891 | 87.9 | 91.7789 | 87.6 | 91.5787 | -118.9 | -122.4809 | -122.4 | -125.9518 | -125.5 | -129.0825 | -125.6 | -129.2481 | 258.984 | 298.2719
2021-02-01 02:00 | 18 | 18.1108 | 86.5356 | 87.3749 | -8.6763 | 11.0523 | 18 | 18.1108 | -54.6585 | 55.1637 | -54.6585 | 55.1637 | 84.4229 | 137.6407 | 87.6 | 91.8451 | 87.9 | 92.0418 | -117.5 | -121.22 | -120.9 | -124.4946 | -124.2 | -127.938 | -123.9 | -127.8169 | 250.5058 | 290.8697
2021-02-01 02:30 | 19 | 19.2354 | 82.7758 | 83.8556 | -5.7028 | 8.2521 | 19 | 19.2354 | -58.26 | 58.7263 | -58.26 | 58.7263 | 95.2762 | 144.7292 | 87.6 | 91.6666 | 88.2 | 92.3284 | -119.4 | -123.1601 | -122.9 | -126.604 | -126.2 | -130.0236 | -125.3 | -129.2233 | 254.0344 | 294.2853
2021-02-01 03:00 | 24 | 24.1868 | 87.5876 | 88.5069 | -9.4807 | 11.332 | 23 | 23.1948 | -51.0291 | 51.4159 | -51.0291 | 51.4159 | 93.6186 | 144.5199 | 87 | 91.273 | 87.9 | 92.1313 | -118.7 | -122.3373 | -122.2 | -125.8764 | -125.2 | -128.9568 | -124.9 | -128.714 | 257.5736 | 297.3367
2021-02-01 03:30 | 22 | 22.3607 | 87.3279 | 88.3552 | -8.6057 | 9.8914 | 21 | 21.2132 | -53.3269 | 53.5585 | -53.3269 | 53.5585 | 87.5002 | 138.0575 | 87.6 | 91.5787 | 87.9 | 91.9533 | -118.1 | -121.7044 | -121.5 | -125.1272 | -124.8 | -128.402 | -124.3 | -128.0351 | 248.5058 | 289.7438
2021-02-01 04:00 | 24 | 24.5153 | 94.886 | 95.8575 | -13.9518 | 14.5418 | 23 | 23.3452 | -47.4231 | 47.5972 | -47.4231 | 47.5972 | 82.7064 | 133.6982 | 86.7 | 90.5434 | 87.9 | 91.8657 | -118.2 | -121.6818 | -122.2 | -125.4736 | -125.2 | -128.6515 | -125 | -128.573 | 254.8112 | 294.1457
2021-02-01 04:30 | 24 | 24.5153 | 93.2038 | 94.0238 | -7.1537 | 8.9944 | 23 | 23.5372 | -58.2116 | 58.2327 | -58.2116 | 58.2327 | 75.5955 | 125.5442 | 87 | 90.6601 | 87 | 90.6601 | -118.3 | -121.4997 | -121.6 | -124.7821 | -124.7 | -127.9601 | -124.6 | -127.9303 | 270.099 | 306.3625
2021-02-01 05:00 | 23 | 23.5372 | 98.0489 | 98.5208 | -4.5664 | 8.1965 | 23 | 23.5372 | -66.3669 | 66.4276 | -66.3669 | 66.4276 | 58.3446 | 97.914 | 87 | 90.6601 | 87.3 | 90.948 | -118.5 | -121.537 | -122.3 | -125.7144 | -125.4 | -128.8691 | -125.1 | -128.7407 | 286.1216 | 320.6847
2021-02-01 05:30 | 22 | 22.8035 | 109.738 | 109.8698 | -8.6893 | 11.7661 | 21 | 21.8403 | -64.8917 | 65.0915 | -64.8917 | 65.0915 | 45.6788 | 92.2821 | 87.3 | 90.948 | 87.9 | 91.6931 | -118.4 | -121.5066 | -124.1 | -127.1321 | -127.5 | -130.5814 | -127 | -130.2246 | 290.0421 | 321.3694
2021-02-01 06:00 | 28 | 28.4429 | 109.5496 | 109.608 | -3.8129 | 9.0691 | 27 | 27.4591 | -76.768 | 76.9336 | -76.768 | 76.9336 | 21.4783 | 69.6372 | 86.4 | 89.1323 | 87 | 89.938 | -118.6 | -120.7906 | -124.6 | -127.0636 | -127.6 | -130.1035 | -127.4 | -129.9466 | 306.0689 | 337.3044
2021-02-01 06:30 | 19 | 23.6008 | 109.2987 | 109.5928 | 1.1951 | 16.1845 | 18 | 22.2036 | -91.973 | 94.2236 | -91.973 | 94.2236 | 0.82025 | 62.7401 | 85.5 | 87.922 | 85.2 | 87.5388 | -115.7 | -117.1227 | -123.4 | -124.9943 | -126.6 | -128.2014 | -125.8 | -127.3956 | 323.0053 | 344.9899
2021-02-01 07:00 | 20 | 24.4131 | 107.7209 | 107.9694 | 1.3392 | 16.6395 | 20 | 23.8537 | -90.3572 | 93.0451 | -90.3572 | 93.0451 | 3.968 | 69.26 | 84.3 | 86.2003 | 84.9 | 86.8499 | -114.8 | -116.1262 | -124.2 | -125.6601 | -127.8 | -129.371 | -127.5 | -129.0746 | 362.3302 | 381.4675
2021-02-01 07:30 | 24 | 27.2947 | 107.0235 | 107.2619 | -4.5614 | 16.3948 | 23 | 26.4197 | -82.1233 | 84.8413 | -82.1233 | 84.8413 | 5.0043 | 70.6039 | 84.3 | 86.2634 | 84.9 | 86.9136 | -114.5 | -115.7259 | -124.2 | -125.706 | -127.7 | -129.1954 | -127.5 | -129.0129 | 359.3186 | 378.5508
2021-02-01 08:00 | 21 | 25.807 | 106.1863 | 106.484 | -2.4079 | 17.7983 | 21 | 25.807 | -84.9398 | 88.5652 | -84.9398 | 88.5652 | 12.0797 | 67.7837 | 84.9 | 86.7254 | 84.6 | 86.4318 | -115 | -116.0399 | -123.8 | -125.1452 | -127.2 | -128.5672 | -127.1 | -128.4683 | 356.508 | 376.0601
2021-02-01 08:30 | 18 | 23.4307 | 104.3871 | 104.6537 | 1.6972 | 17.3674 | 18 | 23.4307 | -87.5141 | 90.5895 | -87.5141 | 90.5895 | 5.2525 | 71.5622 | 84 | 85.7832 | 84 | 85.7229 | -114.2 | -115.2337 | -124.5 | -125.766 | -127.7 | -129.0619 | -127.7 | -129.091 | 373.5233 | 390.563
2021-02-01 09:00 | 2 | 14.1421 | 85.6604 | 86.074 | 16.3211 | 23.5079 | 3 | 14.3178 | -107.8886 | 110.3172 | -107.8886 | 110.3172 | 9.0683 | 76.9184 | 81 | 82.8478 | 81 | 83.0415 | -110.4 | -111.2968 | -123.1 | -124.4367 | -126.6 | -127.8592 | -126.4 | -127.6472 | 401.2117 | 416.4948
2021-02-01 09:30 | -8 | -16.1245 | 80.9599 | 81.1766 | 25.211 | 30.2823 | -8 | -16.1245 | -120.725 | 122.9764 | -120.725 | 122.9764 | 10.4388 | 80.4259 | 82.5 | 84.3149 | 82.8 | 84.6085 | -111.7 | -112.599 | -123.5 | -124.7058 | -126.8 | -127.9883 | -126.3 | -127.5342 | 412.5825 | 426.1916
2021-02-01 10:00 | -12 | -14.4222 | 74.7921 | 74.7931 | 36.1449 | 37.5966 | -12 | -14.4222 | -128.8477 | 129.5045 | -128.8477 | 129.5045 | 17.4835 | 76.724 | 81.3 | 82.8402 | 81.6 | 83.1347 | -111.3 | -111.9997 | -123.5 | -124.4689 | -126.8 | -127.818 | -126.6 | -127.607 | 424.3067 | 436.8878
2021-02-01 10:30 | -14 | -14.3178 | 76.7289 | 76.9001 | 32.4958 | 32.892 | -13 | -13.3417 | -132.1959 | 132.5232 | -132.1959 | 132.5232 | -1.5927 | 77.8359 | 83.1 | 84.6643 | 83.7 | 85.3694 | -114.3 | -115.2542 | -125.6 | -126.7722 | -129.1 | -130.2673 | -129 | -130.1816 | 407.0037 | 418.377
2021-02-01 11:00 | -20 | -20 | 63.1705 | 63.6386 | 39.4291 | 39.6717 | -21 | -21 | -144.6488 | 144.8592 | -144.6488 | 144.8592 | 12.4245 | 88.0086 | 83.4 | 85.5815 | 85.2 | 87.2066 | -113.9 | -115.1469 | -127 | -128.4431 | -130.5 | -132.0626 | -130.3 | -131.826 | 423.4018 | 434.3648
2021-02-01 11:30 | -23 | -23 | 57.0788 | 57.6514 | 41.971 | 42.3912 | -24 | -24 | -152.8033 | 152.8658 | -152.8033 | 152.8658 | 10.2062 | 90.1887 | 82.8 | 85.1345 | 83.7 | 85.8073 | -111.9 | -113.2294 | -124.8 | -126.3766 | -128.4 | -129.9792 | -127.6 | -129.1579 | 430.5906 | 441.0558
2021-02-01 12:00 | -38 | -38 | 31.4921 | 32.6756 | 51.4403 | 52.1012 | -37 | -37.0135 | -153.9189 | 153.9191 | -153.9189 | 153.9191 | 18.7642 | 90.1278 | 84.3 | 86.3276 | 85.5 | 87.4365 | -112.8 | -113.9716 | -125.5 | -126.9906 | -128.8 | -130.3436 | -128.7 | -130.2142 | 440.62 | 451.3488
2021-02-01 12:30 | -32 | -32 | 44.5328 | 45.5751 | 47.7878 | 48.1965 | -31 | -31 | -144.5401 | 144.5792 | -144.5401 | 144.5792 | 55.6059 | 102.0464 | 84.3 | 86.3927 | 85.5 | 87.564 | -114.6 | -115.8394 | -123.2 | -124.7181 | -126.3 | -127.8894 | -126.3 | -127.9052 | 419.7506 | 432.1101
2021-02-01 13:00 | -44 | -44 | 34.421 | 35.9283 | 60.5067 | 60.8274 | -42 | -42 | -153.3079 | 153.3294 | -153.3079 | 153.3294 | 20.7593 | 91.6554 | 83.4 | 85.4489 | 83.7 | 85.9415 | -114.5 | -115.7405 | -126.9 | -128.3443 | -130.3 | -131.8412 | -130.3 | -131.712 | 441.6318 | 451.0563
2021-02-01 13:30 | -55 | -55 | 22.2514 | 23.8111 | 66.9248 | 67.219 | -56 | -56 | -169.2635 | 169.299 | -169.2635 | 169.299 | 31.6523 | 86.8998 | 82.8 | 84.9297 | 83.4 | 85.3841 | -113.7 | -114.7073 | -125.4 | -126.6995 | -128.9 | -130.1939 | -128.5 | -129.868 | 452.1679 | 462.2177
2021-02-01 14:00 | -63 | -63.1981 | -2.3627 | 13.8801 | 84.5804 | 85.3943 | -64 | -64.1249 | -195.0126 | 195.0468 | -195.0126 | 195.0468 | 32.0257 | 89.4357 | 83.1 | 85.4263 | 83.1 | 85.4963 | -113.3 | -114.7959 | -125.8 | -127.4755 | -128.9 | -130.52 | -128.1 | -129.7299 | 435.6424 | 447.1466
2021-02-01 14:30 | -83 | -83.4865 | -8.1162 | 18.5555 | 100.2273 | 101.0403 | -83 | -83.3847 | -213.4172 | 213.5732 | -213.4172 | 213.5732 | 55.0305 | 95.8025 | 83.7 | 85.7418 | 84 | 86.3713 | -113.2 | -114.3962 | -124.4 | -125.873 | -127.7 | -129.2567 | -127.5 | -129.0436 | 436.8627 | 449.0708
2021-02-01 15:00 | -95 | -95.6347 | -5.0316 | 22.3036 | 111.176 | 112.1414 | -93 | -93.6483 | -222.6313 | 222.8509 | -222.6313 | 222.8509 | 31.7572 | 96.2983 | 84.9 | 87.044 | 85.5 | 87.9701 | -113.9 | -115.4249 | -124.5 | -125.8817 | -127.8 | -129.091 | -127.9 | -129.4618 | 420.1814 | 428.9327
2021-02-01 15:30 | -79 | -79.511 | 6.7711 | 18.8477 | 96.6535 | 97.5606 | -79 | -79.511 | -215.6671 | 215.7843 | -215.6671 | 215.7843 | 14.4586 | 93.4798 | 84.6 | 88.1883 | 84.6 | 87.9384 | -116 | -118.8345 | -124.1 | -126.3586 | -127.4 | -129.849 | -127 | -129.4372 | 389.2076 | 397.0102
2021-02-01 16:00 | -100 | -100.8415 | -26.1689 | 31.4103 | 112.8334 | 114.0734 | -99 | -99.8499 | -237.145 | 237.5434 | -237.145 | 237.5434 | -1.4006 | 98.1075 | 84.9 | 87.4586 | 85.5 | 87.8954 | -113.8 | -115.6774 | -124.1 | -125.8145 | -127.4 | -129.0868 | -127.6 | -129.3328 | 416.2276 | 420.9345
2021-02-01 16:30 | -73 | -73.437 | -5.6946 | 14.9395 | 101.5987 | 102.5393 | -71 | -71.4493 | -223.8826 | 223.9987 | -223.8826 | 223.9987 | -10.7108 | 110.6396 | 86.4 | 89.2065 | 85.2 | 87.9696 | -116.2 | -118.6526 | -123 | -125.0706 | -126 | -128.3449 | -125.8 | -128.1254 | 376.486 | 385.8462
2021-02-01 17:00 | -74 | -74.9667 | 8.9612 | 17.6704 | 95.9047 | 96.8225 | -74 | -74.9667 | -226.4428 | 226.6208 | -226.4428 | 226.6208 | -17.6347 | 112.4527 | 86.1 | 89.3023 | 86.1 | 89.3824 | -115.7 | -118.4819 | -123.4 | -125.7313 | -126.7 | -129.0661 | -126.5 | -128.8507 | 356.8797 | 367.1031
2021-02-01 17:30 | -85 | -85.9884 | 16.8743 | 25.8088 | 99.4377 | 100.4621 | -83 | -83.863 | -226.531 | 226.6674 | -226.531 | 226.6674 | -25.7262 | 112.058 | 85.8 | 89.0934 | 87 | 90.092 | -116.9 | -119.481 | -124.1 | -126.3994 | -127.2 | -129.538 | -127.1 | -129.4588 | 344.0929 | 354.5693
2021-02-01 18:00 | -81 | -82.201 | 14.8754 | 25.5424 | 100.8 | 102.1918 | -80 | -81.2158 | -230.2332 | 230.6125 | -230.2332 | 230.6125 | -20.3051 | 111.5825 | 85.2 | 88.198 | 85.5 | 88.411 | -115.3 | -118.1295 | -123.7 | -125.8201 | -127.5 | -129.7763 | -127.5 | -129.7577 | 352.5222 | 364.6594
2021-02-01 18:30 | -86 | -86.7006 | 13.2149 | 23.0542 | 106.9761 | 107.7411 | -87 | -87.6926 | -232.119 | 232.2638 | -232.119 | 232.2638 | 12.1782 | 104.6461 | 84 | 86.7327 | 84.6 | 87.3886 | -114.8 | -116.8515 | -125.1 | -126.8174 | -128.5 | -130.2534 | -128.2 | -129.9738 | 406.1642 | 422.0961
2021-02-01 19:00 | -74 | -74.4312 | 26.5951 | 31.8007 | 95.6621 | 96.5491 | -74 | -74.4312 | -212.5576 | 212.673 | -212.5576 | 212.673 | 17.1287 | 105.1092 | 84 | 86.4417 | 84.9 | 87.3165 | -114.4 | -116.05 | -125.6 | -127.044 | -129.1 | -130.5644 | -128.8 | -130.3589 | 421.5291 | 437.2945
2021-02-01 19:30 | -71 | -71.3442 | 32.3192 | 36.2376 | 90.8345 | 91.6793 | -71 | -71.4493 | -208.524 | 208.6303 | -208.524 | 208.6303 | 14.7381 | 89.179 | 83.7 | 86.4422 | 84 | 86.8079 | -115.2 | -117.0273 | -124.7 | -126.6258 | -128 | -129.9798 | -127.7 | -129.7194 | 408.3666 | 427.2232
2021-02-01 20:00 | -66 | -66.3702 | 37.7541 | 41.0053 | 86.0612 | 86.7968 | -67 | -67.3647 | -202.3805 | 202.4398 | -202.3805 | 202.4398 | 8.969 | 91.7976 | 83.1 | 85.9373 | 84 | 87.0982 | -114 | -115.9912 | -123.9 | -125.9443 | -127.5 | -129.5402 | -126.5 | -128.5383 | 392.3834 | 411.8019
2021-02-01 20:30 | -58 | -58.5491 | 41.3241 | 43.7814 | 78.3087 | 79.323 | -58 | -58.4209 | -193.1791 | 193.3747 | -193.1791 | 193.3747 | 18.0822 | 95.7942 | 84.3 | 87.4874 | 84.9 | 87.9865 | -114.4 | -116.7287 | -124.5 | -126.7733 | -127.9 | -130.1508 | -127.7 | -129.9915 | 378.9712 | 400.1793
2021-02-01 21:00 | -59 | -59.5399 | 37.2256 | 39.7189 | 77.5127 | 78.572 | -59 | -59.4138 | -192.6627 | 192.9983 | -192.6627 | 192.9983 | 32.2189 | 99.7319 | 84.3 | 87.6498 | 84.6 | 87.9384 | -115.4 | -118.0347 | -124.1 | -126.6527 | -127.4 | -129.9073 | -127 | -129.5347 | 370.8677 | 393.318
2021-02-01 21:30 | -57 | -57.5587 | 34.6008 | 36.7341 | 75.1113 | 76.515 | -57 | -57.5587 | -191.4329 | 192.1999 | -191.4329 | 192.1999 | 40.3252 | 98.5141 | 84.6 | 87.6185 | 85.2 | 88.355 | -114.6 | -116.9847 | -122.8 | -125.2202 | -126.4 | -128.8875 | -125.8 | -128.2406 | 350.1163 | 374.8181
2021-02-01 22:00 | -45 | -45.5412 | 44.4496 | 45.4636 | 61.153 | 62.7348 | -43 | -43.566 | -165.286 | 166.1568 | -165.286 | 166.1568 | 48.4152 | 106.2003 | 82.5 | 85.92 | 81.9 | 85.4289 | -111.7 | -114.1659 | -120.1 | -122.6948 | -123.5 | -126.1457 | -123 | -125.7179 | 335.6235 | 363.2806
2021-02-01 22:30 | -40 | -40.1995 | 45.9152 | 46.1277 | 55.9387 | 57.125 | -40 | -40.1123 | -161.6826 | 162.1244 | -161.6826 | 162.1244 | 66.8992 | 126.1698 | 82.5 | 85.0573 | 82.5 | 85.2053 | -111.9 | -113.6507 | -119.6 | -121.5171 | -122 | -123.8454 | -122.4 | -124.3614 | 330.0463 | 358.1706
2021-02-01 23:00 | -34 | -34.1321 | 46.8877 | 47.0768 | 52.01 | 53.4121 | -33 | -33.2415 | -158.1275 | 158.6381 | -158.1275 | 158.6381 | 71.3969 | 130.095 | 86.1 | 88.624 | 86.1 | 88.8415 | -116.5 | -118.4492 | -122.6 | -124.7388 | -125.9 | -128.0928 | -124.8 | -126.9933 | 313.0312 | 344.0086
2021-02-01 23:30 | -22 | -22.2036 | 57.3171 | 57.332 | 39.4508 | 41.0913 | -22 | -22.2036 | -146.1077 | 146.4065 | -146.1077 | 146.4065 | 60.7398 | 125.3685 | 85.5 | 88.1862 | 86.1 | 88.8415 | -116.6 | -118.7371 | -122.7 | -125.0096 | -125.9 | -128.1859 | -125.6 | -127.9291 | 321.9449 | 351.5499
2021-02-02 | -30 | -30.2655 | 47.634 | 47.6758 | 46.1201 | 47.6964 | -31 | -31.1448 | -144.817 | 145.3083 | -144.817 | 145.3083 | 65.6661 | 129.0914 | 86.1 | 88.6955 | 86.4 | 89.1323 | -116.2 | -118.3393 | -122.2 | -124.458 | -125.3 | -127.5966 | -125 | -127.417 | 315.522 | 346.1826
2021-02-02 00:30 | -35 | -35.2278 | 39.5642 | 39.5723 | 49.1372 | 50.8091 | -33 | -33.2415 | -138.0142 | 138.6563 | -138.0142 | 138.6563 | 70.8454 | 130.5452 | 85.8 | 88.6255 | 87 | 89.6413 | -116.1 | -118.2411 | -121.7 | -123.9862 | -125.1 | -127.302 | -124.9 | -127.2995 | 310.1007 | 341.5411
2021-02-02 01:00 | -41 | -41.4367 | 31.3744 | 31.5471 | 55.3684 | 57.4626 | -41 | -41.3038 | -149.0009 | 150.2375 | -149.0009 | 150.2375 | 67.1347 | 130.977 | 86.4 | 89.5916 | 86.7 | 89.6478 | -117 | -119.3961 | -122.1 | -124.6532 | -124.7 | -127.2406 | -124.3 | -126.9493 | 292.4266 | 324.3471
2021-02-02 01:30 | -38 | -38.833 | 32.0965 | 32.3574 | 53.2616 | 55.9457 | -37 | -37.6563 | -142.7964 | 144.4357 | -142.7964 | 144.4357 | 68.9318 | 130.2792 | 84.9 | 88.3921 | 86.4 | 89.6714 | -116.3 | -119.2367 | -120.4 | -123.3034 | -123.6 | -126.5575 | -123.3 | -126.3951 | 278.7818 | 313.7193
2021-02-02 02:00 | -45 | -45.7056 | 25.1405 | 25.4969 | 59.6767 | 61.9092 | -45 | -45.5412 | -147.5338 | 148.9279 | -147.5338 | 148.9279 | 75.2787 | 131.6552 | 85.8 | 89.0934 | 86.7 | 89.938 | -117.3 | -119.893 | -121.2 | -123.9156 | -123.8 | -126.5628 | -123.6 | -126.4934 | 275.2004 | 312.793
2021-02-02 02:30 | -45 | -45.3982 | 24.9345 | 25.0695 | 59.0687 | 61.0874 | -45 | -45.3982 | -146.8093 | 147.9922 | -146.8093 | 147.9922 | 73.2614 | 133.6106 | 86.4 | 90.793 | 86.4 | 90.8856 | -117.4 | -121.373 | -120.7 | -124.6923 | -122.7 | -126.6046 | -121.9 | -126.0811 | 266.7915 | 302.854
2021-02-02 03:00 | -36 | -36.3456 | 36.0014 | 36.0671 | 47.8267 | 50.2459 | -36 | -36.3456 | -131.2083 | 132.6572 | -131.2083 | 132.6572 | 78.7146 | 135.2326 | 86.1 | 90.4155 | 86.4 | 90.7013 | -116 | -119.9355 | -120.3 | -124.0572 | -123.4 | -127.2099 | -123.2 | -127.1632 | 275.5256 | 311.3678
2021-02-02 03:30 | -46 | -46.3897 | 24.6899 | 24.9525 | 61.9137 | 63.5751 | -48 | -48.2597 | -150.1564 | 151.2374 | -150.1564 | 151.2374 | 77.3786 | 133.7161 | 86.1 | 90.5076 | 85.8 | 90.1299 | -116.1 | -119.8139 | -120.4 | -124.2031 | -122.9 | -126.7985 | -122.5 | -126.4852 | 277.1811 | 312.5164
2021-02-02 04:00 | -48 | -48.2597 | 27.6515 | 27.7083 | 58.8936 | 60.4566 | -49 | -49.2544 | -149.9539 | 150.8838 | -149.9539 | 150.8838 | 76.3222 | 130.4342 | 89.7 | 93.1726 | 89.4 | 92.8029 | -120.7 | -123.8377 | -123.7 | -126.8737 | -127.3 | -130.606 | -126.7 | -130.089 | 282.3722 | 317.2168
2021-02-02 04:30 | -55 | -55.2268 | 19.4773 | 20.2766 | 71.9303 | 73.1526 | -54 | -54.231 | -165.1119 | 165.8578 | -165.1119 | 165.8578 | 72.4382 | 127.6227 | 92.1 | 95.6454 | 92.4 | 95.9344 | -124.8 | -128.08 | -128.5 | -131.8651 | -131.3 | -134.7959 | -131 | -134.5492 | 291.9236 | 323.6974
2021-02-02 05:00 | -64 | -64.3817 | 18.746 | 21.2131 | 80.4398 | 81.5068 | -64 | -64.3817 | -178.4864 | 178.9878 | -178.4864 | 178.9878 | 69.0792 | 120.4592 | 96.6 | 99.1181 | 97.5 | 99.9293 | -130.7 | -132.8672 | -134.3 | -136.6254 | -137.2 | -139.4149 | -137.1 | -139.581 | 303.6705 | 334.4358
2021-02-02 05:30 | -58 | -58.3095 | 36.8496 | 39.7571 | 70.0139 | 71.3021 | -58 | -58.4209 | -167.9889 | 168.3561 | -167.9889 | 168.3561 | 0 | 0 | 101.7 | 104.5628 | 100.5 | 103.396 | -136.6 | -139.4201 | -135.5 | -138.3224 | -138.5 | -141.4424 | -138.7 | -141.6585 | 308.4703 | 341.0284
2021-02-02 06:00 | -62 | -62.2896 | 32.3371 | 35.6285 | 80.2849 | 80.9957 | -60 | -60.2993 | -192.0242 | 192.1702 | -192.0242 | 192.1702 | 0 | 0 | 101.7 | 104.9215 | 101.7 | 105.0707 | -135.8 | -139.4662 | -139 | -142.1167 | -141.9 | -145.1619 | -142.1 | -145.3574 | 341.1274 | 367.8131
2021-02-02 06:30 | -58 | -58.2151 | 36.9275 | 40.383 | 78.6165 | 79.1864 | -58 | -58.2151 | -200.2841 | 200.352 | -200.2841 | 200.352 | 0 | 0 | 101.1 | 103.5735 | 99.9 | 102.1455 | -135.9 | -138.4025 | -139 | -141.16 | -142.5 | -144.7812 | -142.5 | -144.7111 | 361.4007 | 382.5116
2021-02-02 07:00 | -65 | -66.2873 | 21.4301 | 31.4624 | 88.5945 | 90.3382 | -65 | -66.2873 | -214.7968 | 215.3923 | -214.7968 | 215.3923 | 0 | 0 | 105.3 | 107.804 | 106.2 | 108.6833 | -143 | -145.8124 | -146.4 | -148.57 | -149.7 | -151.924 | -150 | -152.2196 | 360.3095 | 379.4335
2021-02-02 07:30 | -80 | -81.5843 | 7.0823 | 26.8575 | 95.3145 | 97.5141 | -80 | -81.3941 | -227.7517 | 228.5313 | -227.7517 | 228.5313 | 0 | 0 | 103.5 | 105.8541 | 104.1 | 106.4408 | -141 | -143.5996 | -145.1 | -147.7959 | -148.4 | -151.207 | -148.7 | -151.5014 | 355.7867 | 377.9948
2021-02-02 08:00 | -84 | -85 | -0.95411 | 20.6048 | 99.9231 | 101.2405 | -83 | -83.7257 | -236.2107 | 236.5307 | -236.2107 | 236.5307 | 0 | 0 | 102 | 104.0792 | 104.7 | 106.5004 | -138 | -139.9866 | -144.1 | -146.5893 | -147.8 | -150.4289 | -148 | -150.6627 | 345.2981 | 368.8811
2021-02-02 08:30 | -100 | -100.2447 | -19.0999 | 24.3132 | 121.3386 | 121.6213 | -101 | -101.1781 | -264.5233 | 264.5251 | -264.5233 | 264.5251 | 0 | 0 | 108.9 | 110.5796 | 110.1 | 111.8662 | -147.4 | -149.505 | -153.5 | -156.0689 | -156.9 | -159.5575 | -157.1 | -159.7542 | 351.3994 | 372.8617
2021-02-02 09:00 | -106 | -106.7942 | -20.1593 | 28.7716 | 124.1668 | 125.0803 | -106 | -106.7942 | -262.6485 | 262.8795 | -262.6485 | 262.8795 | 0 | 0 | 107.7 | 109.5049 | 107.1 | 108.9698 | -143.4 | -145.093 | -147.9 | -150.1853 | -151.5 | -153.9047 | -152.5 | -154.8892 | 353.0606 | 374.5689
2021-02-02 09:30 | -91 | -91.9239 | -13.8252 | 25.3616 | 109.4588 | 110.6559 | -91 | -91.9239 | -238.6415 | 239.0079 | -238.6415 | 239.0079 | 0 | 0 | 115.8 | 117.6887 | 113.1 | 114.8722 | -152.8 | -155.0131 | -155.1 | -157.8433 | -158.2 | -161.0194 | -159.1 | -161.9223 | 310.9062 | 335.1541
2021-02-02 10:00 | -81 | -81.615 | 0.4208 | 17.2966 | 92.5949 | 93.682 | -81 | -81.615 | -216.5421 | 216.7069 | -216.5421 | 216.7069 | 0 | 0 | 120.9 | 122.9759 | 120.3 | 122.4415 | -159.1 | -162.2862 | -158.5 | -161.5223 | -162.4 | -165.6613 | -162.9 | -166.0348 | 279.018 | 307.7177
2021-02-02 10:30 | -85 | -85.4751 | -7.5737 | 18.1993 | 99.7376 | 100.5104 | -85 | -85.4751 | -222.2353 | 222.3516 | -222.2353 | 222.3516 | 0 | 0 | 118.8 | 120.9681 | 120 | 122.1468 | -157.4 | -160.5604 | -154.3 | -157.2469 | -157.5 | -160.6388 | -157.9 | -160.9529 | 282.5609 | 309.9591
2021-02-02 11:00 | -92 | -92.5419 | -15.8572 | 22.3085 | 101.0017 | 101.8796 | -91 | -91.5478 | -223.9438 | 224.0815 | -223.9438 | 224.0815 | 0 | 0 | 115.5 | 117.1849 | 116.1 | 118.2601 | -154 | -156.5248 | -152.8 | -155.2549 | -156.7 | -159.3065 | -156.8 | -159.369 | 310.4191 | 337.5608
2021-02-02 11:30 | -94 | -94.1329 | -20.7463 | 24.1364 | 108.0836 | 108.4749 | -94 | -94.1329 | -230.5104 | 230.522 | -230.5104 | 230.522 | 0 | 0 | 111 | 113.3782 | 111.6 | 114.0268 | -148.2 | -150.7761 | -150.7 | -153.4085 | -154 | -156.9033 | -154.3 | -157.2537 | 314.0071 | 337.9435
2021-02-02 12:00 | -95 | -95.1315 | -9.9233 | 16.1382 | 108.9611 | 109.1928 | -96 | -96.1301 | -224.699 | 224.6991 | -224.699 | 224.6991 | 0 | 0 | 110.1 | 112.5592 | 109.5 | 111.9724 | -147.1 | -149.7975 | -150.6 | -153.4047 | -154 | -156.974 | -154.3 | -157.2469 | 302.404 | 326.8373
2021-02-02 12:30 | -89 | -89.9444 | -22.046 | 28.6372 | 103.9591 | 105.4196 | -89 | -89.8053 | -214.1546 | 214.8228 | -214.1546 | 214.8228 | 0 | 0 | 105.3 | 107.677 | 105 | 107.2595 | -140.5 | -142.9773 | -143.1 | -145.8136 | -146.2 | -149.0875 | -146.9 | -149.7158 | 302.6376 | 327.1316
2021-02-02 13:00 | -97 | -98.3107 | -30.3027 | 35.5283 | 103.6464 | 105.1914 | -95 | -96.026 | -213.7747 | 214.5767 | -213.7747 | 214.5767 | 0 | 0 | 105.9 | 108.2019 | 105 | 107.3212 | -140.4 | -142.4874 | -144.7 | -146.5958 | -147.9 | -149.8507 | -148 | -149.9655 | 299.6442 | 318.8873
2021-02-02 13:30 | -89 | -89.8053 | -23.549 | 27.8099 | 98.6682 | 99.7664 | -89 | -89.6772 | -205.5726 | 206.0738 | -205.5726 | 206.0738 | 0 | 0 | 105.9 | 107.6804 | 106.2 | 107.9754 | -140.2 | -142.0903 | -143.8 | -145.7237 | -147 | -148.9624 | -147.4 | -149.3734 | 302.2553 | 321.4043
2021-02-02 14:00 | -89 | -89.4539 | -28.7607 | 31.4125 | 100.9333 | 101.9154 | -88 | -88.5664 | -198.6622 | 199.0327 | -198.6622 | 199.0327 | 0 | 0 | 106.2 | 108.0854 | 105 | 106.8505 | -140.3 | -142.1086 | -144.3 | -145.9977 | -147.7 | -149.4801 | -146.9 | -148.598 | 305.5172 | 326.2362
2021-02-02 14:30 | -97 | -98.0051 | -25.5201 | 30.6342 | 109.9493 | 111.2019 | -95 | -96.026 | -204.2837 | 204.7113 | -204.2837 | 204.7113 | 0 | 0 | 104.7 | 106.9659 | 105 | 107.1987 | -141.6 | -143.8425 | -142.8 | -144.737 | -146.2 | -148.2386 | -146.7 | -148.7815 | 291.2434 | 312.9011
2021-02-02 15:00 | -91 | -92.3959 | -17.9557 | 25.1185 | 102.8311 | 104.5758 | -91 | -92.228 | -216.5462 | 217.3582 | -216.5462 | 217.3582 | 0 | 0 | 104.4 | 106.5507 | 104.4 | 106.6723 | -141 | -143.2518 | -144.3 | -146.2171 | -147.5 | -149.5373 | -147.6 | -149.5045 | 310.5187 | 330.222
2021-02-02 15:30 | -96 | -97.4936 | -28.1873 | 32.7762 | 107.5715 | 109.4487 | -95 | -96.3379 | -235.8805 | 236.8106 | -235.8805 | 236.8106 | 0 | 0 | 104.7 | 106.6689 | 105.9 | 108.0804 | -139.3 | -141.5344 | -144.3 | -146.3152 | -147.7 | -149.7842 | -147.6 | -149.8343 | 325.213 | 343.8843
2021-02-02 16:00 | -91 | -91.1976 | -23.9395 | 24.8936 | 103.9456 | 104.5105 | -90 | -90.1388 | -230.5128 | 230.5325 | -230.5128 | 230.5325 | 0 | 0 | 103.8 | 106.0236 | 104.1 | 106.3173 | -139 | -140.9393 | -145.6 | -147.2677 | -149.3 | -151.0612 | -149.5 | -151.1986 | 330.4195 | 343.8242
2021-02-02 16:30 | -98 | -98.4124 | -21.4988 | 24.1754 | 111.885 | 112.6598 | -97 | -97.3293 | -242.5892 | 242.7426 | -242.5892 | 242.7426 | 0 | 0 | 103.5 | 105.4337 | 104.7 | 106.7267 | -139.5 | -141.6351 | -145.8 | -147.8607 | -149.5 | -151.6424 | -149.6 | -151.7746 | 351.6934 | 368.4528
2021-02-02 17:00 | -98 | -99.2975 | -5.6746 | 21.3846 | 114.4678 | 115.8573 | -98 | -99.2975 | -236.8791 | 237.5463 | -236.8791 | 237.5463 | 0 | 0 | 109.5 | 111.6101 | 109.8 | 112.0218 | -146.7 | -148.9169 | -154.1 | -156.3201 | -157.4 | -159.699 | -157.7 | -159.9173 | 329.199 | 345.7517
2021-02-02 17:30 | -95 | -96.1769 | 2.1592 | 21.2668 | 112.5343 | 113.7833 | -95 | -96.1769 | -240.6615 | 241.1279 | -240.6615 | 241.1279 | 25.1345 | 104.756 | 126.9 | 128.8272 | 127.5 | 129.684 | -169.8 | -173.0138 | -175.1 | -178.7423 | -180 | -183.7634 | -179.4 | -183.257 | 308.2303 | 330.9953
2021-02-02 18:00 | -88 | -89.1067 | 11.2889 | 22.6032 | 104.9948 | 105.9773 | -89 | -89.9444 | -239.0239 | 239.4014 | -239.0239 | 239.4014 | 50.3625 | 121.2539 | 132.3 | 134.6228 | 132.6 | 134.8626 | -176.7 | -180.6814 | -183 | -187.1514 | -187.5 | -191.782 | -187.5 | -191.9732 | 318.4664 | 345.188
2021-02-02 18:30 | -73 | -73.6817 | 22.1499 | 26.8276 | 93.6454 | 94.8258 | -72 | -72.6911 | -221.4291 | 221.9639 | -221.4291 | 221.9639 | 74.647 | 132.8282 | 132 | 133.9039 | 131.1 | 133.0678 | -175.8 | -179.4482 | -181.9 | -185.9712 | -186.5 | -190.6371 | -186.3 | -190.609 | 357.8473 | 384.506
2021-02-02 19:00 | -62 | -62.6498 | 36.3376 | 39.0555 | 82.8425 | 83.9493 | -61 | -61.6604 | -209.076 | 209.5402 | -209.076 | 209.5402 | 68.5441 | 135.0558 | 132 | 134.2727 | 131.4 | 133.7384 | -175.5 | -179.7378 | -182.6 | -187.1903 | -187.2 | -191.8537 | -186.1 | -190.7585 | 337.068 | 364.6565
2021-02-02 19:30 | -56 | -56.4358 | 46.1039 | 47.6558 | 75.0059 | 75.8451 | -55 | -55.2268 | -195.5855 | 195.9021 | -195.5855 | 195.9021 | 67.4101 | 134.7536 | 131.7 | 133.9778 | 131.1 | 133.388 | -176 | -180.3126 | -182 | -186.3977 | -186.7 | -191.2567 | -186 | -190.705 | 329.6296 | 357.7535
2021-02-02 20:00 | -41 | -41.1096 | 60.2314 | 61.2073 | 62.7285 | 63.3527 | -41 | -41.1096 | -181.0086 | 181.1975 | -181.0086 | 181.1975 | 64.4636 | 134.0044 | 132.3 | 134.2503 | 131.7 | 133.9778 | -175.6 | -179.707 | -181.3 | -185.5318 | -185.8 | -190.0226 | -185.4 | -189.8148 | 323.2853 | 352.5501
2021-02-02 20:30 | -36 | -36.1248 | 60.0721 | 60.5455 | 57.8684 | 58.6317 | -35 | -35.1283 | -168.7025 | 168.9432 | -168.7025 | 168.9432 | 71.7929 | 139.6145 | 132.3 | 134.6786 | 131.7 | 134.2033 | -176.1 | -180.432 | -181 | -185.4539 | -185.4 | -189.977 | -185.2 | -189.8146 | 316.5175 | 347.037
2021-02-02 21:00 | -37 | -37.2156 | 57.1305 | 57.7835 | 56.696 | 57.6156 | -36 | -36.1248 | -162.8621 | 163.2423 | -162.8621 | 163.2423 | 86.5517 | 148.0202 | 132.9 | 135.4386 | 132.6 | 135.2025 | -177.1 | -181.8292 | -181.9 | -186.7084 | -186.3 | -191.3405 | -186 | -191.0646 | 295.0214 | 327.8572
2021-02-02 21:30 | -37 | -37.1214 | 56.6836 | 57.0937 | 52.9252 | 54.0022 | -37 | -37.2156 | -160.0607 | 160.6156 | -160.0607 | 160.6156 | 97.8595 | 153.1983 | 132 | 134.8546 | 132 | 134.2727 | -175.7 | -179.8687 | -180.3 | -185.1046 | -184.7 | -189.6167 | -184.4 | -189.4614 | 285.6349 | 320.5945
2021-02-02 22:00 | -42 | -42.7551 | 43.9393 | 44.9369 | 60.2762 | 62.1505 | -41 | -41.7732 | -165.0132 | 166.6828 | -165.0132 | 166.6828 | 101.9304 | 156.1656 | 132.3 | 134.6786 | 132.6 | 135.1443 | -175.8 | -180.609 | -179.4 | -184.7647 | -183.9 | -189.3972 | -183.4 | -188.9838 | 252.9163 | 291.4957
2021-02-02 22:30 | -32 | -32.3883 | 50.3389 | 50.5999 | 50.1446 | 51.7738 | -32 | -32.3883 | -154.7625 | 155.7322 | -154.7625 | 155.7322 | 126.1871 | 171.1574 | 134.1 | 136.3922 | 133.8 | 136.3219 | -177.9 | -182.474 | -180.8 | -186.172 | -185.1 | -190.5864 | -184.6 | -190.245 | 251.8243 | 294.4152
2021-02-02 23:00 | -39 | -39.8121 | 40.3142 | 40.923 | 57.72 | 59.7277 | -41 | -41.7732 | -167.8412 | 169.145 | -167.8412 | 169.145 | 126.0886 | 170.028 | 135.6 | 137.8672 | 135.3 | 137.8515 | -179.3 | -184.2221 | -180.5 | -186.0733 | -185 | -190.6331 | -184.7 | -190.6356 | 240.9525 | 282.492
2021-02-02 23:30 | -30 | -30.4138 | 49.6752 | 49.9102 | 47.7199 | 49.4011 | -29 | -29.4279 | -163.3621 | 164.0145 | -163.3621 | 164.0145 | 114.6711 | 156.4396 | 133.2 | 135.0373 | 133.2 | 135.1373 | -177.7 | -181.7595 | -179.3 | -184.0401 | -183.8 | -188.6201 | -183.2 | -188.2705 | 254.962 | 295.0245
2021-02-03 | -33 | -33.541 | 43.6687 | 43.8127 | 49.4123 | 51.1371 | -33 | -33.3766 | -156.6606 | 157.7038 | -156.6606 | 157.7038 | 119.1861 | 166.5956 | 133.5 | 135.5874 | 134.1 | 136.1782 | -178.3 | -182.3044 | -179.8 | -183.7511 | -184.1 | -188.0826 | -183.7 | -187.8987 | 240.8265 | 274.3321
2021-02-03 00:30 | -37 | -37.6563 | 36.0691 | 36.1729 | 52.4584 | 54.3859 | -37 | -37.6563 | -153.4105 | 155.2968 | -153.4105 | 155.2968 | 121.2335 | 172.1568 | 134.4 | 136.6871 | 135.3 | 137.5182 | -179.3 | -183.8171 | -180.1 | -184.5102 | -184.9 | -189.3911 | -184.4 | -189.1226 | 230.5841 | 265.4114
2021-02-03 01:00 | -38 | -38.4708 | 34.8708 | 34.9962 | 52.3741 | 54.4324 | -38 | -38.4708 | -148.3229 | 150.0928 | -148.3229 | 150.0928 | 124.2621 | 175.0545 | 133.5 | 135.6936 | 134.4 | 136.6328 | -178.8 | -183.2197 | -179.2 | -183.2758 | -184 | -188.3189 | -183.1 | -187.6124 | 226.5865 | 262.0665
2021-02-03 01:30 | -39 | -39.6232 | 30.5943 | 30.78 | 54.5628 | 56.8583 | -39 | -39.6232 | -151.2895 | 153.8887 | -151.2895 | 153.8887 | 128.9524 | 178.1261 | 135.3 | 137.5722 | 135 | 137.3872 | -179.4 | -184.1375 | -180.1 | -184.532 | -184.6 | -189.1854 | -183.8 | -188.5376 | 212.2728 | 247.9113
2021-02-03 02:00 | -38 | -39.2938 | 30.2656 | 30.8926 | 54.0706 | 57.4676 | -38 | -39.2938 | -147.4781 | 151.2565 | -147.4781 | 151.2565 | 124.8491 | 175.1489 | 134.7 | 137.2627 | 134.7 | 137.3794 | -179.9 | -185.1789 | -179.3 | -184.0626 | -183.9 | -188.7696 | -183.5 | -188.5625 | 194.5529 | 232.3416
2021-02-03 02:30 | -40 | -41.2311 | 29.1208 | 29.5087 | 54.5179 | 57.3362 | -40 | -41 | -146.4452 | 149.6726 | -146.4452 | 149.6726 | 126.7787 | 177.164 | 135.6 | 137.9769 | 135.9 | 138.4405 | -179.6 | -184.5249 | -179.3 | -184.0401 | -183.7 | -188.5522 | -182.5 | -187.4973 | 184.7434 | 227.6293
2021-02-03 03:00 | -40 | -40.7922 | 29.8845 | 30.1681 | 53.8027 | 56.4096 | -40 | -40.7922 | -144.9061 | 147.8757 | -144.9061 | 147.8757 | 126.6267 | 175.8756 | 134.7 | 137.3207 | 135.3 | 137.8515 | -180 | -185.0881 | -178.6 | -183.3808 | -183.1 | -187.9677 | -182.5 | -187.5203 | 185.9338 | 227.694
2021-02-03 03:30 | -44 | -44.7214 | 28.536 | 28.9158 | 56.5439 | 58.8679 | -43 | -43.9318 | -149.7603 | 152.3201 | -149.7603 | 152.3201 | 124.1795 | 175.1826 | 136.2 | 138.6782 | 135.6 | 138.2037 | -179.8 | -184.917 | -178.7 | -183.4104 | -183.2 | -188.02 | -182.2 | -187.1367 | 187.9889 | 228.9963
2021-02-03 04:00 | -35 | -35.5106 | 36.2403 | 36.3447 | 50.2758 | 52.4305 | -35 | -35.5106 | -141.0062 | 142.9303 | -141.0062 | 142.9303 | 126.1615 | 175.0049 | 134.7 | 137.0925 | 134.7 | 137.2053 | -179.5 | -184.2801 | -178.4 | -182.9837 | -183 | -187.6687 | -182.5 | -187.338 | 203.9879 | 242.0873
2021-02-03 04:30 | -33 | -33.2415 | 39.9852 | 40.1798 | 50.5569 | 52.4226 | -33 | -33.3766 | -143.0019 | 144.6246 | -143.0019 | 144.6246 | 0 | 0 | 139.2 | 141.1531 | 140.7 | 142.783 | -186.8 | -191.9121 | -174.2 | -177.0429 | -177.5 | -180.5415 | -177.6 | -180.6582 | 165.7895 | 196.0462
2021-02-03 05:00 | -29 | -29.4279 | 51.2368 | 51.6753 | 47.8822 | 49.4594 | -30 | -30.4138 | -143.3276 | 144.3516 | -143.3276 | 144.3516 | 0 | 0 | 140.1 | 142.4018 | 140.1 | 142.5104 | -185.4 | -190.7125 | -174.7 | -178.5752 | -178.4 | -182.5918 | -178.3 | -182.4941 | 199.1654 | 235.079
2021-02-03 05:30 | -28 | -28.0713 | 59.9664 | 60.592 | 47.1955 | 47.9229 | -29 | -29.0689 | -148.8851 | 149.2727 | -148.8851 | 149.2727 | 0 | 0 | 138.3 | 140.6312 | 138.6 | 141.0919 | -183.6 | -188.729 | -176.2 | -180.7946 | -179.8 | -184.6403 | -179.8 | -184.6631 | 224.3008 | 238.7395
2021-02-03 06:00 | -26 | -26.1725 | 61.1523 | 61.4615 | 48.5795 | 49.2189 | -26 | -26.1725 | -155.3018 | 155.5242 | -155.3018 | 155.5242 | 0 | 0 | 136.8 | 139.5564 | 137.1 | 139.8505 | -181.9 | -187.029 | -177.6 | -181.9831 | -180.9 | -185.4439 | -181.4 | -185.9757 | 251.2902 | 264.5253
2021-02-03 06:30 | -33 | -33.1361 | 55.8376 | 57.2881 | 52.3697 | 53.1427 | -32 | -32.0624 | -170.6592 | 170.8245 | -170.6592 | 170.8245 | 0 | 0 | 135.3 | 137.2076 | 135.3 | 137.2076 | -179.1 | -182.643 | -178.3 | -184.3397 | -182.3 | -188.7187 | -181.8 | -188.2357 | 278.0822 | 310.1774
2021-02-03 07:00 | -42 | -42.19 | 41.9718 | 44.4258 | 63.4276 | 64.3704 | -43 | -43.1856 | -183.9268 | 184.1991 | -183.9268 | 184.1991 | 0 | 0 | 135.3 | 136.7849 | 135.3 | 136.7849 | -179.6 | -182.9595 | -178.8 | -184.5975 | -182.5 | -188.6054 | -182.2 | -188.2395 | 283.9081 | 314.5224
2021-02-03 07:30 | -56 | -56.4358 | 19.9647 | 25.9128 | 77.7507 | 79.075 | -55 | -55.4437 | -202.1824 | 202.9985 | -202.1824 | 202.9985 | 0 | 0 | 134.7 | 136.236 | 135.3 | 136.8293 | -179.3 | -182.7225 | -177.4 | -183.3677 | -181 | -187.3079 | -181.5 | -187.8941 | 290.4502 | 316.7527
2021-02-03 08:00 | -69 | -69.1158 | 13.4246 | 19.7573 | 78.7245 | 79.8489 | -69 | -69.1158 | -201.3654 | 201.8607 | -201.3654 | 201.8607 | 0 | 0 | 135.6 | 137.1259 | 135.9 | 137.4226 | -180.6 | -183.9323 | -178.5 | -181.3811 | -182.3 | -185.3344 | -182.4 | -185.4148 | 274.8154 | 284.4695
2021-02-03 08:30 | -61 | -61.0328 | 10.7411 | 14.2845 | 73.8113 | 74.4325 | -61 | -61.0082 | -184.7299 | 184.9304 | -184.7299 | 184.9304 | 0 | 0 | 135 | 136.7171 | 135.6 | 137.2165 | -179.9 | -183.5257 | -177.9 | -180.8623 | -182 | -185.1486 | -182 | -185.1302 | 251.355 | 258.9559
2021-02-03 09:00 | -51 | -51.0392 | 15.4738 | 17.8904 | 66.975 | 67.4869 | -50 | -50.04 | -167.3901 | 167.4869 | -167.3901 | 167.4869 | 0 | 0 | 135.9 | 137.4642 | 136.5 | 138.016 | -180.8 | -184.0622 | -176.8 | -180.2117 | -180.5 | -184.0943 | -180.8 | -184.4081 | 241.2714 | 256.7669
2021-02-03 09:30 | -51 | -51.0392 | 13.6434 | 16.6059 | 63.4357 | 63.9669 | -51 | -51.0098 | -155.1999 | 155.2234 | -155.1999 | 155.2234 | 0 | 0 | 136.8 | 138.3127 | 137.4 | 139.0874 | -181.2 | -184.8199 | -177.9 | -181.427 | -181.6 | -185.3309 | -182.1 | -185.8409 | 225.6171 | 239.1636
2021-02-03 10:00 | -49 | -49.0102 | 7.7665 | 10.8575 | 59.2649 | 59.767 | -50 | -50.01 | -144.6279 | 144.6298 | -144.6279 | 144.6298 | 0 | 0 | 137.1 | 138.7447 | 137.1 | 138.7447 | -182.5 | -186.1931 | -177.1 | -180.7799 | -180.9 | -184.7663 | -181.2 | -184.8594 | 206.2548 | 220.4427
2021-02-03 10:30 | -45 | -45.0111 | 0 | 0 | 0 | 0 | -44 | -44.0114 |  | 0 |  | 0 | 0 | 0 | 138.3 | 139.753 | 138.3 | 139.7965 | -184.2 | -187.4957 | -178.9 | -182.1209 | -182.1 | -185.5664 | -182.4 | -185.8034 |  | 0
2021-02-03 11:00 | -44 | -44.0454 | 0 | 0 | 0 | 0 | -45 | -45.0111 |  | 0 |  | 0 | 0 | 0 | 137.7 | 139.1162 | 137.4 | 138.9061 | -181.6 | -185.0565 | -176.2 | -179.5266 | -179.6 | -183.2119 | -179.8 | -183.3294 |  | 0
2021-02-03 11:30 | -44 | -44.0454 | 4.436 | 5.6549 | 53.571 | 53.7606 | -44 | -44.0454 | -130.9694 | 131.0407 | -130.9694 | 131.0407 | 0 | 0 | 131.4 | 132.7523 | 132.3 | 133.7294 | -174.5 | -177.1111 | -168.8 | -170.9774 | -171.8 | -174.1316 | -172.4 | -174.7073 | 223.6605 | 233.513
2021-02-03 12:00 | -46 | -46.0435 | -1.0397 | 2.0831 | 54.7125 | 54.782 | -46 | -46.0435 | -131.0703 | 131.2424 | -131.0703 | 131.2424 | 0 | 0 | 123.6 | 124.9038 | 123.9 | 125.2007 | -165 | -166.9588 | -161.9 | -163.611 | -165 | -166.8832 | -165.6 | -167.4615 | 260.2901 | 270.7756
2021-02-03 12:30 | -44 | -44.0454 | 0.22992 | 4.2522 | 52.7985 | 53.0304 | -43 | -43.0465 | -122.6534 | 122.7664 | -122.6534 | 122.7664 | 0 | 0 | 117.3 | 118.5835 | 117.9 | 119.3582 | -156.8 | -158.6871 | -155 | -156.9557 | -158.3 | -160.4372 | -158.5 | -160.5861 | 270.2126 | 282.9677
2021-02-03 13:00 | -44 | -44.0454 | 2.9148 | 5.0045 | 53.3808 | 53.5343 | -44 | -44.0454 | -124.9121 | 125.1297 | -124.9121 | 125.1297 | 0 | 0 | 91.2 | 92.5246 | 91.5 | 92.7214 | -122.7 | -123.6626 | -127.1 | -128.2319 | -130 | -131.1726 | -130.1 | -131.2717 | 341.29 | 352.7442
2021-02-03 13:30 | -47 | -47.0425 | -0.68036 | 4.7866 | 53.9258 | 54.1268 | -47 | -47.0425 | -128.4557 | 128.6228 | -128.4557 | 128.6228 | 0 | 0 | 84.6 | 86.0812 | 84.3 | 85.7864 | -115.2 | -115.9767 | -121.3 | -122.2239 | -124 | -124.9774 | -124.4 | -125.3619 | 342.2726 | 354.0958
2021-02-03 14:00 | -44 | -44.1814 | 5.0244 | 6.4897 | 55.4639 | 55.7996 | -43 | -43.1856 | -130.3246 | 130.4916 | -130.3246 | 130.4916 | 0 | 0 | 85.8 | 86.9027 | 86.7 | 87.8391 | -116.3 | -116.8574 | -121.2 | -122.0524 | -124.1 | -125.0274 | -124.5 | -125.3252 | 353.2336 | 364.2331
2021-02-03 14:30 | -41 | -41.0488 | 10.8479 | 11.1568 | 50.2421 | 50.4707 | -41 | -41.0488 | -124.4391 | 124.7712 | -124.4391 | 124.7712 | 0 | 0 | 85.2 | 86.7265 | 84.9 | 86.376 | -115.5 | -116.3819 | -122 | -122.9983 | -124.7 | -125.8992 | -124.9 | -126.0516 | 367.0812 | 378.4143
2021-02-03 15:00 | -38 | -38.0132 | 13.9886 | 14.4269 | 51.2896 | 51.7109 | -38 | -38.0526 | -125.6535 | 125.7532 | -125.6535 | 125.7532 | 0 | 0 | 84.3 | 85.6772 | 84.9 | 86.3213 | -114.7 | -115.4917 | -122.5 | -123.5929 | -125.5 | -126.7453 | -125.6 | -126.7186 | 376.0563 | 387.0141
2021-02-03 15:30 | -38 | -38.0132 | 19.4807 | 19.6505 | 51.0996 | 51.4438 | -38 | -38.0132 | -125.7483 | 125.9218 | -125.7483 | 125.9218 | 0 | 0 | 85.5 | 86.8582 | 84.6 | 86.0812 | -113.9 | -114.6395 | -123.8 | -124.8554 | -126.8 | -127.895 | -126.9 | -127.9811 | 400.5124 | 410.0793
2021-02-03 16:00 | -38 | -38.0132 | 25.5547 | 25.7749 | 50.174 | 50.4547 | -37 | -37.0135 | -129.2223 | 129.4762 | -129.2223 | 129.4762 | 0 | 0 | 85.2 | 86.8405 | 84.6 | 86.252 | -114.2 | -115.0794 | -124.4 | -125.611 | -127.5 | -128.8081 | -127.7 | -128.8665 | 403.1047 | 411.8782
2021-02-03 16:30 | -39 | -39.0512 | 29.6534 | 29.6975 | 53.4346 | 53.5471 | -39 | -39.1152 | -143.122 | 143.2998 | -143.122 | 143.2998 | 0 | 0 | 83.7 | 85.3108 | 83.7 | 85.3108 | -113.6 | -114.4231 | -125.3 | -126.475 | -128.4 | -129.5469 | -128.6 | -129.6927 | 416.9771 | 425.1532
2021-02-03 17:00 | -29 | -29 | 55.4892 | 55.7203 | 38.0146 | 38.6092 | -29 | -29 | -125.8429 | 125.8429 | -125.8429 | 125.8429 | -5.4726 | 68.2482 | 82.8 | 84.1477 | 83.1 | 84.5516 | -113 | -113.8155 | -125.4 | -126.7005 | -128.5 | -129.7057 | -128.7 | -129.9566 | 403.4977 | 416.5597
2021-02-03 17:30 | -26 | -26 | 59.588 | 59.9569 | 42.9968 | 43.3909 | -25 | -25 | -134.3096 | 134.3554 | -134.3096 | 134.3554 | -9.3001 | 73.0635 | 83.1 | 84.7223 | 83.7 | 85.3108 | -113.7 | -114.5224 | -126.5 | -128.5383 | -130 | -132.0364 | -129.9 | -131.9205 | 417.6769 | 429.725
2021-02-03 18:00 | -21 | -21.095 | 71.577 | 71.7377 | 39.663 | 39.8132 | -22 | -22.0907 | -129.5065 | 129.7755 | -129.5065 | 129.7755 | -15.8403 | 67.8016 | 82.8 | 84.3128 | 83.4 | 84.8465 | -112.6 | -113.3945 | -125.1 | -127.0545 | -128.6 | -130.5708 | -128.7 | -130.7215 | 405.2879 | 418.9386
2021-02-03 18:30 | -10 | -10.4403 | 84.7059 | 84.7667 | 30.4397 | 30.8158 | -11 | -11.4018 | -115.6566 | 116.1254 | -115.6566 | 116.1254 | -16.6578 | 65.6017 | 82.8 | 84.2568 | 83.1 | 84.7812 | -113.3 | -114.1989 | -124.9 | -127.1661 | -127.4 | -129.5131 | -127.9 | -130.2122 | 400.9111 | 415.2665
2021-02-03 19:00 | 0 | 1 | 104.303 | 104.4841 | 16.8115 | 17.5872 | 0 | 1 | -95.5143 | 95.6544 | -95.5143 | 95.6544 | -18.15 | 65.1094 | 83.1 | 84.7812 | 83.4 | 84.9588 | -113.1 | -114.0904 | -123.7 | -125.8018 | -127.2 | -129.2984 | -127.2 | -129.3344 | 386.4964 | 402.5081
2021-02-03 19:30 | -2 | -2.2361 | 97.8252 | 97.9754 | 24.8049 | 25.1984 | -2 | -2.2361 | -108.0696 | 108.3308 | -108.0696 | 108.3308 | -12.3517 | 74.0823 | 83.4 | 85.2576 | 84.3 | 86.077 | -113.7 | -114.9332 | -123.2 | -125.0448 | -126.8 | -128.6434 | -126.7 | -128.5788 | 369.2973 | 382.1633
2021-02-03 20:00 | -6 | -6.3246 | 97.169 | 97.4207 | 28.2151 | 28.6739 | -5 | -5.3852 | -111.9782 | 112.2516 | -111.9782 | 112.2516 | -8.6252 | 74.8531 | 83.7 | 85.4289 | 84 | 85.6635 | -113.2 | -114.2293 | -122.9 | -124.598 | -126.2 | -127.8542 | -125.8 | -127.4917 | 376.8278 | 389.4844
2021-02-03 20:30 | 0 | 0 | 100.9569 | 101.1807 | 21.0385 | 21.5553 | 0 | 0 | -98.6212 | 98.6878 | -98.6212 | 98.6878 | -5.311 | 83.558 | 83.4 | 85.4489 | 83.7 | 85.6772 | -113.2 | -114.5143 | -122.8 | -124.8623 | -126.2 | -128.243 | -126 | -128.0641 | 370.0035 | 382.8718
2021-02-03 21:00 | 1 | 1 | 98.7413 | 98.9461 | 18.5543 | 19.6705 | 0 | 0 | -96.7304 | 96.7466 | -96.7304 | 96.7466 | 13.844 | 89.1006 | 83.7 | 87.2794 | 84.3 | 87.9384 | -114.9 | -117.6096 | -123.4 | -127.1374 | -126.8 | -130.4871 | -126.2 | -129.9279 | 353.1558 | 368.0802
2021-02-03 21:30 | 3 | 5.831 | 96.8537 | 96.8582 | 15.5331 | 16.5103 | 3 | 5.831 | -88.6391 | 88.7451 | -88.6391 | 88.7451 | 34.6535 | 118.0667 | 84.6 | 87.697 | 84.3 | 87.251 | -114.7 | -117.0228 | -123.4 | -126.2344 | -126.6 | -129.3643 | -126.4 | -129.2099 | 347.3741 | 358.0195
2021-02-03 22:00 | -2 | -4.4721 | 84.5033 | 84.5477 | 22.3109 | 22.9815 | -1 | -4.1231 | -92.4026 | 92.546 | -92.4026 | 92.546 | 45.6548 | 119.5669 | 84.9 | 87.3871 | 85.2 | 87.7499 | -114.8 | -116.6691 | -122.4 | -125.2442 | -125.7 | -128.3811 | -125.2 | -127.9945 | 330.6287 | 345.1666
2021-02-03 22:30 | 2 | 2.8284 | 84.7143 | 84.7657 | 17.8794 | 18.3382 | 2 | 2.8284 | -90.9784 | 91.0657 | -90.9784 | 91.0657 | 62.0057 | 129.6949 | 85.2 | 88.0448 | 85.2 | 87.8954 | -115.6 | -117.6376 | -121.8 | -124.8659 | -124.8 | -127.8371 | -124.4 | -127.5563 | 329.0544 | 344.9703
2021-02-03 23:00 | 1 | 2.2361 | 86.1063 | 86.2015 | 12.8267 | 13.7913 | 1 | 3.1623 | -85.2282 | 85.2507 | -85.2282 | 85.2507 | 67.6278 | 131.0259 | 85.5 | 88.2602 | 85.8 | 88.3326 | -116.1 | -118.0377 | -121.7 | -124.5945 | -125 | -128.0108 | -124.6 | -127.7293 | 313.3419 | 333.9344
2021-02-03 23:30 | 16 | 16.4924 | 93.8572 | 94.0282 | 3.9085 | 6.0322 | 16 | 16.4924 | -80.6348 | 80.8095 | -80.6348 | 80.8095 | 49.7107 | 117.162 | 85.2 | 87.7627 | 85.2 | 87.7627 | -116 | -117.6442 | -121.4 | -124.0905 | -124.5 | -127.2064 | -123.9 | -126.6814 | 308.0278 | 328.8103
2021-02-04 | 13 | 13.1529 | 90.2608 | 90.4041 | 4.0376 | 6.561 | 13 | 13.1529 | -71.4429 | 71.4521 | -71.4429 | 71.4521 | 55.7329 | 126.7835 | 85.5 | 88.0412 | 86.4 | 89.0591 | -116.6 | -118.6204 | -121.7 | -124.6708 | -124.7 | -127.7652 | -124.2 | -127.4056 | 302.5905 | 323.7121
2021-02-04 00:30 | 8 | 8.0623 | 82.3185 | 82.5206 | 7.088 | 9.5076 | 8 | 8.0623 | -69.2068 | 69.241 | -69.2068 | 69.241 | 57.7362 | 127.1268 | 86.4 | 89.3577 | 86.1 | 89.0677 | -116.9 | -119.1799 | -121.8 | -125.228 | -124.9 | -128.3365 | -124.2 | -127.7484 | 281.4528 | 304.0628
2021-02-04 01:00 | 6 | 6.3246 | 79.2963 | 79.5855 | 8.0462 | 10.1835 | 6 | 6.3246 | -69.2368 | 69.3429 | -69.2368 | 69.3429 | 59.6638 | 131.2864 | 86.7 | 90.7013 | 86.4 | 90.5205 | -117.8 | -121.3651 | -121.5 | -126.2216 | -124.5 | -129.2185 | -124 | -128.8449 | 273.252 | 296.673
2021-02-04 01:30 | 13 | 13.0384 | 84.7594 | 84.9627 | 2.0287 | 7.2322 | 14 | 14.0357 | -63.258 | 63.5452 | -63.258 | 63.5452 | 67.0157 | 131.0341 | 86.4 | 90.6303 | 86.1 | 90.3244 | -116.8 | -120.5912 | -120.6 | -125.5889 | -123.8 | -128.6796 | -123.3 | -128.3921 | 268.5422 | 290.5919
2021-02-04 02:00 | 14 | 14.0357 | 79.6821 | 80.1075 | 5.3849 | 8.5791 | 13 | 13.0384 | -68.6057 | 68.885 | -68.6057 | 68.885 | 72.3954 | 132.6186 | 86.4 | 90.4315 | 86.7 | 91.0049 | -117.4 | -121.319 | -121 | -125.8773 | -123.9 | -128.8031 | -123.7 | -128.7243 | 259.2658 | 282.7824
2021-02-04 02:30 | 9 | 9.2195 | 79.7721 | 80.2851 | 4.0894 | 7.3137 | 10 | 10.198 | -67.911 | 68.24 | -67.911 | 68.24 | 77.5039 | 130.299 | 86.7 | 90.7181 | 87.3 | 91.3799 | -118.1 | -121.6803 | -121.2 | -125.6749 | -124.3 | -128.9723 | -123.6 | -128.3094 | 258.839 | 282.5014
2021-02-04 03:00 | 11 | 11.4018 | 82.4319 | 82.9342 | 0.59361 | 6.3849 | 10 | 10.4403 | -64.4418 | 64.8681 | -64.4418 | 64.8681 | 77.9216 | 130.9478 | 86.4 | 90.4315 | 87 | 91.0049 | -117.9 | -121.3429 | -120.8 | -125.2264 | -123.9 | -128.4276 | -123.6 | -128.1213 | 258.6029 | 282.4612
2021-02-04 03:30 | 11 | 11.1803 | 80.0458 | 80.4527 | 5.4457 | 8.2687 | 11 | 11.1803 | -70.9979 | 71.3948 | -70.9979 | 71.3948 | 75.9852 | 132.7143 | 86.7 | 90.9871 | 86.7 | 90.8965 | -117.4 | -121.1724 | -120.8 | -125.4936 | -123.8 | -128.5834 | -123.4 | -128.2536 | 265.0774 | 285.6269
2021-02-04 04:00 | 5 | 5.3852 | 74.8141 | 75.137 | 11.9939 | 13.8232 | 3 | 3.1623 | -78.263 | 78.6688 | -78.263 | 78.6688 | 73.4948 | 129.8046 | 86.7 | 90.8965 | 86.4 | 90.5205 | -117.3 | -120.9526 | -120.7 | -125.4245 | -123.5 | -128.1747 | -123.2 | -128.0206 | 275.3424 | 294.5327
2021-02-04 04:30 | -18 | -18 | 54.8076 | 54.8453 | 35.7394 | 37.1152 | -19 | -19 | -110.9369 | 111.4946 | -110.9369 | 111.4946 | 0 | 0 | 89.1 | 92.7602 | 89.7 | 93.2542 | -121.2 | -125.1514 | -118.4 | -121.5291 | -120.4 | -123.5903 | -120.5 | -123.6652 | 257.8701 | 268.7688
2021-02-04 05:00 | -34 | -34.1321 | 43.2073 | 43.6499 | 54.9578 | 56.0202 | -33 | -33.1361 | -135.9079 | 136.2495 | -135.9079 | 136.2495 | 0 | 0 | 89.4 | 93.0484 | 89.7 | 93.5043 | -121.9 | -125.279 | -120.6 | -123.2252 | -122.8 | -125.543 | -122.9 | -125.6408 | 292.2335 | 301.0036
2021-02-04 05:30 | -39 | -39.2046 | 48.6791 | 49.7159 | 55.9885 | 56.9707 | -39 | -39.2046 | -143.8765 | 144.1899 | -143.8765 | 144.1899 | 0 | 0 | 89.1 | 92.1215 | 89.4 | 92.4117 | -120.2 | -122.9587 | -121.1 | -124.5707 | -123.9 | -127.3361 | -123.6 | -127.2859 | 318.332 | 331.2161
2021-02-04 06:00 | -38 | -38.2099 | 54.5468 | 55.7322 | 55.4015 | 56.2185 | -37 | -37.2156 | -154.8666 | 155.1744 | -154.8666 | 155.1744 | 0 | 0 | 87 | 89.6413 | 87.3 | 89.9325 | -116.5 | -119.0483 | -120.5 | -123.8015 | -123.4 | -126.7618 | -123.4 | -126.8077 | 346.3218 | 355.6555
2021-02-04 06:30 | -35 | -35.2278 | 58.954 | 60.456 | 54.889 | 55.8276 | -35 | -35.2278 | -156.3625 | 156.5427 | -156.3625 | 156.5427 | 0 | 0 | 77.7 | 80.5666 | 78.3 | 81.2247 | -107.5 | -109.2902 | -116.1 | -117.9485 | -119.3 | -121.1169 | -119.4 | -121.2327 | 365.6132 | 373.2222
2021-02-04 07:00 | -41 | -41.0122 | 46.7898 | 47.8889 | 60.1627 | 60.6156 | -42 | -42.0119 | -162.2735 | 162.275 | -162.2735 | 162.275 | 0 | 0 | 77.7 | 80.6236 | 78.6 | 81.2801 | -106.1 | -107.859 | -116.5 | -118.1207 | -119.4 | -121.047 | -119.5 | -121.212 | 377.2624 | 383.046
2021-02-04 07:30 | -43 | -43.0116 | 34.3139 | 35.4312 | 60.9206 | 61.3496 | -42 | -42.0119 | -170.2888 | 170.2905 | -170.2888 | 170.2905 | 0 | 0 | 78.3 | 81.6364 | 78.3 | 81.6364 | -106.5 | -108.7486 | -115.9 | -118.1021 | -118.6 | -120.7341 | -118.7 | -120.8888 | 387.9761 | 391.4891
2021-02-04 08:00 | -34 | -34.2345 | 56.8925 | 58.619 | 44.4919 | 45.7951 | -34 | -34.1321 | -145.9805 | 146.1273 | -145.9805 | 146.1273 | 0 | 0 | 78 | 80.9355 | 77.7 | 80.7273 | -106.9 | -108.7548 | -117.9 | -119.1917 | -120.5 | -121.7073 | -120.5 | -121.6933 | 361.4046 | 364.1066
2021-02-04 08:30 | -29 | -29.0689 | 49.8169 | 51.4012 | 43.8948 | 45.2552 | -27 | -27.2947 | -140.6135 | 140.6281 | -140.6135 | 140.6281 | 0 | 0 | 84.3 | 88.6103 | 85.2 | 89.3758 | -114.4 | -118.0678 | -124.8 | -125.9257 | -127.9 | -128.9219 | -128.1 | -129.184 | 369.0454 | 370.747
2021-02-04 09:00 | -26 | -26.1725 | 37.0698 | 38.5318 | 37.001 | 38.2977 | -24 | -24.1868 | -122.3893 | 122.3899 | -122.3893 | 122.3899 | 0 | 0 | 83.7 | 88.8978 | 83.7 | 88.6143 | -112 | -116.105 | -122.6 | -123.8858 | -125.9 | -127.0028 | -125.7 | -126.8444 | 378.5812 | 379.5841
2021-02-04 09:30 | -24 | -24 | 49.8807 | 50.4873 | 35.4536 | 36.2701 | -25 | -25 | -125.6538 | 125.7188 | -125.6538 | 125.7188 | 0 | 0 | 84.3 | 87.6498 | 85.2 | 88.764 | -113.9 | -116.2388 | -121.9 | -123.834 | -124.4 | -126.313 | -124.4 | -126.313 | 351.9636 | 355.2973
2021-02-04 10:00 | -27 | -27.2947 | 54.0052 | 54.1152 | 43.1663 | 43.3558 | -28 | -28.1603 | -150.1049 | 150.9666 | -150.1049 | 150.9666 | 0 | 0 | 86.1 | 88.6955 | 85.8 | 88.4771 | -115.6 | -117.3003 | -124 | -126.0427 | -126.8 | -128.923 | -126.9 | -129.0394 | 382.5145 | 385.0447
2021-02-04 10:30 | -35 | -35.1283 | 42.9731 | 43.2817 | 52.0881 | 52.1523 | -38 | -38.1182 | -160.2884 | 160.8995 | -160.2884 | 160.8995 | 0 | 0 | 82.8 | 85.0652 | 84.3 | 86.6631 | -112.8 | -114.1648 | -123.9 | -125.7345 | -126.9 | -128.6823 | -126.8 | -128.6266 | 425.9473 | 429.8971
2021-02-04 11:00 | -42 | -42 | 38.1759 | 39.3389 | 60.7938 | 61.0468 | -42 | -42 | -169.0974 | 169.3138 | -169.0974 | 169.3138 | 0 | 0 | 84 | 87.3613 | 84.9 | 88.1459 | -113.8 | -116.3239 | -125.2 | -127.8105 | -128.1 | -130.7319 | -128.1 | -130.8699 | 443.5584 | 445.3996
2021-02-04 11:30 | -51 | -51.0098 | 24.762 | 27.5663 | 67.1855 | 67.6547 | -51 | -51.0098 | -178.0025 | 178.1089 | -178.0025 | 178.1089 | 0 | 0 | 82.2 | 85.4658 | 82.8 | 86.2921 | -111.4 | -114.0409 | -124.5 | -127.3454 | -127.3 | -130.0905 | -127.5 | -130.1842 | 451.8958 | 454.1291
2021-02-04 12:00 | -68 | -68.2642 | 3.2792 | 15.2667 | 86.4984 | 87.039 | -68 | -68.2642 | -203.8917 | 203.9178 | -203.8917 | 203.9178 | 0 | 0 | 81.9 | 85.5147 | 82.5 | 86.0644 | -112.2 | -114.9081 | -126.3 | -128.9373 | -129.5 | -132.2847 | -129.3 | -132.1436 | 442.4108 | 445.0851
2021-02-04 12:30 | -67 | -67.1193 | -3.7596 | 14.1827 | 80.5994 | 81.1956 | -67 | -67.1193 | -196.6015 | 196.626 | -196.6015 | 196.626 | 0 | 0 | 83.7 | 86.9907 | 84 | 87.3613 | -115.5 | -117.7874 | -123.3 | -125.8689 | -126.2 | -128.7903 | -126.7 | -129.3201 | 438.2153 | 440.7718
2021-02-04 13:00 | -69 | -69.0652 | 5.2354 | 15.9315 | 81.2446 | 81.7516 | -69 | -69.0652 | -193.0451 | 193.0927 | -193.0451 | 193.0927 | 0 | 0 | 84.3 | 87.2794 | 84.9 | 87.9865 | -113.9 | -116.1011 | -123.4 | -126.2767 | -126.5 | -129.4546 | -126.7 | -129.6501 | 427.2428 | 428.8161
2021-02-04 13:30 | -57 | -57 | 26.6657 | 28.7045 | 74.7277 | 74.809 | -57 | -57.0088 | -185.6952 | 186.089 | -185.6952 | 186.089 | 0 | 0 | 81.9 | 83.9855 | 81.6 | 83.4976 | -110.9 | -112.0626 | -125 | -127.2269 | -128 | -130.1938 | -128.1 | -130.3289 | 469.4903 | 470.7446
2021-02-04 14:00 | -56 | -59.1354 | 32.4193 | 44.7984 | 70.9045 | 74.2199 | -55 | -58.1893 | -177.0994 | 177.7926 | -177.0994 | 177.7926 | 0 | 0 | 81.6 | 83.7602 | 81 | 83.3849 | -109.9 | -111.4297 | -127.4 | -129.4952 | -130.5 | -132.599 | -130.6 | -132.6798 | 511.2679 | 513.4401
2021-02-04 14:30 | -56 | -59.808 | 30.038 | 45.917 | 71.8145 | 75.8028 | -55 | -58.5235 | -170.0988 | 170.944 | -170.0988 | 170.944 | 0 | 0 | 81.9 | 84.4024 | 82.8 | 85.4215 | -111.6 | -113.4313 | -126.3 | -128.6926 | -129.2 | -131.4768 | -129.3 | -131.6381 | 406.3838 | 407.9311
2021-02-04 15:00 | -66 | -69.5701 | 35.2935 | 48.7922 | 82.4096 | 85.5618 | -67 | -70.214 | -203.1492 | 203.6185 | -203.1492 | 203.6185 | 0 | 0 | 83.4 | 85.7181 | 81.6 | 83.9678 | -111.7 | -113.0937 | -126.5 | -128.701 | -129.5 | -131.7052 | -129.4 | -131.6068 | 417.0656 | 418.3528
2021-02-04 15:30 | -56 | -59.808 | 56.0232 | 67.5036 | 73.7148 | 76.9279 | -55 | -58.5235 | -194.9505 | 195.2851 | -194.9505 | 195.2851 | 0 | 0 | 80.1 | 82.9613 | 80.1 | 82.8837 | -109 | -110.8378 | -126.6 | -128.7809 | -129.6 | -131.7312 | -129.7 | -131.8296 | 434.2267 | 435.9894
2021-02-04 16:00 | -61 | -64.846 | 38.8842 | 54.2971 | 84.0603 | 87.369 | -60 | -63.9062 | -218.9798 | 219.4948 | -218.9798 | 219.4948 | 0 | 0 | 79.2 | 81.8604 | 78.9 | 81.5702 | -106.8 | -108.3785 | -127.8 | -129.7829 | -131.1 | -133.1835 | -131.3 | -133.2308 | 577.0544 | 579.5168
2021-02-04 16:30 | -51 | -55.1543 | 56.7148 | 66.8062 | 65.9766 | 70.4675 | -51 | -55.5428 | -191.8248 | 192.5165 | -191.8248 | 192.5165 | -38.0831 | 75.2889 | 81.3 | 84.684 | 81.6 | 84.8889 | -111.2 | -113.092 | -125 | -128.1635 | -128.3 | -131.4273 | -128.5 | -131.7538 | 521.801 | 522.1463
2021-02-04 17:00 | -33 | -37.1214 | 68.4441 | 75.2996 | 57.5186 | 61.1283 | -35 | -38.9102 | -184.8371 | 185.2183 | -184.8371 | 185.2183 | -55.2255 | 84.2467 | 79.2 | 82.334 | 80.1 | 83.0399 | -109.8 | -112.0616 | -125.2 | -128.7488 | -128.1 | -131.7274 | -128.2 | -131.8734 | 527.991 | 528.3004
2021-02-04 17:30 | -36 | -40.2492 | 78.4088 | 85.6348 | 57.5392 | 61.0249 | -36 | -40.2492 | -186.4167 | 186.8295 | -186.4167 | 186.8295 | -52.0374 | 88.2422 | 81.6 | 85.2275 | 81.6 | 85.0562 | -110.7 | -113.2295 | -125.9 | -129.1968 | -129 | -132.2415 | -128.5 | -131.7759 | 523.1405 | 523.8314
2021-02-04 18:00 | -25 | -30.2324 | 90.1275 | 96.4303 | 50.4518 | 53.8626 | -26 | -30.5287 | -175.6751 | 176.0439 | -175.6751 | 176.0439 | -51.0421 | 87.7 | 80.4 | 83.9057 | 80.4 | 84.1675 | -109.4 | -112.1537 | -126.4 | -129.6618 | -129.8 | -133.1993 | -129.6 | -132.982 | 515.3904 | 516.0716
2021-02-04 18:30 | -31 | -35.3553 | 84.3233 | 91.3701 | 55.0228 | 57.8738 | -31 | -34.8855 | -178.572 | 178.9641 | -178.572 | 178.9641 | -57.8423 | 91.746 | 80.7 | 84.633 | 80.7 | 84.7238 | -109.5 | -112.2512 | -126.1 | -129.3845 | -129.4 | -132.8095 | -129.6 | -132.982 | 524.5178 | 525.1576
2021-02-04 19:00 | -30 | -30.1496 | 85.6347 | 86.8356 | 53.7799 | 54.038 | -30 | -30.1496 | -168.9876 | 169.609 | -168.9876 | 169.609 | -53.1176 | 80.6845 | 80.4 | 83.489 | 80.1 | 83.1195 | -109.2 | -111.3744 | -125.1 | -128.1084 | -128.2 | -131.1244 | -127.9 | -130.9719 | 520.8918 | 521.2237
2021-02-04 19:30 | -47 | -47 | 70.5958 | 72.7316 | 70.5019 | 70.5497 | -48 | -48 | -194.3501 | 194.5793 | -194.3501 | 194.5793 | -33.3835 | 75.3333 | 79.8 | 83.245 | 79.8 | 83.3309 | -109.3 | -111.9039 | -125.4 | -128.6871 | -128.8 | -132.0025 | -128 | -131.3107 | 551.9678 | 552.1722
2021-02-04 20:00 | -37 | -37.0135 | 80.7094 | 82.6303 | 61.3446 | 61.3619 | -37 | -37 | -181.7653 | 182.1274 | -181.7653 | 182.1274 | -26.7347 | 76.3048 | 80.7 | 84.633 | 80.7 | 84.4541 | -109.6 | -112.1544 | -125 | -128.2301 | -128.3 | -131.5809 | -127.9 | -131.1687 | 546.664 | 546.8621
2021-02-04 20:30 | -46 | -46 | 69.2255 | 71.5718 | 68.7215 | 68.7799 | -44 | -44 | -189.2152 | 189.3444 | -189.2152 | 189.3444 | -7.2116 | 66.1119 | 80.7 | 82.4918 | 81.3 | 83.3342 | -110.4 | -111.5391 | -124.3 | -128.1316 | -127.3 | -131.2361 | -127.2 | -131.1634 | 529.1279 | 529.1911
2021-02-04 21:00 | -46 | -46.0977 | 66.0188 | 67.0109 | 66.9906 | 66.9928 | -41 | -41.1096 | -174.7824 | 175.2227 | -174.7824 | 175.2227 | 13.7343 | 65.1094 | 81.9 | 84.4024 | 82.8 | 85.1345 | -112.6 | -114.345 | -124.9 | -129.6306 | -128.4 | -133.2974 | -127.9 | -132.9242 | 505.1998 | 505.2015
2021-02-04 21:30 | -35 | -35.2278 | 71.7262 | 72.2222 | 54.5651 | 54.6476 | -36 | -36.2215 | -150.8778 | 151.2873 | -150.8778 | 151.2873 | 12.5943 | 84.3487 | 83.7 | 87.2402 | 83.1 | 86.8369 | -113.3 | -116.3351 | -123.7 | -129.5232 | -126.7 | -132.6255 | -126.7 | -132.5893 | 451.6697 | 451.7861
2021-02-04 22:00 | -28 | -28.8617 | 71.3466 | 71.3997 | 47.153 | 47.6454 | -28 | -28.4429 | -134.6679 | 135.2394 | -134.6679 | 135.2394 | 25.2694 | 81.9547 | 84.3 | 87.5681 | 84 | 87.3613 | -114.4 | -117.0361 | -122.5 | -127.7085 | -126.1 | -131.5294 | -125.7 | -131.2808 | 414.0456 | 414.5575
2021-02-04 22:30 | -15 | -15.5242 | 77.817 | 77.8576 | 35.7828 | 36.1744 | -15 | -15.5242 | -121.6857 | 122.0655 | -121.6857 | 122.0655 | 35.3091 | 88.6771 | 84.9 | 88.8213 | 84.9 | 88.561 | -114.9 | -117.9614 | -122.4 | -128.2225 | -125.4 | -131.3246 | -125.3 | -131.3393 | 386.1573 | 386.4351
2021-02-04 23:00 | -20 | -20.0998 | 61.6463 | 61.7192 | 47.7676 | 47.9184 | -21 | -21.2132 | -141.1436 | 141.2445 | -141.1436 | 141.2445 | 43.749 | 85.4316 | 84.9 | 87.7545 | 85.2 | 88.1209 | -114.6 | -116.905 | -120.9 | -126.3948 | -123.9 | -129.6514 | -123.9 | -129.4714 | 373.455 | 373.46
2021-02-04 23:30 | -47 | -47.2652 | 42.7702 | 44.6731 | 64.4365 | 65.4437 | -47 | -47.1699 | -176.2316 | 176.3189 | -176.2316 | 176.3189 | 37.7055 | 80.9074 | 84.6 | 88.3596 | 84.3 | 88.1597 | -115.6 | -118.5762 | -122 | -126.6491 | -125.1 | -129.8769 | -124.8 | -129.642 | 380.3044 | 380.4962
2021-02-05 | -44 | -44.2832 | 43.2544 | 44.414 | 60.4474 | 61.2617 | -44 | -44.1814 | -162.7224 | 162.8103 | -162.7224 | 162.8103 | 44.8113 | 85.6306 | 85.2 | 88.6803 | 86.1 | 89.4634 | -115.5 | -118.4122 | -122.3 | -126.965 | -125.1 | -129.8501 | -124.8 | -129.6691 | 367.6939 | 368.3456
2021-02-05 00:30 | -53 | -53.0848 | 30.881 | 31.7521 | 68.7382 | 69.3621 | -53 | -53.0848 | -165.5966 | 165.6586 | -165.5966 | 165.6586 | 57.7841 | 93.9925 | 84.6 | 88.104 | 85.5 | 89.052 | -115 | -117.686 | -122.3 | -126.8581 | -125 | -129.6471 | -124.8 | -129.5611 | 377.7828 | 378.7925
2021-02-05 01:00 | -70 | -70.2567 | 12.2634 | 17.3305 | 85.7925 | 86.8898 | -70 | -70.3491 | -185.6739 | 186.0371 | -185.6739 | 186.0371 | 53.0555 | 92.1416 | 84.9 | 88.227 | 86.4 | 90.4315 | -116.8 | -120.4434 | -122.7 | -127.9681 | -125.6 | -131.0324 | -125.6 | -131.1073 | 358.8921 | 359.474
2021-02-05 01:30 | -84 | -85.1587 | -0.19679 | 17.3781 | 95.4745 | 97.4607 | -84 | -85.1587 | -199.4413 | 200.5822 | -199.4413 | 200.5822 | 49.0161 | 88.9043 | 86.1 | 90.3244 | 86.7 | 91.1709 | -116.8 | -119.9708 | -122 | -126.7571 | -124.7 | -129.4917 | -124.5 | -129.3804 | 329.3736 | 330.2251
2021-02-05 02:00 | -90 | -91.2414 | -12.334 | 22.1345 | 106.6888 | 108.5437 | -90 | -91.2414 | -213.7894 | 214.8719 | -213.7894 | 214.8719 | 54.2765 | 95.3709 | 86.7 | 90.6303 | 87.6 | 91.4916 | -117.2 | -120.7346 | -121.5 | -126.087 | -124.6 | -129.4495 | -124.1 | -128.914 | 319.4827 | 319.9373
2021-02-05 02:30 | -97 | -99.0404 | -9.8649 | 20.0653 | 102.1101 | 104.2078 | -97 | -99.0404 | -205.2623 | 206.4011 | -205.2623 | 206.4011 | 48.4862 | 99.2752 | 86.4 | 91.0736 | 86.7 | 91.4533 | -117.3 | -121.4751 | -121.3 | -126.3041 | -124.2 | -129.1329 | -124 | -129.2604 | 300.0063 | 300.1917
2021-02-05 03:00 | -78 | -79.2465 | -1.358 | 13.8745 | 92.9238 | 94.7694 | -78 | -79.0759 | -192.2778 | 193.1895 | -192.2778 | 193.1895 | 54.7727 | 99.0906 | 85.8 | 90.6005 | 85.5 | 89.937 | -115.2 | -119.1948 | -119.6 | -124.4213 | -122.7 | -127.6492 | -122.1 | -127.2683 | 309.4049 | 309.7356
2021-02-05 03:30 | -91 | -92.0706 | -12.4532 | 19.6794 | 105.0833 | 106.6145 | -91 | -91.9239 | -210.178 | 210.9869 | -210.178 | 210.9869 | 51.5314 | 93.1507 | 85.8 | 89.948 | 86.1 | 90.1449 | -117.1 | -120.5658 | -121.2 | -125.7445 | -123.9 | -128.4371 | -123.4 | -128.2283 | 304.459 | 305.3414
2021-02-05 04:00 | -89 | -90.2552 | -10.53 | 20.2262 | 105.3998 | 107.1778 | -89 | -90.0944 | -210.8461 | 211.8786 | -210.8461 | 211.8786 | 50.9975 | 89.4367 | 85.8 | 88.9337 | 86.1 | 89.4634 | -116.2 | -119.1391 | -120.2 | -124.4124 | -123.2 | -127.5173 | -122.9 | -127.2016 | 318.6841 | 319.4889
2021-02-05 04:30 | -103 | -104.3935 | -21.3657 | 29.0025 | 119.9704 | 121.5882 | -104 | -105.3803 | -234.3875 | 235.2977 | -234.3875 | 235.2977 | 46.3181 | 86.3708 | 85.8 | 88.7777 | 86.7 | 89.8023 | -116.8 | -119.2202 | -120.9 | -124.7123 | -124 | -127.9385 | -123.7 | -127.747 | 332.7613 | 333.3695
2021-02-05 05:00 | -103 | -104.7378 | -14.6149 | 27.6506 | 119.2769 | 120.9436 | -103 | -104.3935 | -238.3147 | 238.954 | -238.3147 | 238.954 | 42.8833 | 84.1681 | 86.1 | 89.6714 | 86.4 | 89.8338 | -116.1 | -118.8247 | -121.7 | -125.4152 | -124.8 | -128.8108 | -124.2 | -128.1323 | 364.6137 | 364.8091
2021-02-05 05:30 | -102 | -103.5761 | -6.3725 | 28.4213 | 120.5253 | 122.0362 | -101 | -102.4207 | -246.6498 | 247.0824 | -246.6498 | 247.0824 | 36.8534 | 72.6757 | 85.2 | 88.5158 | 85.2 | 88.4349 | -115.2 | -117.924 | -122.5 | -126.3371 | -125.8 | -129.6596 | -125.1 | -129.2496 | 403.0395 | 403.2493
2021-02-05 06:00 | -100 | -101.6071 | -1.947 | 28.5937 | 119.9449 | 121.4068 | -99 | -100.449 | -250.9426 | 251.2794 | -250.9426 | 251.2794 | 22.7175 | 69.7972 | 84.3 | 88.9873 | 84 | 88.7032 | -113.6 | -116.8812 | -123.1 | -127.8856 | -126.2 | -131.0171 | -125.8 | -130.6588 | 427.6592 | 428.3775
2021-02-05 06:30 | -104 | -105.5462 | -0.74018 | 30.5931 | 123.8413 | 125.0905 | -104 | -105.3803 | -264.439 | 264.5648 | -264.439 | 264.5648 | 22.2955 | 60.8377 | 81.6 | 84.1114 | 82.5 | 84.3774 | -112.7 | -113.8301 | -124.5 | -127.0646 | -127.2 | -129.81 | -127.3 | -129.9481 | 480.1337 | 480.7704
2021-02-05 07:00 | -104 | -105.5462 | -0.86947 | 33.2119 | 126.0014 | 127.1381 | -105 | -106.3673 | -269.0349 | 269.0868 | -269.0349 | 269.0868 | -6.3243 | 66.8974 | 82.2 | 85.4658 | 82.2 | 85.8021 | -112.3 | -114.8151 | -124.7 | -126.3415 | -127.9 | -129.6471 | -127.7 | -129.3668 | 498.6551 | 498.7674
2021-02-05 07:30 | -103 | -104.2353 | -0.19622 | 31.816 | 123.7194 | 124.6334 | -104 | -105.2236 | -264.3259 | 264.3334 | -264.3259 | 264.3334 | -4.3229 | 66.1757 | 83.1 | 87.1927 | 83.1 | 86.9068 | -112.6 | -115.8387 | -123.7 | -125.9276 | -126.9 | -129.2056 | -126.6 | -128.9489 | 500.0205 | 500.0221
2021-02-05 08:00 | -106 | -106.9205 | -2.4099 | 31.6888 | 128.2594 | 128.8469 | -106 | -106.7942 | -267.9749 | 267.9851 | -267.9749 | 267.9851 | -9.1164 | 71.8248 | 81.6 | 85.8571 | 82.2 | 87.0005 | -111.3 | -115.1431 | -127.3 | -129.7316 | -130.6 | -132.9713 | -130.6 | -133.0471 | 543.6027 | 543.9317
2021-02-05 08:30 | -114 | -115.5725 | -12.9876 | 35.3955 | 132.479 | 133.4594 | -114 | -115.5725 | -268.4173 | 268.4382 | -268.4173 | 268.4382 | -18.5396 | 73.3632 | 81.9 | 86.3354 | 82.8 | 87.09 | -111.3 | -115.0413 | -125.4 | -127.5966 | -128.7 | -131.03 | -128.3 | -130.6183 | 538.0402 | 538.6045
2021-02-05 09:00 | -110 | -111.1575 | -31.9163 | 42.413 | 126.4207 | 127.4396 | -111 | -112.1472 | -260.8204 | 260.8244 | -260.8204 | 260.8244 | -11.7966 | 75.8799 | 83.1 | 87.6585 | 83.4 | 88.0386 | -111.3 | -114.8169 | -126.1 | -128.3636 | -129.4 | -131.6251 | -129 | -131.2319 | 535.1215 | 535.4082
2021-02-05 09:30 | -92 | -92.1358 | -11.9404 | 19.7065 | 106.5242 | 106.6724 | -91 | -91.0879 | -236.6041 | 237.2063 | -236.6041 | 237.2063 | 5.4708 | 84.4412 | 84.6 | 89.6619 | 84.9 | 89.7486 | -113.4 | -117.7205 | -123.9 | -126.5781 | -127.3 | -129.9682 | -126.9 | -129.5764 | 496.9352 | 497.4516
2021-02-05 10:00 | -96 | -96 | 3.7417 | 17.1461 | 115.6863 | 115.6918 | -96 | -96.0052 | -260.8835 | 262.459 | -260.8835 | 262.459 | 31.8358 | 84.5918 | 83.4 | 87.8483 | 83.1 | 87.6585 | -113.7 | -117.0731 | -126.3 | -128.486 | -129.9 | -132.0623 | -129.7 | -131.8837 | 498.2656 | 498.8824
2021-02-05 10:30 | -85 | -85 | 9.0514 | 16.7433 | 103.8943 | 103.9 | -85 | -85.0059 | -249.0248 | 250.7882 | -249.0248 | 250.7882 | -26.0095 | 91.7997 | 79.5 | 84.0568 | 79.2 | 83.9705 | -108.9 | -112.3431 | -128.6 | -130.6348 | -131.9 | -133.8391 | -131.4 | -133.3125 | 524.9341 | 526.6722
2021-02-05 11:00 | -86 | -86.0523 | 15.9538 | 22.2714 | 106.0181 | 106.0645 | -86 | -86.0523 | -250.2517 | 252.3682 | -250.2517 | 252.3682 | -13.7564 | 87.2465 | 81.3 | 85.6662 | 81 | 85.1937 | -110.6 | -113.615 | -126.2 | -128.0183 | -129.7 | -131.5028 | -129.3 | -131.059 | 521.4868 | 523.0603
2021-02-05 11:30 | -95 | -95.0474 | -1.596 | 13.3062 | 112.4236 | 112.4682 | -93 | -93.0484 | -252.9514 | 254.6514 | -252.9514 | 254.6514 | -42.9315 | 92.6493 | 79.2 | 82.9325 | 79.2 | 82.9325 | -107.6 | -110.1363 | -127.5 | -129.0129 | -131.2 | -132.7307 | -130.8 | -132.3202 | 563.7059 | 566.1338
2021-02-05 12:00 | -84 | -84.1487 | 4.7325 | 13.4769 | 108.7386 | 108.854 | -85 | -85.2115 | -257.411 | 259.2533 | -257.411 | 259.2533 | -53.8534 | 96.7461 | 80.7 | 83.7779 | 80.7 | 84.3662 | -109.4 | -112.1758 | -126.2 | -127.8064 | -129.4 | -131.077 | -129.1 | -130.6708 | 528.3961 | 531.3657
2021-02-05 12:30 | -105 | -105.3043 | 17.1602 | 24.0712 | 134.4556 | 134.939 | -108 | -108.3744 | -283.8349 | 285.5874 | -283.8349 | 285.5874 | -68.6623 | 101.0932 | 79.8 | 82.7505 | 80.7 | 83.6978 | -108 | -109.6657 | -127.2 | -128.2401 | -130.6 | -131.6761 | -130.6 | -131.6508 | 555.0187 | 558.9376
2021-02-05 13:00 | -103 | -103.4843 | -37.529 | 37.5481 | 114.9728 | 115.1703 | -105 | -105.4751 | -245.1043 | 246.5239 | -245.1043 | 246.5239 | -96.841 | 115.8835 | 80.7 | 85.3868 | 80.4 | 84.7175 | -109.7 | -113.1187 | -124.5 | -128.8764 | -127.7 | -132.0974 | -126.8 | -131.1762 | 558.5589 | 558.6522
2021-02-05 13:30 | -97 | -97.0206 | -3.7415 | 17.4179 | 123.9912 | 124.0164 | -99 | -99.0202 | -261.4753 | 262.0428 | -261.4753 | 262.0428 | -31.4349 | 72.3698 | 82.2 | 85.2053 | 83.4 | 86.4604 | -113.8 | -116.1031 | -122.9 | -128.6702 | -125.4 | -131.3842 | -125.3 | -131.1699 | 483.5639 | 483.5702
2021-02-05 14:00 | -111 | -111.018 | -10.711 | 22.1781 | 126.8768 | 126.8769 | -110 | -110 | -275.1465 | 275.472 | -275.1465 | 275.472 | -30.9535 | 65.7729 | 81.9 | 84.8555 | 81.9 | 85.0954 | -110.2 | -112.3162 | -124.4 | -129.588 | -127.4 | -132.8044 | -127 | -132.4602 | 493.1007 | 493.1141
2021-02-05 14:30 | -117 | -117 | -12.9194 | 23.694 | 132.7132 | 132.7161 | -116 | -116 | -270.7075 | 271.0816 | -270.7075 | 271.0816 | -48.2861 | 75.7257 | 80.1 | 83.2817 | 80.1 | 83.2817 | -109.7 | -111.787 | -126 | -131.0834 | -129.5 | -134.7095 | -129.1 | -134.2425 | 507.8755 | 508.0772
2021-02-05 15:00 | -122 | -122.0656 | -28.9416 | 35.0115 | 133.8544 | 133.873 | -121 | -121.0372 | -269.1277 | 269.1703 | -269.1277 | 269.1703 | -74.3167 | 93.1478 | 81.3 | 84.684 | 80.1 | 83.3644 | -109.2 | -111.6581 | -122.2 | -127.4208 | -124.7 | -130.1304 | -124.6 | -129.9491 | 460.1048 | 460.3907
2021-02-05 15:30 | -117 | -117.0171 | -4.0562 | 25.1559 | 140.6165 | 140.6202 | -117 | -117.0043 | -298.1761 | 298.4496 | -298.1761 | 298.4496 | -102.606 | 106.6016 | 78 | 80.6236 | 77.7 | 80.1831 | -104.7 | -106.1524 | -121 | -125.4022 | -123.9 | -128.4276 | -123.6 | -128.3674 | 514.2001 | 514.4586
2021-02-05 16:00 | -118 | -118.0678 | -8.3213 | 24.6057 | 139.3414 | 139.3545 | -117 | -117.0684 | -292.9776 | 293.0666 | -292.9776 | 293.0666 | -113.0678 | 116.7173 | 79.2 | 81.4239 | 78.3 | 80.7647 | -105.6 | -106.7365 | -120.2 | -124.6477 | -122.9 | -127.5163 | -122.7 | -127.191 | 508.5704 | 508.6927
2021-02-05 16:30 | -102 | -102.0196 | 4.4661 | 24.2715 | 133.2472 | 133.2692 | -103 | -103.0194 | -284.0554 | 284.1102 | -284.0554 | 284.1102 | -85.7624 | 96.3439 | 80.7 | 83.4636 | 81.3 | 84.198 | -109.1 | -111.1983 | -125.2 | -130.898 | -128.4 | -134.1841 | -128 | -133.8096 | 528.5955 | 528.599
2021-02-05 17:00 | -120 | -120.2664 | 0.18651 | 30.2738 | 143.7816 | 143.8128 | -121 | -121.2023 | -280.4796 | 280.5242 | -280.4796 | 280.5242 | -83.6535 | 96.1611 | 80.4 | 83.8203 | 81.3 | 84.9403 | -110.3 | -112.8596 | -122 | -128.5782 | -124.6 | -131.5202 | -124.3 | -131.0145 | 520.4346 | 520.4652
2021-02-05 17:30 | -109 | -109.0734 | 9.6965 | 26.8964 | 131.3572 | 131.3757 | -109 | -109.0734 | -264.4228 | 264.4399 | -264.4228 | 264.4399 | -88.4202 | 96.4598 | 84.9 | 87.7545 | 84.6 | 87.4643 | -113.8 | -115.9261 | -124 | -129.7023 | -126.9 | -132.8827 | -126.5 | -132.4345 | 474.0933 | 474.1217
2021-02-05 18:00 | -95 | -95.021 | 19.9081 | 28.8959 | 117.9769 | 117.9847 | -95 | -95.0053 | -257.4361 | 257.4374 | -257.4361 | 257.4374 | -71.496 | 93.4611 | 82.8 | 85.2048 | 83.1 | 85.4215 | -113.5 | -115.1799 | -124.3 | -128.7433 | -127.1 | -131.6552 | -127.1 | -131.6289 | 476.8806 | 476.8842
2021-02-05 18:30 | -89 | -89 | 22.8473 | 27.9418 | 109.9422 | 109.9498 | -89 | -89 | -247.9449 | 247.9772 | -247.9449 | 247.9772 | -27.7693 | 72.6479 | 82.8 | 86.2081 | 83.1 | 86.4135 | -111.7 | -114.3126 | -124.2 | -130.1195 | -126.8 | -132.8995 | -126.6 | -132.799 | 511.4507 | 511.5271
2021-02-05 19:00 | -70 | -70.0643 | 35.1525 | 36.171 | 93.832 | 93.8529 | -72 | -72.111 | -225.898 | 226.0885 | -225.898 | 226.0885 | -32.8506 | 72.666 | 82.2 | 85.632 | 82.8 | 86.5499 | -112.1 | -114.9416 | -122.9 | -129.3699 | -125.9 | -132.5009 | -125.3 | -132.0252 | 471.1756 | 471.2643
2021-02-05 19:30 | -55 | -55.9017 | 49.5445 | 49.617 | 78.8949 | 79.3448 | -54 | -54.9181 | -202.1518 | 202.8076 | -202.1518 | 202.8076 | -23.186 | 101.9776 | 82.8 | 86.5499 | 83.7 | 87.675 | -112.5 | -115.7152 | -123.8 | -127.5257 | -127 | -130.7763 | -126.6 | -130.4123 | 453.7905 | 455.2231
2021-02-05 20:00 | -68 | -68.3593 | 40.5688 | 40.9175 | 90.2977 | 90.4525 | -67 | -67.4759 | -217.1866 | 217.706 | -217.1866 | 217.706 | -7.3782 | 97.7433 | 84 | 87.4442 | 83.4 | 87.124 | -112.5 | -115.3982 | -122.9 | -126.5561 | -126.1 | -129.7597 | -126 | -129.7336 | 459.4255 | 460.3854
2021-02-05 20:30 | -74 | -74.0068 | 33.7015 | 36.6455 | 91.7253 | 91.9868 | -74 | -74.0068 | -209.915 | 209.9567 | -209.915 | 209.9567 | 14.051 | 86.2351 | 83.7 | 87.2402 | 84.9 | 88.4761 | -113.5 | -116.3733 | -123.5 | -126.8771 | -126.7 | -130.1522 | -126.3 | -129.8372 | 456.0032 | 456.8331
2021-02-05 21:00 | -69 | -69.1158 | 26.6359 | 29.7652 | 93.9071 | 94.2888 | -69 | -69.1158 | -212.371 | 212.5281 | -212.371 | 212.5281 | 23.5481 | 86.9508 | 84.3 | 87.251 | 84.6 | 87.6185 | -114 | -116.2381 | -123.1 | -126.6792 | -126.2 | -129.9041 | -125.8 | -129.5394 | 441.0435 | 441.2852
2021-02-05 21:30 | -57 | -57.0088 | 45.3462 | 46.1963 | 70.1007 | 70.4724 | -56 | -56 | -175.7978 | 175.8704 | -175.7978 | 175.8704 | 34.89 | 95.7215 | 84.6 | 88.1883 | 85.2 | 88.9686 | -114 | -116.9876 | -121.9 | -126.1581 | -125.5 | -129.7976 | -125 | -129.4371 | 408.5625 | 408.6484
2021-02-05 22:00 | -55 | -55.0091 | 35.1763 | 35.7274 | 72.9212 | 73.4486 | -55 | -55.0091 | -172.2435 | 172.4524 | -172.2435 | 172.4524 | 57.0132 | 102.0679 | 84.3 | 87.4442 | 84.6 | 87.7765 | -114.1 | -117.1893 | -123 | -127.2982 | -126 | -130.3261 | -125.6 | -130.1391 | 402.1514 | 402.1869
2021-02-05 22:30 | -63 | -63.1269 | 22.5261 | 24.3407 | 82.72 | 83.6658 | -64 | -64.1249 | -186.3337 | 186.7666 | -186.3337 | 186.7666 | 60.7791 | 102.1133 | 83.1 | 86.7503 | 84.6 | 88.104 | -113.7 | -116.7929 | -121.1 | -125.3336 | -123.9 | -128.2194 | -124 | -128.3575 | 382.8654 | 382.9573
2021-02-05 23:00 | -63 | -63.5059 | 21.7062 | 23.3069 | 79.7591 | 80.9765 | -64 | -64.3817 | -197.2819 | 198.0332 | -197.2819 | 198.0332 | 57.8614 | 99.7781 | 77.7 | 81.8714 | 78 | 81.9697 | -105 | -107.9817 | -112.2 | -116.2123 | -115.2 | -119.2981 | -115 | -119.1572 | 372.0284 | 372.301
2021-02-05 23:30 | -58 | -58.3095 | 26.8171 | 27.3232 | 71.7159 | 72.7726 | -58 | -58.2151 | -197.4773 | 197.9983 | -197.4773 | 197.9983 | 67.2206 | 106.9387 | 84.9 | 88.561 | 84.9 | 88.561 | -115 | -118.1499 | -121.7 | -126.121 | -125 | -129.4631 | -124.2 | -128.8492 | 384.6811 | 384.8819
2021-02-06 | -43 | -43.4166 | 32.604 | 33.0185 | 60.8432 | 62.5061 | -42 | -42.4264 | -170.3473 | 171.4012 | -170.3473 | 171.4012 | 70.9201 | 110.0879 | 86.4 | 90.7013 | 86.1 | 90.3244 | -115.7 | -119.4512 | -121.8 | -126.729 | -124.6 | -129.641 | -124.4 | -129.5043 | 359.0096 | 359.3753
2021-02-06 00:30 | -48 | -48.5077 | 24.2204 | 24.5952 | 64.564 | 66.4062 | -48 | -48.3735 | -161.8906 | 163.238 | -161.8906 | 163.238 | 77.1211 | 117.3357 | 85.8 | 91.3996 | 85.5 | 91.1181 | -115.5 | -120.921 | -121.1 | -127.8844 | -124 | -130.9198 | -123.7 | -130.8298 | 345.6458 | 345.86
2021-02-06 01:00 | -54 | -54.7449 | 17.3495 | 18.132 | 68.4762 | 70.5831 | -54 | -54.7449 | -158.664 | 160.3257 | -158.664 | 160.3257 | 65.0381 | 107.0085 | 83.7 | 89.0156 | 83.7 | 88.9139 | -113.3 | -118.2057 | -117.7 | -123.8991 | -120.6 | -126.9976 | -120.3 | -126.8707 | 326.8886 | 327.623
2021-02-06 01:30 | -61 | -61.9839 | 8.7107 | 11.0648 | 75.6732 | 77.9747 | -63 | -63.7887 | -173.9313 | 176.0711 | -173.9313 | 176.0711 | 60.0074 | 103.5208 | 76.5 | 82.6177 | 76.5 | 82.8462 | -102.8 | -108.1517 | -107.3 | -113.7635 | -109.9 | -116.6148 | -109.8 | -116.6483 | 317.8942 | 318.7963
2021-02-06 02:00 | -66 | -66.9104 | 1.7509 | 7.0846 | 80.3577 | 82.527 | -67 | -67.6018 | -184.0502 | 186.4124 | -184.0502 | 186.4124 | 59.478 | 100.3928 | 73.5 | 80.4459 | 73.8 | 80.599 | -100.1 | -106.0095 | -104.7 | -112.0095 | -106.8 | -114.3637 | -107 | -114.8749 | 313.3569 | 315.0649
2021-02-06 02:30 | -65 | -66.0984 | 0.81705 | 7.7446 | 79.8228 | 82.5119 | -65 | -65.9242 | -179.9649 | 182.7407 | -179.9649 | 182.7407 | 57.4489 | 101.5123 | 73.5 | 80.965 | 73.2 | 80.6688 | -99.9 | -106.6363 | -103.9 | -112.0486 | -106.5 | -114.5929 | -106.3 | -114.7429 | 299.9252 | 301.5236
2021-02-06 03:00 | -71 | -72.0069 | -2.854 | 7.0114 | 84.1247 | 86.21 | -70 | -70.859 | -184.8212 | 186.9545 | -184.8212 | 186.9545 | 63.9476 | 103.3038 | 73.5 | 80.9411 | 74.1 | 80.8738 | -99.9 | -105.9867 | -104.3 | -112.1425 | -106.9 | -114.8547 | -106.9 | -115.1126 | 300.0415 | 302.2101
2021-02-06 03:30 | -77 | -78.2624 | -5.6374 | 11.6278 | 88.1653 | 90.8379 | -75 | -76.2955 | -182.3118 | 184.4856 | -182.3118 | 184.4856 | 57.492 | 101.8147 | 74.4 | 82.1365 | 74.7 | 82.5354 | -99.7 | -106.7676 | -104.9 | -113.1824 | -107.1 | -115.6331 | -106.4 | -114.9866 | 290.7511 | 292.3463
2021-02-06 04:00 | -62 | -63.1506 | 5.1931 | 8.6524 | 75.4314 | 78.219 | -62 | -63.1506 | -168.2887 | 170.4867 | -168.2887 | 170.4867 | 58.4862 | 100.6439 | 74.7 | 82.1567 | 73.8 | 81.4659 | -100.4 | -106.8035 | -104.8 | -112.7366 | -107 | -115.0755 | -106.7 | -115.0013 | 292.321 | 294.223
2021-02-06 04:30 | -70 | -71.0211 | 10.4525 | 10.9359 | 71.4423 | 73.3075 | -69 | -70.0357 | -159.0908 | 160.2843 | -159.0908 | 160.2843 | 61.4897 | 104.0057 | 73.8 | 80.3597 | 74.4 | 81.1488 | -100.4 | -106.3257 | -104.5 | -112.3285 | -107 | -114.8749 | -106.2 | -114.3 | 297.1953 | 299.5094
2021-02-06 05:00 | -50 | -50.4876 | 18.2286 | 18.5804 | 66.7657 | 68.6747 | -50 | -50.4876 | -158.3127 | 159.6917 | -158.3127 | 159.6917 | 86.9031 | 132.3418 | 78 | 85.6572 | 77.4 | 85.3625 | -105.6 | -112.1615 | -100.9 | -107.5737 | -103.3 | -109.9049 | -103.2 | -110.1476 | 286.8471 | 287.6134
2021-02-06 05:30 | -65 | -65.7647 | 8.268 | 11.2642 | 79.5357 | 81.4125 | -65 | -65.6201 | -180.4833 | 182.0491 | -180.4833 | 182.0491 | 88.4342 | 128.3973 | 79.2 | 85.6851 | 78.6 | 84.9021 | -105.2 | -110.8695 | -102.2 | -108.1246 | -104.8 | -110.7137 | -104.4 | -110.498 | 294.8552 | 295.9292
2021-02-06 06:00 | -53 | -53.6004 | 21.9832 | 22.2373 | 65.7784 | 67.411 | -52 | -52.469 | -159.7877 | 160.8943 | -159.7877 | 160.8943 | 83.1893 | 108.1646 | 77.7 | 83.3989 | 78.6 | 83.9185 | -106.8 | -111.5296 | -104.1 | -109.2054 | -106.7 | -111.8353 | -106.1 | -111.3537 | 300.7936 | 303.0574
2021-02-06 06:30 | -57 | -57.7062 | 19.0506 | 20.0796 | 67.3108 | 69.5301 | -56 | -56.5685 | -161.107 | 162.4169 | -161.107 | 162.4169 | 91.5238 | 111.1473 | 84 | 87.8729 | 84 | 87.9614 | -113.6 | -116.6499 | -110.7 | -115.5426 | -113.5 | -118.3406 | -113.2 | -118.3406 | 314.864 | 314.8877
2021-02-06 07:00 | -47 | -47.3814 | 19.7483 | 20.1113 | 66.6263 | 68.1587 | -46 | -46.3897 | -164.0141 | 164.8338 | -164.0141 | 164.8338 | 86.6943 | 117.8936 | 76.8 | 79.2369 | 77.4 | 80.1983 | -105.1 | -106.4029 | -103.6 | -106.0578 | -106.4 | -108.8364 | -106.1 | -108.6498 | 342.4505 | 342.4506
2021-02-06 07:30 | -65 | -65.6201 | 5.7976 | 9.7318 | 78.6326 | 80.4711 | -66 | -66.6108 | -183.5157 | 184.2294 | -183.5157 | 184.2294 | 60.8989 | 104.5533 | 76.2 | 80.5459 | 76.8 | 80.9227 | -103.3 | -106.3057 | -104.1 | -107.8964 | -106.8 | -110.4859 | -106.3 | -110.1585 | 348.5335 | 348.9027
2021-02-06 08:00 | -75 | -75.9539 | -1.5483 | 10.6259 | 85.3468 | 87.4586 | -76 | -76.7919 | -192.1751 | 193.0802 | -192.1751 | 193.0802 | 51.1743 | 99.9943 | 75.3 | 79.5006 | 76.2 | 80.2588 | -103 | -105.9906 | -104.9 | -108.5469 | -107.8 | -111.4022 | -107.7 | -111.4327 | 367.2593 | 368.4729
2021-02-06 08:30 | -70 | -71.0211 | -6.4275 | 10.2078 | 80.9842 | 83.2353 | -67 | -68.0661 | -190.3563 | 191.0586 | -190.3563 | 191.0586 | 45.3649 | 90.6924 | 74.1 | 79.6092 | 75 | 80.2325 | -101.4 | -105.604 | -104.1 | -107.8782 | -106.6 | -110.2926 | -106.5 | -110.2216 | 357.7557 | 359.5842
2021-02-06 09:00 | -60 | -60.2993 | 3.4195 | 4.5417 | 71.7416 | 73.2411 | -59 | -59.3043 | -179.1633 | 179.4659 | -179.1633 | 179.4659 | 61.5984 | 91.9512 | 74.4 | 78.4562 | 75 | 79.0254 | -103.2 | -105.7976 | -105.6 | -108.9713 | -108.4 | -111.6638 | -108.2 | -111.5665 | 359.7021 | 361.4442
2021-02-06 09:30 | -68 | -68.1836 | -3.5302 | 4.6142 | 75.249 | 76.7389 | -67 | -67.1193 | -182.1619 | 182.3972 | -182.1619 | 182.3972 | 59.5279 | 91.4816 | 72.9 | 76.4724 | 73.8 | 77.4209 | -99.6 | -101.7487 | -106.3 | -109.1546 | -108.8 | -111.7777 | -108.7 | -111.5828 | 374.3966 | 376.3537
2021-02-06 10:00 | -65 | -65.3758 | 8.2744 | 9.0862 | 70.1022 | 71.3222 | -66 | -66.3702 | -175.9955 | 176.3808 | -175.9955 | 176.3808 | 25.3489 | 85.3009 | 73.5 | 77.7 | 74.4 | 78.1752 | -100.6 | -103.3907 | -105.5 | -108.6327 | -108.2 | -111.3741 | -108.1 | -111.4334 | 368.5719 | 371.3405
2021-02-06 10:30 | -64 | -64.3817 | 5.3147 | 6.0156 | 69.0158 | 70.3452 | -63 | -63.2851 | -165.8603 | 166.5324 | -165.8603 | 166.5324 | 23.1321 | 84.7412 | 74.4 | 78.2678 | 75.6 | 79.4094 | -101.4 | -103.9537 | -104.9 | -107.9313 | -107.5 | -110.576 | -107.4 | -110.5495 | 375.0186 | 378.0854
2021-02-06 11:00 | -69 | -69.029 | -11.0204 | 14.0207 | 76.0646 | 76.2372 | -68 | -68.0074 | -180.8266 | 180.8675 | -180.8266 | 180.8675 | 46.8597 | 104.1142 | 74.4 | 79.5651 | 75.3 | 80.3782 | -102.1 | -105.8698 | -105.2 | -108.9921 | -108.1 | -111.7483 | -107.8 | -111.6407 | 353.0804 | 357.3508
2021-02-06 11:30 | -55 | -55.0818 | -10.5896 | 14.9968 | 63.3442 | 63.5691 | -55 | -55.0364 | -162.6297 | 162.6781 | -162.6297 | 162.6781 | 58.5235 | 105.367 | 77.1 | 81.5923 | 75.3 | 79.8936 | -104.1 | -107.3954 | -104.5 | -108.1862 | -107.1 | -110.6996 | -106.3 | -110.0284 | 349.3876 | 353.4927
2021-02-06 12:00 | -66 | -66 | -11.4783 | 12.5776 | 77.8122 | 78.2075 | -66 | -66 | -154.71 | 154.7118 | -154.71 | 154.7118 | 56.4274 | 96.8834 | 75.6 | 79.4094 | 75 | 78.6555 | -102 | -104.561 | -105.2 | -108.6345 | -107.8 | -111.2524 | -107.6 | -111.2051 | 352.0313 | 355.6866
2021-02-06 12:30 | -62 | -62.0081 | -21.5776 | 22.7037 | 69.6741 | 70.1324 | -61 | -61.0082 | -149.6979 | 149.6987 | -149.6979 | 149.6987 | 61.31 | 107.2456 | 75.6 | 80.6883 | 75.6 | 80.7936 | -102.1 | -105.8698 | -104.7 | -108.4573 | -107.8 | -111.6326 | -107.7 | -111.6144 | 349.7823 | 354.0858
2021-02-06 13:00 | -62 | -62.0081 | -12.4604 | 14.42 | 72.4488 | 74.8601 | -62 | -62.0081 | -152.6621 | 153.5928 | -152.6621 | 153.5928 | 38.2724 | 106.0944 | 74.7 | 81.187 | 74.4 | 81.0294 | -101.4 | -106.6681 | -106.2 | -110.632 | -109 | -113.5564 | -108.6 | -113.3124 | 316.7101 | 322.7386
2021-02-06 13:30 | -74 | -74.5453 | -16.2855 | 17.1162 | 70.1469 | 72.2673 | -74 | -74.4312 | -159.6161 | 160.9284 | -159.6161 | 160.9284 | 37.9898 | 98.2891 | 73.2 | 78.4441 | 73.8 | 79.1119 | -100 | -103.9273 | -105 | -108.7817 | -107.7 | -111.6407 | -107.5 | -111.5273 | 310.5261 | 315.7261
2021-02-06 14:00 | -81 | -81.8841 | -33.2637 | 34.2621 | 86.9701 | 89.2124 | -80 | -80.7527 | -169.9662 | 171.0231 | -169.9662 | 171.0231 | 28.7309 | 83.2373 | 73.8 | 78.2793 | 75 | 79.5108 | -101.6 | -104.8 | -106.7 | -110.2874 | -109.5 | -113.0729 | -109.7 | -113.3669 | 313.4427 | 317.7196
2021-02-06 14:30 | -67 | -67.7422 | -28.3437 | 29.1676 | 74.8768 | 77.4203 | -67 | -67.6018 | -171.8529 | 173.8677 | -171.8529 | 173.8677 | 19.2241 | 82.0416 | 73.8 | 78.8977 | 74.7 | 79.8457 | -101.7 | -105.2745 | -107.5 | -111.291 | -110.5 | -114.2993 | -110.3 | -114.2547 | 298.6949 | 303.2536
2021-02-06 15:00 | -83 | -84.1724 | -35.3849 | 36.623 | 84.3542 | 86.9195 | -84 | -85 | -176.7162 | 177.7514 | -176.7162 | 177.7514 | 29.7912 | 84.7976 | 73.8 | 78.6876 | 75 | 79.1204 | -101.1 | -104.368 | -106 | -109.7001 | -109 | -112.7151 | -108.8 | -112.5472 | 298.7072 | 303.1178
2021-02-06 15:30 | -72 | -72.5603 | -25.5924 | 26.0661 | 75.8604 | 77.7922 | -72 | -72.5603 | -175.2723 | 176.6295 | -175.2723 | 176.6295 | 28.6007 | 83.5301 | 73.2 | 77.6137 | 74.1 | 78.2678 | -101.4 | -104.4604 | -105.9 | -109.3373 | -108.7 | -112.1739 | -108.7 | -112.1515 | 306.8072 | 311.1765
2021-02-06 16:00 | -77 | -77.5242 | -28.2176 | 28.8107 | 86.3521 | 87.9482 | -76 | -76.4199 | -194.4825 | 195.5345 | -194.4825 | 195.5345 | 47.2743 | 91.3367 | 74.1 | 78.5622 | 74.1 | 78.5622 | -101.7 | -104.6095 | -106.6 | -110.1906 | -109.4 | -113.0262 | -109 | -112.6695 | 329.1417 | 334.6468
2021-02-06 16:30 | -85 | -85.9884 | -18.1428 | 19.3789 | 82.4706 | 84.2335 | -85 | -85.8429 | -177.1338 | 177.6092 | -177.1338 | 177.6092 | 22.6913 | 89.4566 | 73.5 | 78.3023 | 73.8 | 78.4814 | -99.3 | -102.475 | -104 | -107.8344 | -106.9 | -110.7638 | -106.7 | -110.5534 | 331.7677 | 338.4286
2021-02-06 17:00 | -88 | -88.6848 | -21.9991 | 23.836 | 95.7188 | 97.2303 | -87 | -87.4643 | -218.2254 | 219.0362 | -218.2254 | 219.0362 | 31.9713 | 85.7305 | 74.1 | 78.0767 | 74.1 | 77.9827 | -101.4 | -104.0954 | -106.5 | -109.9434 | -109 | -112.44 | -109.2 | -112.7078 | 372.0729 | 376.9838
2021-02-06 17:30 | -79 | -79.511 | -14.2265 | 16.443 | 97.722 | 98.887 | -79 | -79.511 | -223.7276 | 224.3428 | -223.7276 | 224.3428 | 26.6167 | 66.5543 | 81 | 84.1477 | 80.4 | 83.9057 | -109.3 | -111.8612 | -119.6 | -124.1225 | -122.3 | -127.1151 | -122.3 | -127.1964 | 395.8858 | 398.6145
2021-02-06 18:00 | -96 | -97.0155 | -10.7375 | 17.5474 | 107.2866 | 108.6198 | -96 | -96.8762 | -242.9119 | 243.7067 | -242.9119 | 243.7067 | 23.5244 | 63.5837 | 77.4 | 80.3575 | 78.9 | 81.6469 | -104.6 | -106.8083 | -114.6 | -118.8769 | -117.6 | -121.9118 | -117.2 | -121.5975 | 408.1577 | 410.5601
2021-02-06 18:30 | -85 | -85.8429 | -0.70573 | 14.0276 | 102.0027 | 103.3997 | -85 | -85.7088 | -238.1423 | 238.9184 | -238.1423 | 238.9184 | 33.2238 | 74.149 | 85.8 | 89.3401 | 85.8 | 89.5092 | -116.1 | -119.2894 | -124.4 | -129.6442 | -127.7 | -133.0922 | -127.5 | -133.0138 | 399.6821 | 402.8917
2021-02-06 19:00 | -81 | -81.8841 | 4.1871 | 12.8909 | 96.0614 | 97.6256 | -82 | -82.7345 | -212.982 | 213.3457 | -212.982 | 213.3457 | 39.5407 | 78.738 | 84.9 | 88.9994 | 85.8 | 89.8584 | -115.1 | -118.5042 | -124.2 | -129.5372 | -127.2 | -132.6693 | -126.9 | -132.5249 | 410.9047 | 413.6815
2021-02-06 19:30 | -62 | -62.514 | 29.8813 | 32.0244 | 74.0008 | 76.09 | -62 | -62.514 | -179.7411 | 180.2213 | -179.7411 | 180.2213 | 45.8442 | 86.4962 | 84.6 | 88.6235 | 85.5 | 89.6619 | -114.3 | -117.8484 | -123.5 | -128.9522 | -126.6 | -132.0941 | -126.6 | -132.383 | 404.1353 | 406.5856
2021-02-06 20:00 | -65 | -65.2763 | 24.1757 | 25.6714 | 82.8019 | 83.7448 | -65 | -65.2763 | -192.8937 | 192.9795 | -192.8937 | 192.9795 | 46.5772 | 85.1672 | 83.1 | 86.9244 | 84 | 87.5281 | -114 | -116.9944 | -123.2 | -128.3406 | -125.8 | -130.9881 | -126 | -131.2808 | 424.8062 | 427.2487
2021-02-06 20:30 | -58 | -58.5491 | 29.0402 | 30.6394 | 75.8292 | 77.3726 | -59 | -59.5399 | -180.1122 | 180.4145 | -180.1122 | 180.4145 | 52.6199 | 89.4243 | 84.3 | 87.986 | 84 | 88.2327 | -114.2 | -117.6543 | -123.1 | -128.656 | -126.3 | -131.9795 | -126.2 | -131.9129 | 406.1517 | 408.3159
2021-02-06 21:00 | -63 | -63.5059 | 23.9687 | 25.537 | 78.9827 | 80.3971 | -65 | -65.4905 | -182.0504 | 182.3787 | -182.0504 | 182.3787 | 62.6562 | 96.1586 | 84.6 | 89.6619 | 84.9 | 89.945 | -114.2 | -118.9162 | -122.1 | -129.2523 | -125.3 | -132.6361 | -125 | -132.6455 | 404.968 | 406.8764
2021-02-06 21:30 | -57 | -57.3149 | 24.9452 | 25.7406 | 74.5117 | 75.9355 | -57 | -57.3149 | -177.8309 | 178.1531 | -177.8309 | 178.1531 | 71.8102 | 103.7544 | 84.9 | 90.4514 | 84.3 | 89.7847 | -114.7 | -119.6517 | -122 | -129.2237 | -125.7 | -133.2778 | -125.4 | -133.196 | 398.0999 | 400.1353
2021-02-06 22:00 | -60 | -61.3922 | 19.2681 | 21.1363 | 75.1219 | 77.5301 | -62 | -63.1506 | -173.8264 | 174.8996 | -173.8264 | 174.8996 | 66.9057 | 107.9118 | 84.6 | 91.1393 | 84.9 | 91.307 | -115.1 | -121.305 | -122.6 | -129.6673 | -125.6 | -132.7568 | -125 | -132.3528 | 361.3224 | 361.3428
2021-02-06 22:30 | -53 | -53.7587 | 24.4251 | 25.3043 | 67.8956 | 70.3748 | -52 | -52.9528 | -167.6001 | 168.5909 | -167.6001 | 168.5909 | 83.2203 | 116.886 | 86.1 | 91.8892 | 85.8 | 91.3996 | -115.2 | -121.0881 | -121.9 | -128.801 | -125 | -132.1221 | -124.8 | -131.9027 | 360.8874 | 361.0217
2021-02-06 23:00 | -50 | -51.6624 | 22.7408 | 24.1381 | 66.3106 | 69.7666 | -50 | -51.6624 | -166.6266 | 168.1636 | -166.6266 | 168.1636 | 82.3454 | 115.9473 | 85.5 | 91.2222 | 86.1 | 92.5333 | -115.8 | -122.0008 | -121.5 | -128.4893 | -124.5 | -131.6839 | -124.1 | -131.4371 | 331.7466 | 332.3269
2021-02-06 23:30 | -30 | -30.1496 | 42.629 | 42.6798 | 44.5391 | 46.5165 | -30 | -30.1496 | -143.7415 | 143.9509 | -143.7415 | 143.9509 | 93.5458 | 122.8301 | 84.3 | 89.0838 | 85.2 | 90.4275 | -115.5 | -119.9854 | -122.2 | -128.3611 | -125.1 | -131.4924 | -125.1 | -131.7097 | 378.6632 | 379.5444
2021-02-07 | -25 | -25.1794 | 43.6644 | 43.8145 | 39.6543 | 41.6895 | -26 | -26.1725 | -127.0658 | 127.3422 | -127.0658 | 127.3422 | 96.4551 | 125.6518 | 85.2 | 90.5284 | 85.2 | 90.5284 | -116 | -121.1652 | -121.9 | -128.1067 | -125.6 | -132.2472 | -125.2 | -132.0252 | 369.2892 | 370.2618
2021-02-07 00:30 | -24 | -24.3311 | 40.3369 | 40.4999 | 39.4959 | 42.1447 | -24 | -24.3311 | -119.72 | 120.3973 | -119.72 | 120.3973 | 95.4623 | 125.6509 | 84.9 | 90.7657 | 85.5 | 91.3272 | -115.3 | -120.6708 | -121.5 | -128.1059 | -124.5 | -131.0773 | -124.5 | -131.4371 | 350.7588 | 351.7643
2021-02-07 01:00 | -25 | -25.318 | 40.8331 | 41.1326 | 37.1163 | 39.6035 | -24 | -24.1868 | -111.7458 | 112.3742 | -111.7458 | 112.3742 | 93.7786 | 134.4784 | 85.2 | 91.8696 | 85.2 | 92.1469 | -114.8 | -121.3082 | -120.9 | -127.1271 | -124.1 | -130.3871 | -122.6 | -129.0537 | 331.9206 | 338.7296
2021-02-07 01:30 | -21 | -21.2132 | 42.2868 | 42.4575 | 34.6203 | 38.0071 | -18 | -18.4391 | -107.63 | 108.5105 | -107.63 | 108.5105 | 97.249 | 138.9945 | 85.5 | 92.6539 | 85.5 | 92.8867 | -115.7 | -122.6619 | -121.1 | -127.6928 | -124.2 | -130.8552 | -123.8 | -130.7948 | 312.2994 | 319.4201
2021-02-07 02:00 | -26 | -26.4764 | 36.3204 | 36.5601 | 39.3442 | 42.2843 | -26 | -26.3059 | -110.867 | 111.8719 | -110.867 | 111.8719 | 96.273 | 137.3352 | 85.5 | 94.3518 | 85.5 | 94.479 | -115.2 | -124.1561 | -121.1 | -129.3305 | -123.6 | -131.9873 | -123.3 | -132.0255 | 299.0627 | 305.5207
2021-02-07 02:30 | -30 | -30.5941 | 32.3446 | 32.4604 | 42.5282 | 45.8862 | -30 | -30.5941 | -114.0619 | 115.4096 | -114.0619 | 115.4096 | 95.4566 | 135.9566 | 86.1 | 94.521 | 86.4 | 94.9181 | -116.5 | -125.9796 | -120.5 | -129.0173 | -124 | -132.7507 | -123.5 | -132.6454 | 283.6646 | 290.5986
2021-02-07 03:00 | -30 | -30.8058 | 31.5569 | 31.5961 | 43.4519 | 46.915 | -30 | -30.5941 | -114.5817 | 116.0673 | -114.5817 | 116.0673 | 98.0671 | 138.794 | 86.1 | 95.0224 | 85.5 | 94.6071 | -116.1 | -125.479 | -120.4 | -129.0315 | -123.3 | -131.9898 | -123.1 | -132.0547 | 282.8217 | 289.6027
2021-02-07 03:30 | -32 | -32.7567 | 34.3606 | 34.4313 | 39.2576 | 43.1711 | -31 | -31.7805 | -109.3416 | 110.9632 | -109.3416 | 110.9632 | 103.1232 | 140.4817 | 86.1 | 94.6451 | 86.4 | 95.2943 | -115.2 | -124.1561 | -119.8 | -128.114 | -123.1 | -131.5192 | -122.5 | -131.2645 | 286.2147 | 293.5471
2021-02-07 04:00 | -41 | -42.2019 | 22.3086 | 22.4419 | 52.5272 | 56.3078 | -40 | -41.2311 | -128.4828 | 130.4837 | -128.4828 | 130.4837 | 94.3417 | 132.8112 | 86.1 | 94.6451 | 85.8 | 94.3723 | -116 | -125.0658 | -119.7 | -128.0916 | -121.9 | -130.2905 | -122 | -130.6327 | 274.7137 | 282.6559
2021-02-07 04:30 | -43 | -44.3847 | 19.2428 | 19.4467 | 55.1592 | 59.0781 | -45 | -46.3249 | -132.8418 | 135.0568 | -132.8418 | 135.0568 | 95.9279 | 133.1393 | 86.4 | 94.7943 | 86.4 | 94.7943 | -116.8 | -125.4996 | -120.3 | -128.617 | -123.1 | -131.3789 | -122.6 | -131.1217 | 277.76 | 285.7907
2021-02-07 05:00 | -40 | -41.7612 | 23.873 | 24.2072 | 52.3561 | 56.8018 | -40 | -41.4849 | -129.6785 | 132.14 | -129.6785 | 132.14 | 120.0298 | 168.3751 | 86.4 | 95.1681 | 86.4 | 95.4212 | -115.7 | -125.1852 | -109.7 | -116.4263 | -112.7 | -119.2866 | -112.2 | -119.0165 | 251.2188 | 255.5992
2021-02-07 05:30 | -45 | -45.8912 | 19.1751 | 19.4617 | 57.4658 | 60.9677 | -45 | -45.8912 | -139.6046 | 141.6369 | -139.6046 | 141.6369 | 122.2391 | 166.9023 | 85.8 | 93.3983 | 85.5 | 93.7273 | -116.2 | -124.1456 | -109.5 | -115.2973 | -112.6 | -118.3681 | -112.5 | -118.5854 | 264.5884 | 270.0767
2021-02-07 06:00 | -37 | -38.6005 | 25.996 | 26.0963 | 49.0384 | 53.4746 | -37 | -38.6005 | -130.5784 | 133.3357 | -130.5784 | 133.3357 | 125.1146 | 164.8585 | 84.9 | 91.307 | 85.5 | 91.8652 | -114.8 | -120.9258 | -109.3 | -113.8041 | -112.2 | -116.3877 | -111.8 | -116.4002 | 271.7923 | 279.174
2021-02-07 06:30 | -37 | -38.3275 | 24.5249 | 24.5481 | 47.6223 | 51.7766 | -36 | -37.108 | -134.693 | 137.0549 | -134.693 | 137.0549 | 119.9414 | 158.0734 | 84.9 | 89.945 | 84.3 | 89.3789 | -113.5 | -117.8977 | -109.5 | -112.5214 | -112.3 | -115.2256 | -111.7 | -114.6342 | 285.3096 | 294.637
2021-02-07 07:00 | -39 | -41.4367 | 14.889 | 15.4417 | 52.1325 | 57.4975 | -39 | -41.1096 | -140.0115 | 143.4244 | -140.0115 | 143.4244 | 107.7035 | 141.9166 | 84 | 87.7852 | 83.4 | 87.2995 | -113.1 | -115.9171 | -110.4 | -112.2328 | -113.3 | -115.0866 | -113 | -114.8803 | 287.7139 | 297.27
2021-02-07 07:30 | -46 | -48.0833 | 13.6864 | 14.6082 | 56.8276 | 61.634 | -45 | -47.1275 | -155.759 | 159.0134 | -155.759 | 159.0134 | 85.364 | 129.1293 | 81.9 | 85.9582 | 82.8 | 86.6377 | -111.8 | -114.7834 | -110.1 | -112.1036 | -113 | -114.9715 | -112.7 | -114.5415 | 286.1162 | 294.0426
2021-02-07 08:00 | -55 | -58.1893 | 4.0972 | 10.6424 | 64.3522 | 70.1475 | -55 | -58.1893 | -158.2646 | 161.7961 | -158.2646 | 161.7961 | 72.0092 | 123.3356 | 84.9 | 88.9994 | 85.5 | 89.572 | -114.7 | -118.2119 | -114.6 | -116.6514 | -117.7 | -119.8313 | -117.3 | -119.6704 | 283.1327 | 289.0393
2021-02-07 08:30 | -66 | -68.6804 | -13.2437 | 16.2332 | 74.2777 | 79.2075 | -66 | -68.6804 | -177.591 | 180.3926 | -177.591 | 180.3926 | 66.6945 | 120.3406 | 87 | 91.0049 | 86.7 | 91.1709 | -117.3 | -120.5724 | -117.5 | -119.5974 | -120.6 | -122.6993 | -120.4 | -122.6148 | 293.0351 | 297.9649
2021-02-07 09:00 | -66 | -68.1542 | -11.8482 | 15.4836 | 77.8131 | 82.1681 | -66 | -67.9117 | -182.0357 | 184.3259 | -182.0357 | 184.3259 | 59.4609 | 117.492 | 82.5 | 86.713 | 82.5 | 86.8996 | -111 | -114.2366 | -113.2 | -115.1132 | -115.8 | -117.6356 | -115.2 | -117.1526 | 303.7684 | 307.8876
2021-02-07 09:30 | -66 | -67.9117 | -10.7752 | 14.3761 | 78.8813 | 82.9413 | -66 | -67.6831 | -190.5567 | 192.9138 | -190.5567 | 192.9138 | 61.7391 | 116.2647 | 81.9 | 85.6015 | 82.2 | 85.976 | -110.2 | -112.9124 | -112.1 | -113.9054 | -115.5 | -117.1512 | -115.2 | -116.9576 | 305.5266 | 310.0913
2021-02-07 10:00 | -68 | -70.0928 | -1.1246 | 8.2895 | 74.5445 | 77.9819 | -68 | -70.0928 | -180.236 | 182.047 | -180.236 | 182.047 | 40.4132 | 114.9049 | 81 | 85.1012 | 81 | 85.3815 | -110.2 | -113.3181 | -114 | -115.8109 | -117.2 | -118.9794 | -116.8 | -118.7263 | 302.0138 | 304.903
2021-02-07 10:30 | -73 | -74.7329 | -11.9436 | 16.6552 | 84.9241 | 88.6069 | -72 | -73.7564 | -188.4615 | 190.6803 | -188.4615 | 190.6803 | 33.268 | 116.524 | 80.7 | 86.8499 | 80.7 | 87.0734 | -109.1 | -114.2454 | -112.1 | -115.0465 | -115.2 | -118.3737 | -114.9 | -118.0756 | 279.9039 | 282.1794
2021-02-07 11:00 | -73 | -74.9533 | -12.28 | 15.534 | 81.5741 | 85.2826 | -74 | -75.9276 | -178.7611 | 181.1586 | -178.7611 | 181.1586 | 22.0117 | 113.5978 | 81.3 | 87.2979 | 81.3 | 87.5183 | -109.6 | -114.7526 | -112.4 | -115.4359 | -115.3 | -118.3511 | -115.4 | -118.5852 | 268.9238 | 270.8839
2021-02-07 11:30 | -71 | -72.5672 | -8.1843 | 11.8728 | 81.7249 | 84.8925 | -70 | -71.5891 | -176.5573 | 178.6406 | -176.5573 | 178.6406 | 33.0795 | 116.4742 | 81 | 87.1287 | 80.4 | 86.6829 | -108.8 | -114.0786 | -112.2 | -115.4029 | -115.3 | -118.5807 | -115.1 | -118.4568 | 274.3242 | 275.9645
2021-02-07 12:00 | -76 | -77.2787 | -9.4657 | 11.7227 | 80.4929 | 83.4568 | -75 | -76.2955 | -168.7641 | 170.5004 | -168.7641 | 170.5004 | 50.369 | 119.7172 | 82.2 | 87.0005 | 81.6 | 86.8369 | -111.6 | -115.7407 | -112 | -114.8 | -114.8 | -117.6634 | -114.6 | -117.632 | 265.736 | 268.6746
2021-02-07 12:30 | -64 | -65.307 | -6.6115 | 9.0699 | 74.7181 | 77.9329 | -65 | -66.2873 | -159.2447 | 160.8888 | -159.2447 | 160.8888 | 55.3137 | 116.8969 | 82.5 | 88.0969 | 82.8 | 87.9655 | -111.5 | -115.756 | -111.8 | -114.6049 | -114.9 | -117.7829 | -114.6 | -117.5041 | 247.1737 | 250.5372
2021-02-07 13:00 | -68 | -69.2315 | -6.6495 | 10.2758 | 75.1324 | 78.6308 | -68 | -69.2315 | -169.2741 | 171.3903 | -169.2741 | 171.3903 | 53.2233 | 116.6067 | 83.1 | 88.5549 | 84 | 89.2978 | -112.4 | -117.0321 | -112.3 | -115.121 | -115.3 | -118.1951 | -114.8 | -117.7964 | 247.8106 | 250.976
2021-02-07 13:30 | -73 | -73.9797 | -17.2231 | 17.7666 | 81.332 | 83.8742 | -74 | -74.9667 | -173.3732 | 175.0383 | -173.3732 | 175.0383 | 59.2883 | 116.3247 | 83.1 | 88.8699 | 83.7 | 89.6443 | -113.6 | -118.5503 | -110.9 | -114.6038 | -114.3 | -117.9957 | -114.1 | -117.9526 | 247.4078 | 250.4158
2021-02-07 14:00 | -71 | -72.0069 | -16.4329 | 17.0451 | 80.4614 | 83.1014 | -70 | -71.0211 | -166.8567 | 168.7801 | -166.8567 | 168.7801 | 52.9231 | 109.7035 | 82.5 | 87.9921 | 83.4 | 88.9403 | -111.8 | -116.8266 | -112 | -115.6685 | -115.1 | -118.7955 | -114.8 | -118.5546 | 267.7911 | 270.5195
2021-02-07 14:30 | -79 | -80.4114 | -19.4929 | 21.1335 | 86.5838 | 89.7685 | -79 | -80.4114 | -170.2751 | 172.5943 | -170.2751 | 172.5943 | 38.5033 | 107.6373 | 75.9 | 81.7245 | 76.5 | 82.1721 | -103.1 | -107.526 | -104.2 | -107.2039 | -107.4 | -110.4788 | -107.3 | -110.3079 | 250.994 | 254.6749
2021-02-07 15:00 | -78 | -79.6241 | -31.1224 | 31.862 | 81.7008 | 85.2895 | -79 | -80.4114 | -171.1233 | 173.8461 | -171.1233 | 173.8461 | 36.0432 | 113.3559 | 77.4 | 83.7924 | 77.7 | 83.8423 | -105.4 | -110.8407 | -104.6 | -108.1039 | -107.3 | -110.8178 | -106.5 | -110.0939 | 222.1658 | 225.2805
2021-02-07 15:30 | -77 | -78.6448 | -25.7366 | 26.4878 | 81.5991 | 84.8987 | -76 | -77.666 | -169.2236 | 171.8476 | -169.2236 | 171.8476 | 47.1072 | 112.279 | 76.2 | 82.6852 | 76.5 | 82.5049 | -103.7 | -108.437 | -102.5 | -105.5523 | -105.4 | -108.4644 | -104.9 | -108.0501 | 239.4256 | 243.0185
2021-02-07 16:00 | -83 | -84.3445 | -26.8444 | 27.614 | 86.8428 | 89.7732 | -82 | -83.3607 | -181.7949 | 184.13 | -181.7949 | 184.13 | 35.721 | 107.0398 | 76.2 | 81.8929 | 76.2 | 82.2268 | -102 | -106.4624 | -103.7 | -106.601 | -106.4 | -109.2976 | -106.4 | -109.3435 | 263.7225 | 266.7563
2021-02-07 16:30 | -78 | -79.4292 | -25.4988 | 26.2652 | 86.2354 | 89.2077 | -79 | -80.2309 | -195.6937 | 198.3941 | -195.6937 | 198.3941 | 28.0337 | 108.6965 | 84 | 89.8178 | 84 | 89.712 | -113.7 | -119.2029 | -115.6 | -119.2309 | -118.8 | -122.5291 | -118.5 | -122.2385 | 262.9693 | 265.4747
2021-02-07 17:00 | -77 | -78.4474 | -19.4832 | 20.8757 | 87.762 | 90.6751 | -77 | -78.4474 | -204.9632 | 207.4483 | -204.9632 | 207.4483 | 11.561 | 85.8844 | 85.8 | 90.6973 | 86.7 | 91.9416 | -116.5 | -121.332 | -122.4 | -126.998 | -125.6 | -130.4123 | -125.2 | -130.0271 | 281.3636 | 286.2956
2021-02-07 17:30 | -82 | -83.3607 | -13.4336 | 16.4585 | 95.258 | 97.7546 | -81 | -82.3772 | -205.9896 | 207.3629 | -205.9896 | 207.3629 | 13.47 | 81.4844 | 85.8 | 89.4242 | 86.1 | 89.5453 | -116.5 | -119.3226 | -123 | -125.9932 | -126.2 | -129.2257 | -126 | -129.1172 | 311.3537 | 317.5216
2021-02-07 18:00 | -72 | -72.9931 | 2.1607 | 7.0824 | 84.135 | 86.3371 | -73 | -73.9797 | -198.6522 | 199.6988 | -198.6522 | 199.6988 | 26.6363 | 90.2645 | 84.9 | 88.9099 | 84.6 | 88.8046 | -114.7 | -118.0946 | -123 | -126.1467 | -126.2 | -129.3561 | -125.7 | -129.0019 | 352.5007 | 358.4692
2021-02-07 18:30 | -55 | -55.9017 | 23.4117 | 23.9973 | 70.2837 | 72.5347 | -55 | -55.9017 | -184.6309 | 185.7299 | -184.6309 | 185.7299 | 14.318 | 91.2776 | 83.4 | 87.7545 | 83.7 | 87.9471 | -114.3 | -117.7277 | -122.5 | -125.8399 | -125.5 | -128.7176 | -125.2 | -128.4922 | 341.184 | 347.7896
2021-02-07 19:00 | -46 | -46.1736 | 32.3787 | 32.4052 | 64.6114 | 65.813 | -46 | -46.2709 | -172.7977 | 173.15 | -172.7977 | 173.15 | 40.9665 | 92.6655 | 83.7 | 86.5176 | 83.7 | 86.7498 | -112.5 | -114.7476 | -122.3 | -124.9711 | -125.6 | -128.3651 | -125.4 | -128.2528 | 382.7589 | 390.8878
2021-02-07 19:30 | -42 | -42.19 | 39.1914 | 40.4191 | 60.2909 | 60.3814 | -43 | -43.1856 | -178.5291 | 178.5334 | -178.5291 | 178.5334 | 51.9127 | 95.6031 | 83.4 | 85.9305 | 83.4 | 86.077 | -113.8 | -115.4586 | -123.8 | -126.1623 | -127.2 | -129.6741 | -126.8 | -129.2604 | 401.0403 | 408.8123
2021-02-07 20:00 | -49 | -49.0918 | 33.7928 | 34.9441 | 68.4042 | 68.5524 | -48 | -48.0937 | -184.1247 | 184.13 | -184.1247 | 184.13 | 53.2965 | 95.9979 | 83.1 | 85.2222 | 82.8 | 84.9297 | -112.9 | -114.5206 | -123.6 | -125.5427 | -126.7 | -128.6823 | -126.6 | -128.7808 | 418.9367 | 425.7893
2021-02-07 20:30 | -55 | -55.0091 | 28.7053 | 29.177 | 70.8792 | 71.16 | -56 | -56.0089 | -186.7165 | 186.7379 | -186.7165 | 186.7379 | 55.4346 | 98.3713 | 83.7 | 86.0101 | 83.4 | 85.7879 | -112.8 | -114.521 | -123.2 | -125.3004 | -126.2 | -128.2609 | -125.9 | -128.1544 | 399.8813 | 405.4722
2021-02-07 21:00 | -50 | -50.01 | 35.312 | 35.3285 | 61.1339 | 62.3157 | -50 | -50.01 | -171.8387 | 172.341 | -171.8387 | 172.341 | 51.2059 | 103.3012 | 84 | 87.0393 | 84.6 | 87.857 | -114 | -116.4375 | -122.6 | -125.123 | -125.8 | -128.4385 | -125.6 | -128.2225 | 361.8918 | 367.5871
2021-02-07 21:30 | -50 | -50.01 | 28.1371 | 28.5244 | 64.8969 | 65.6455 | -50 | -50.01 | -179.2068 | 179.436 | -179.2068 | 179.436 | 60.9427 | 107.029 | 85.2 | 89.0207 | 84.6 | 88.2734 | -113.8 | -116.688 | -122.1 | -125.0281 | -125.2 | -128.1418 | -125 | -128.0758 | 343.8842 | 351.197
2021-02-07 22:00 | -51 | -51.2445 | 24.6073 | 24.6489 | 65.6992 | 67.0793 | -51 | -51.2445 | -172.3239 | 173.0245 | -172.3239 | 173.0245 | 59.138 | 105.3665 | 84 | 88.5122 | 83.4 | 87.6616 | -112.9 | -116.2232 | -119.8 | -122.9158 | -122.9 | -126.1387 | -122.6 | -125.9832 | 315.8295 | 322.598
2021-02-07 22:30 | -54 | -54.1479 | 20.3366 | 20.4681 | 67.0372 | 68.4364 | -53 | -53.2353 | -178.4279 | 179.0718 | -178.4279 | 179.0718 | 71.2589 | 110.515 | 82.8 | 87.7647 | 82.8 | 87.7647 | -112.3 | -116.8938 | -118.7 | -122.8858 | -121.5 | -125.7716 | -121.4 | -125.8579 | 309.4058 | 316.8273
2021-02-07 23:00 | -45 | -45.1774 | 25.1316 | 25.2803 | 60.8882 | 62.3309 | -45 | -45.0999 | -173.8751 | 174.4966 | -173.8751 | 174.4966 | 80.9788 | 115.8324 | 83.7 | 88.9139 | 83.4 | 88.8365 | -112.6 | -117.2242 | -118.1 | -122.4637 | -121.3 | -125.8143 | -120.9 | -125.5359 | 309.2429 | 316.808
2021-02-07 23:30 | -39 | -39.0128 | 32.4695 | 33.3123 | 52.2957 | 53.146 | -38 | -38 | -168.54 | 168.6668 | -168.54 | 168.6668 | 83.6018 | 117.2387 | 83.4 | 87.6616 | 83.7 | 88.0396 | -113.5 | -117.1959 | -119.6 | -123.4525 | -123.2 | -127.1138 | -123.2 | -127.2629 | 347.8508 | 355.7561
2021-02-08 | -42 | -42.0476 | 24.9948 | 25.5844 | 57.3839 | 58.6925 | -43 | -43.0465 | -169.6706 | 170.1492 | -169.6706 | 170.1492 | 82.5686 | 117.9091 | 84.6 | 89.4649 | 84.3 | 88.797 | -114.7 | -118.8415 | -120.2 | -124.4383 | -123.3 | -127.5881 | -123 | -127.4019 | 328.0116 | 336.4457
2021-02-08 00:30 | -40 | -40.4475 | 24.9278 | 25.0095 | 55.9041 | 58.1062 | -41 | -41.3038 | -161.6132 | 162.8373 | -161.6132 | 162.8373 | 73.4674 | 118.2135 | 86.4 | 93.0334 | 85.2 | 91.92 | -116.1 | -122.8627 | -120.8 | -127.1251 | -123.9 | -130.3844 | -123.3 | -129.97 | 298.9839 | 306.0902
2021-02-08 01:00 | -50 | -50.4876 | 15.804 | 15.8971 | 63.3595 | 65.4283 | -49 | -49.4975 | -167.5844 | 168.9056 | -167.5844 | 168.9056 | 75.348 | 116.718 | 85.8 | 92.5888 | 85.5 | 92.1982 | -115.6 | -122.3867 | -119.8 | -125.8314 | -122.9 | -129.153 | -122.5 | -128.9587 | 292.0137 | 299.0589
2021-02-08 01:30 | -52 | -54.1202 | 14.4598 | 16.9928 | 63.7151 | 68.4245 | -51 | -53.1601 | -165.8721 | 169.4336 | -165.8721 | 169.4336 | 76.1494 | 128.4244 | 85.8 | 93.8789 | 86.4 | 94.549 | -115.9 | -123.9413 | -120.2 | -126.0636 | -123.9 | -129.8631 | -122.8 | -128.9049 | 274.9088 | 291.5757
2021-02-08 02:00 | -50 | -52.2015 | 18.8147 | 20.4965 | 59.1347 | 64.1656 | -51 | -53.1601 | -158.5647 | 162.4942 | -158.5647 | 162.4942 | 79.3803 | 129.1661 | 86.1 | 93.912 | 85.5 | 93.3622 | -116.4 | -124.6162 | -120.3 | -126.3716 | -123.2 | -129.3164 | -122.8 | -129.1815 | 266.7083 | 285.137
2021-02-08 02:30 | -55 | -57.28 | 9.0063 | 12.9999 | 67.9348 | 72.6144 | -54 | -56.3205 | -170.7677 | 174.9663 | -170.7677 | 174.9663 | 86.4254 | 130.8991 | 86.1 | 94.275 | 87.3 | 94.8954 | -116.8 | -124.4638 | -119.9 | -125.7776 | -122.9 | -128.8191 | -122.1 | -128.2383 | 254.0382 | 275.7857
2021-02-08 03:00 | -50 | -52.2015 | 12.7421 | 15.9111 | 65.5495 | 70.1784 | -50 | -52.2015 | -166.4926 | 170.8947 | -166.4926 | 170.8947 | 82.7829 | 129.8006 | 86.7 | 94.1871 | 87.3 | 94.6618 | -117.1 | -124.5398 | -120.4 | -126.0159 | -123.6 | -129.2217 | -122.9 | -128.7793 | 252.0501 | 273.7664
2021-02-08 03:30 | -53 | -54.8179 | 20.0314 | 21.3645 | 59.9361 | 64.0889 | -53 | -54.5711 | -158.9638 | 162.4196 | -158.9638 | 162.4196 | 85.6522 | 129.6457 | 86.4 | 93.7158 | 85.8 | 93.0464 | -116.7 | -123.7651 | -120.1 | -125.6702 | -123.2 | -128.8685 | -122.6 | -128.5386 | 263.1487 | 284.3557
2021-02-08 04:00 | -54 | -55.7853 | 12.5875 | 15.3987 | 69.0871 | 72.7716 | -52 | -53.8516 | -171.824 | 174.9244 | -171.824 | 174.9244 | 80.9163 | 125.9179 | 85.8 | 92.7019 | 86.4 | 93.3709 | -115.9 | -122.8385 | -119.7 | -124.9389 | -123.2 | -128.6361 | -122.3 | -127.7744 | 270.5774 | 291.2202
2021-02-08 04:30 | -43 | -43.7379 | 27.6272 | 28.025 | 58.1047 | 60.6779 | -44 | -44.7214 | -159.0299 | 161.0647 | -159.0299 | 161.0647 | 81.5607 | 124.288 | 85.5 | 91.5398 | 86.4 | 92.2752 | -115.3 | -121.0912 | -120.1 | -124.9295 | -123.3 | -128.1713 | -122.8 | -127.844 | 295.9666 | 315.2014
2021-02-08 05:00 | -47 | -47.5184 | 29.8606 | 30.5002 | 63.5985 | 65.2143 | -47 | -47.5184 | -171.0462 | 172.1295 | -171.0462 | 172.1295 | 79.9417 | 121.3935 | 85.2 | 90.1299 | 85.2 | 90.3274 | -114.7 | -119.6048 | -121 | -125.1855 | -124.1 | -128.4326 | -123.8 | -128.1038 | 339.3921 | 354.559
2021-02-08 05:30 | -51 | -51.6236 | 35.7146 | 37.8551 | 67.991 | 69.4041 | -52 | -52.469 | -181.8087 | 182.6413 | -181.8087 | 182.6413 | 59.8711 | 97.832 | 85.2 | 90.5284 | 84.6 | 89.8624 | -114.4 | -119.148 | -122.1 | -126.2745 | -125.5 | -129.8428 | -125.4 | -129.9537 | 364.4156 | 377.995
2021-02-08 06:00 | -45 | -45.5412 | 43.7046 | 45.6816 | 64.2723 | 65.479 | -45 | -45.5412 | -179.1233 | 179.6625 | -179.1233 | 179.6625 | 36.5755 | 84.6489 | 84.3 | 89.2796 | 84 | 88.8978 | -113.9 | -118.2022 | -122.4 | -125.5395 | -125.8 | -128.9002 | -125.3 | -128.5979 | 378.7517 | 390.7643
2021-02-08 06:30 | -55 | -55.4437 | 46.6602 | 50.7285 | 68.0825 | 69.661 | -54 | -54.4518 | -193.4476 | 193.918 | -193.4476 | 193.918 | 16.6865 | 78.6071 | 83.7 | 87.3252 | 84 | 87.4442 | -114.2 | -116.9258 | -123.4 | -125.3283 | -126.9 | -128.8445 | -126.5 | -128.4679 | 397.6525 | 408.4353
2021-02-08 07:00 | -68 | -69.6348 | 25.1742 | 36.0283 | 89.5482 | 91.7688 | -68 | -69.6348 | -223.3094 | 224.1883 | -223.3094 | 224.1883 | 6.3533 | 70.2607 | 82.2 | 84.2124 | 82.8 | 84.9969 | -112.9 | -114.0564 | -123.2 | -124.0858 | -126.6 | -127.5092 | -126.2 | -127.1241 | 414.3903 | 424.1162
2021-02-08 07:30 | -75 | -76.2955 | 18.524 | 30.1606 | 92.4701 | 94.339 | -76 | -77.2787 | -230.158 | 230.8389 | -230.158 | 230.8389 | 1.3967 | 68.2314 | 82.2 | 84.2781 | 82.2 | 84.3448 | -110.7 | -112.0591 | -121.8 | -123.0938 | -124.9 | -126.1479 | -125.2 | -126.3883 | 416.9066 | 428.0407
2021-02-08 08:00 | -79 | -81.0247 | 8.8583 | 28.2258 | 98.5266 | 100.6943 | -80 | -81.7863 | -233.9053 | 234.8654 | -233.9053 | 234.8654 | -13.7597 | 67.7232 | 83.4 | 85.7879 | 83.7 | 85.9415 | -112.8 | -114.4057 | -122 | -123.3947 | -125.3 | -126.7025 | -125.3 | -126.7174 | 402.1152 | 412.8186
2021-02-08 08:30 | -100 | -101.9804 | -9.2931 | 31.9661 | 116.3292 | 118.5289 | -99 | -101 | -254.7338 | 255.7729 | -254.7338 | 255.7729 | -20.6077 | 69.9099 | 83.4 | 85.5147 | 83.4 | 85.6493 | -112.4 | -113.7236 | -123.3 | -124.636 | -126.8 | -128.1425 | -126.3 | -127.6477 | 418.1863 | 427.3518
2021-02-08 09:00 | -104 | -106.099 | -9.9771 | 31.595 | 113.5625 | 115.8672 | -104 | -106.099 | -257.9296 | 259.2531 | -257.9296 | 259.2531 | -18.9576 | 66.1402 | 81.3 | 83.2045 | 80.7 | 82.6183 | -109.4 | -110.3966 | -119.7 | -120.7646 | -122.5 | -123.5276 | -122.5 | -123.4767 | 409.0765 | 419.3654
2021-02-08 09:30 | -100 | -100 | -12.9448 | 14.9278 | 113.2749 | 113.2755 | -100 | -100 | -248.9805 | 249.3365 | -248.9805 | 249.3365 | -16.4909 | 78.5356 | 78 | 81.6088 | 78.9 | 82.3826 | -106.4 | -108.9553 | -116.9 | -119.0836 | -120.1 | -122.2637 | -119.9 | -122.0114 | 399.9757 | 408.2153
2021-02-08 10:00 | -109 | -109 | -21.1256 | 22.8529 | 121.2735 | 121.2736 | -109 | -109 | -254.2321 | 254.5824 | -254.2321 | 254.5824 | -14.5081 | 75.5975 | 78.3 | 81.4687 | 78.9 | 81.7245 | -107.4 | -109.6502 | -117.5 | -119.7299 | -121 | -123.2419 | -120.9 | -123.1437 | 401.5134 | 407.8533
2021-02-08 10:30 | -106 | -106.0424 | -19.7826 | 23.7058 | 120.2931 | 120.3921 | -107 | -107.042 | -252.1997 | 252.2235 | -252.1997 | 252.2235 | -6.4943 | 68.545 | 78 | 81.0977 | 79.2 | 81.9368 | -107 | -108.7267 | -119.6 | -121.447 | -123.2 | -125.0619 | -122.7 | -124.518 | 405.1984 | 414.3299
2021-02-08 11:00 | -95 | -95.021 | -19.4869 | 21.2713 | 106.8246 | 106.9475 | -94 | -94.0053 | -233.0526 | 233.0904 | -233.0526 | 233.0904 | 19.8694 | 70.1259 | 79.2 | 82.4165 | 80.1 | 83.448 | -107.7 | -110.0048 | -118.6 | -120.7717 | -121.6 | -123.831 | -121.5 | -123.7328 | 386.2422 | 394.8401
2021-02-08 11:30 | -94 | -94.7629 | -25.62 | 31.0802 | 107.8411 | 108.8541 | -94 | -94.7629 | -234.9155 | 235.1604 | -234.9155 | 235.1604 | 34.4371 | 66.86 | 79.8 | 82.2925 | 80.7 | 83.0399 | -108.9 | -110.3451 | -118 | -119.7846 | -121.3 | -123.0368 | -121.1 | -122.9244 | 384.1829 | 393.799
2021-02-08 12:00 | -91 | -91.6624 | -18.7124 | 26.4032 | 105.8446 | 106.9196 | -91 | -91.6624 | -227.0045 | 227.2709 | -227.0045 | 227.2709 | 21.486 | 64.5817 | 80.1 | 82.369 | 80.4 | 82.6608 | -108.9 | -110.1579 | -118.9 | -120.4884 | -122.3 | -123.8258 | -122 | -123.6123 | 395.3379 | 404.241
2021-02-08 12:30 | -101 | -101.8332 | -26.8267 | 32.6541 | 112.5435 | 113.5134 | -100 | -100.8415 | -241.1583 | 241.4101 | -241.1583 | 241.4101 | 14.0521 | 60.6409 | 79.8 | 82.2197 | 79.8 | 82.0773 | -108.7 | -109.9505 | -118.5 | -120.1428 | -121.3 | -122.9378 | -121.5 | -123.2173 | 394.1588 | 402.9673
2021-02-08 13:00 | -88 | -92.9139 | -13.2442 | 19.6226 | 93.6573 | 94.6544 | -88 | -90.934 | -209.0159 | 209.1305 | -209.0159 | 209.1305 | 4.0355 | 69.9083 | 79.8 | 83.0762 | 80.1 | 83.0399 | -107.4 | -109.3017 | -118.5 | -120.5152 | -121.8 | -123.8164 | -121.7 | -123.6371 | 378.8886 | 387.9188
2021-02-08 13:30 | -105 | -105.8017 | -25.3754 | 32.0054 | 114.959 | 116.0849 | -104 | -104.8093 | -236.5323 | 236.8787 | -236.5323 | 236.8787 | 12.2532 | 59.7878 | 78.6 | 81.357 | 79.5 | 82.0016 | -106.9 | -108.3391 | -118.3 | -119.9291 | -121.8 | -123.4637 | -121.6 | -123.2664 | 390.8006 | 399.131
2021-02-08 14:00 | -98 | -99.1413 | -34.0955 | 38.5545 | 111.5733 | 112.9353 | -98 | -98.9949 | -231.1014 | 231.57 | -231.1014 | 231.57 | 17.7337 | 65.4242 | 79.2 | 82.1721 | 79.5 | 82.3821 | -107.3 | -109.148 | -118.4 | -120.3639 | -121.7 | -123.5845 | -121.5 | -123.4402 | 379.9801 | 388.3284
2021-02-08 14:30 | -95 | -95.8853 | -30.1562 | 34.6538 | 107.9772 | 109.4195 | -96 | -96.8762 | -226.8112 | 227.2981 | -226.8112 | 227.2981 | 21.1247 | 67.7317 | 79.8 | 82.9933 | 79.8 | 82.8304 | -108.3 | -110.14 | -117.4 | -119.3345 | -120.4 | -122.4843 | -120.4 | -122.4115 | 375.1854 | 385.2315
2021-02-08 15:00 | -99 | -99.985 | -24.8616 | 29.3057 | 108.6715 | 110.1157 | -97 | -98.0051 | -226.0917 | 226.7313 | -226.0917 | 226.7313 | 17.7801 | 66.8148 | 79.5 | 82.5414 | 79.8 | 82.8304 | -107.8 | -109.9055 | -117.4 | -119.4435 | -120.5 | -122.5826 | -120.1 | -122.2264 | 383.136 | 393.1347
2021-02-08 15:30 | -91 | -92.228 | -28.6398 | 32.5681 | 109.2179 | 110.832 | -90 | -90.934 | -228.9157 | 229.6152 | -228.9157 | 229.6152 | 17.1691 | 65.981 | 82.8 | 86.2921 | 82.5 | 85.4347 | -111.8 | -113.9239 | -122.9 | -125.1454 | -126.1 | -128.439 | -125.9 | -128.1671 | 397.133 | 406.754
2021-02-08 16:00 | -98 | -99.6394 | -26.6047 | 32.2097 | 110.7589 | 112.7762 | -97 | -98.4784 | -240.3644 | 241.2142 | -240.3644 | 241.2142 | -5.1598 | 69.8883 | 83.4 | 87.0378 | 82.5 | 86.4401 | -111.3 | -114.0295 | -122 | -124.6775 | -125.9 | -128.3983 | -125.4 | -128.0266 | 389.3636 | 398.5704
2021-02-08 16:30 | -99 | -100.1299 | -18.2285 | 24.8889 | 113.9814 | 115.397 | -99 | -100.1299 | -246.0976 | 246.5714 | -246.0976 | 246.5714 | 5.3578 | 64.4334 | 78.3 | 81.305 | 78.9 | 82.0455 | -106.7 | -108.7276 | -117.6 | -119.7519 | -120.8 | -122.9888 | -120.7 | -122.8906 | 424.8697 | 436.1046
2021-02-08 17:00 | -92 | -92.9139 | -5.9148 | 17.9704 | 112.5659 | 113.6694 | -91 | -91.9239 | -242.5864 | 242.9556 | -242.5864 | 242.9556 | 8.9652 | 63.5451 | 77.4 | 80.1202 | 77.7 | 80.6464 | -106.2 | -107.8512 | -118.6 | -120.6493 | -122 | -124.0034 | -122 | -124.0034 | 446.3504 | 457.5562
2021-02-08 17:30 | -87 | -87.6926 | 7.4412 | 18.7037 | 101.7649 | 103.0171 | -85 | -85.8429 | -232.1121 | 232.4875 | -232.1121 | 232.4875 | -6.2063 | 76.5549 | 78 | 81.264 | 79.2 | 82.1721 | -107.7 | -109.7474 | -118 | -119.7504 | -121.3 | -123.0368 | -121 | -122.7747 | 425.5778 | 434.9232
2021-02-08 18:00 | -76 | -76.7919 | 17.8713 | 24.3296 | 95.9067 | 97.1372 | -76 | -76.7919 | -222.0337 | 222.3453 | -222.0337 | 222.3453 | 2.3076 | 70.6873 | 83.7 | 86.9094 | 84.6 | 87.9384 | -113.3 | -115.7115 | -124.1 | -126.1232 | -127.4 | -129.4595 | -127.2 | -129.2627 | 405.5757 | 414.8651
2021-02-08 18:30 | -74 | -74.4312 | 22.7877 | 26.5246 | 93.2945 | 94.1485 | -73 | -73.3348 | -217.8408 | 217.9978 | -217.8408 | 217.9978 | 6.1872 | 87.1575 | 83.4 | 86.3041 | 84.3 | 86.9493 | -113.9 | -115.9 | -123.5 | -125.2895 | -127 | -128.9391 | -127 | -128.807 | 399.9162 | 407.8641
2021-02-08 19:00 | -71 | -71.3442 | 30.0267 | 32.2698 | 89.4025 | 90.0654 | -71 | -71.2531 | -209.8976 | 209.9961 | -209.8976 | 209.9961 | 9.8044 | 89.7975 | 83.7 | 86.4422 | 83.7 | 86.2942 | -113.2 | -115.0058 | -123.7 | -125.3892 | -127.1 | -128.8559 | -126.9 | -128.6752 | 418.9767 | 426.9766
2021-02-08 19:30 | -63 | -63.1981 | 34.0026 | 36.8699 | 88.3324 | 89.0096 | -63 | -63.2851 | -213.1716 | 213.2641 | -213.1716 | 213.2641 | 6.817 | 96.7474 | 81.3 | 84.198 | 81.3 | 84.198 | -111 | -113.0417 | -121.7 | -123.602 | -124.9 | -126.7711 | -124.4 | -126.2442 | 410.3031 | 417.0812
2021-02-08 20:00 | -64 | -64.195 | 36.3758 | 38.6005 | 85.8692 | 86.369 | -65 | -65.192 | -211.6696 | 211.7154 | -211.6696 | 211.7154 | 10.1929 | 95.9399 | 81.9 | 84.8555 | 82.2 | 85.2238 | -110.9 | -112.9839 | -120.9 | -122.5439 | -124 | -125.7324 | -123.6 | -125.3546 | 405.7022 | 413.0085
2021-02-08 20:30 | -70 | -70.3491 | 27.8763 | 31.1597 | 90.4478 | 91.2245 | -70 | -70.3491 | -214.8295 | 215.0357 | -214.8295 | 215.0357 | 21.6144 | 100.7963 | 81 | 84.3123 | 81.3 | 84.684 | -110.7 | -113.1877 | -121.3 | -123.2968 | -124.8 | -126.8298 | -124.6 | -126.6869 | 409.749 | 417.1123
2021-02-08 21:00 | -73 | -73.8241 | 20.6094 | 25.7481 | 92.4396 | 93.7886 | -74 | -74.6726 | -210.6772 | 211.3225 | -210.6772 | 211.3225 | 36.7166 | 102.3688 | 82.2 | 85.7166 | 82.5 | 86.1758 | -111.5 | -114.2149 | -121.7 | -123.6903 | -124.9 | -126.9282 | -124.8 | -126.8477 | 402.3519 | 409.978
2021-02-08 21:30 | -66 | -66.6108 | 24.9938 | 28.1943 | 84.6215 | 86.0447 | -66 | -66.6108 | -205.4288 | 206.2054 | -205.4288 | 206.2054 | 50.0163 | 107.6676 | 84.3 | 88.2479 | 83.7 | 87.4982 | -113.9 | -116.6659 | -122.9 | -125.0096 | -126 | -128.3218 | -125.6 | -128.0057 | 385.1619 | 394.4733
2021-02-08 22:00 | -72 | -72.9931 | 14.0224 | 19.4775 | 89.2163 | 91.0286 | -74 | -74.9667 | -204.7462 | 205.8292 | -204.7462 | 205.8292 | 58.4865 | 117.1006 | 84.9 | 90.3483 | 84.9 | 90.6601 | -114.6 | -119.8548 | -122 | -125.8295 | -125.1 | -129.2248 | -124.6 | -128.5939 | 359.3111 | 368.8927
2021-02-08 22:30 | -61 | -61.9839 | 21.0894 | 23.5644 | 77.638 | 79.5997 | -61 | -61.9839 | -194.4529 | 195.5858 | -194.4529 | 195.5858 | 67.334 | 116.8881 | 84.3 | 89.1813 | 86.1 | 90.8847 | -115.1 | -119.4923 | -121.1 | -124.6888 | -124 | -127.6483 | -123.7 | -127.4046 | 338.2239 | 351.716
2021-02-08 23:00 | -69 | -70.214 | 11.036 | 15.2716 | 86.2111 | 88.0003 | -68 | -68.884 | -211.6761 | 212.7211 | -211.6761 | 212.7211 | 71.2133 | 119.2893 | 86.7 | 91.7436 | 87 | 91.5492 | -117.4 | -121.8155 | -122.3 | -125.9786 | -125.2 | -128.8922 | -125 | -128.6435 | 321.0491 | 336.7876
2021-02-08 23:30 | -55 | -55.5788 | 24.6793 | 26.137 | 70.4344 | 72.4501 | -56 | -56.5685 | -195.2131 | 196.0882 | -195.2131 | 196.0882 | 69.6648 | 114.181 | 84.6 | 88.5346 | 85.2 | 89.1081 | -115.5 | -118.8542 | -121.6 | -124.565 | -124.8 | -127.7725 | -124.5 | -127.5879 | 352.3995 | 368.1052
2021-02-09 | -58 | -58.6941 | 18.8899 | 20.1988 | 72.8036 | 74.7685 | -59 | -59.6825 | -189.3753 | 190.4107 | -189.3753 | 190.4107 | 72.1726 | 118.3964 | 85.5 | 89.6619 | 86.1 | 90.1449 | -115.8 | -119.3523 | -121.7 | -124.9101 | -124.9 | -128.1415 | -124.5 | -127.6453 | 337.2743 | 354.769
2021-02-09 00:30 | -55 | -56.0892 | 17.3115 | 18.6869 | 69.935 | 72.401 | -55 | -55.9017 | -182.1065 | 183.7597 | -182.1065 | 183.7597 | 71.2318 | 113.5746 | 85.8 | 90.1449 | 85.8 | 89.948 | -115.7 | -119.2548 | -121.3 | -124.3782 | -124.1 | -127.2195 | -123.8 | -127.1132 | 323.313 | 341.6091
2021-02-09 01:00 | -61 | -62.1691 | 11.2917 | 14.1331 | 74.8109 | 77.5105 | -61 | -62.1691 | -184.2707 | 186.3067 | -184.2707 | 186.3067 | 68.736 | 114.7579 | 86.4 | 91.0736 | 86.4 | 91.0736 | -116.9 | -120.9149 | -121.9 | -124.9994 | -125 | -128.2078 | -124.5 | -128.0216 | 304.7918 | 322.6327
2021-02-09 01:30 | -64 | -65.7343 | 9.5346 | 14.9648 | 75.7917 | 79.2025 | -63 | -64.5368 | -183.3933 | 186.068 | -183.3933 | 186.068 | 68.1214 | 117.1913 | 86.4 | 91.2651 | 86.7 | 91.7436 | -116.9 | -121.3069 | -121.1 | -124.5473 | -124.5 | -128.2786 | -124.3 | -128.0832 | 285.7829 | 306.1043
2021-02-09 02:00 | -62 | -63.7887 | 9.8324 | 15.0928 | 75.3113 | 78.8353 | -62 | -63.7887 | -178.3039 | 181.1452 | -178.3039 | 181.1452 | 70.1879 | 117.0292 | 85.5 | 91.0148 | 85.8 | 91.2967 | -116.3 | -121.5975 | -120.6 | -124.5454 | -123.5 | -127.4539 | -123.2 | -127.3384 | 275.8302 | 296.7241
2021-02-09 02:30 | -66 | -67.6831 | 5.2428 | 12.17 | 78.8817 | 82.1248 | -66 | -67.4685 | -181.7983 | 184.3775 | -181.7983 | 184.3775 | 74.8704 | 120.1319 | 86.1 | 91.4769 | 86.1 | 91.6813 | -115.9 | -120.9831 | -120.1 | -123.8877 | -123.2 | -127.0647 | -123 | -127.0442 | 271.993 | 292.9369
2021-02-09 03:00 | -66 | -67.9117 | 0.34025 | 11.9302 | 84.0466 | 87.285 | -66 | -67.9117 | -188.0487 | 190.6612 | -188.0487 | 190.6612 | 71.678 | 118.9746 | 87 | 92.9424 | 87.3 | 93.3289 | -116.9 | -122.5555 | -120.9 | -124.8647 | -123.8 | -127.919 | -123.1 | -127.4206 | 269.8564 | 288.7007
2021-02-09 03:30 | -71 | -72.5672 | 1.1559 | 11.7814 | 84.3441 | 87.226 | -71 | -72.5672 | -179.4146 | 181.5091 | -179.4146 | 181.5091 | 74.2383 | 118.7566 | 86.4 | 91.8608 | 85.8 | 91.2967 | -116.5 | -121.558 | -120 | -123.8154 | -123.2 | -127.0893 | -123 | -127.1912 | 273.7704 | 294.588
2021-02-09 04:00 | -71 | -72.5672 | 5.3056 | 14.1986 | 83.8718 | 86.8347 | -71 | -72.5672 | -178.2078 | 180.2377 | -178.2078 | 180.2377 | 65.7345 | 115.2342 | 85.8 | 91.3996 | 86.1 | 91.4769 | -116.3 | -121.5392 | -120.5 | -124.2771 | -123.4 | -127.357 | -122.9 | -126.9725 | 284.3468 | 301.7886
2021-02-09 04:30 | -71 | -72.3671 | 6.1671 | 12.9764 | 84.0777 | 86.3624 | -70 | -71.1969 | -183.3705 | 184.9794 | -183.3705 | 184.9794 | 60.1777 | 108.2925 | 81.9 | 86.9162 | 81 | 86.1705 | -110.1 | -114.712 | -113.7 | -117.1932 | -116.9 | -120.4193 | -116.9 | -120.4434 | 309.9597 | 327.0724
2021-02-09 05:00 | -60 | -60.8276 | 18.8731 | 22.5843 | 82.292 | 83.471 | -60 | -60.8276 | -188.8422 | 189.4219 | -188.8422 | 189.4219 | 0 | 0 | 87.9 | 92.9758 | 87.9 | 92.6864 | -119 | -123.3582 | -117.9 | -120.126 | -120.4 | -122.6338 | -120.7 | -122.9094 | 314.4903 | 323.551
2021-02-09 05:30 | -64 | -64.4981 | 25.6373 | 29.3014 | 81.2506 | 82.2226 | -63 | -63.5059 | -193.6777 | 194.0399 | -193.6777 | 194.0399 | 0 | 0 | 87.9 | 92.782 | 87.6 | 92.7907 | -119 | -123.3582 | -120.2 | -122.6715 | -122.9 | -125.4169 | -122.9 | -125.4369 | 338.0305 | 348.6298
2021-02-09 06:00 | -63 | -63.5059 | 29.3279 | 33.025 | 81.4919 | 82.2862 | -61 | -61.4003 | -201.4587 | 201.6875 | -201.4587 | 201.6875 | 0 | 0 | 86.1 | 91.1768 | 85.2 | 90.3274 | -115.6 | -120.0546 | -121.4 | -124.4317 | -124.3 | -127.2841 | -124.7 | -127.7178 | 362.0461 | 372.2026
2021-02-09 06:30 | -63 | -63.3877 | 36.1219 | 40.4042 | 78.004 | 78.9618 | -62 | -62.3939 | -203.3222 | 203.5047 | -203.3222 | 203.5047 | 0 | 0 | 83.4 | 87.8483 | 84 | 88.5122 | -114.1 | -117.9526 | -123 | -125.0107 | -126.1 | -128.0393 | -126.2 | -128.2323 | 393.0869 | 399.3621
2021-02-09 07:00 | -63 | -63.2851 | 24.0418 | 29.3508 | 83.8416 | 84.5329 | -64 | -64.2806 | -208.3308 | 208.428 | -208.3308 | 208.428 | 0 | 0 | 83.1 | 87.4694 | 82.8 | 87.1845 | -111.7 | -115.1803 | -122.1 | -123.8256 | -124.9 | -126.555 | -125.4 | -127.097 | 393.0143 | 399.1972
2021-02-09 07:30 | -65 | -65.0692 | 17.4958 | 21.3675 | 81.8342 | 82.3197 | -65 | -65.123 | -201.3328 | 201.339 | -201.3328 | 201.339 | 0 | 0 | 83.1 | 86.5499 | 83.1 | 86.9244 | -113.1 | -115.7232 | -121.4 | -122.9089 | -124.8 | -126.2989 | -124.6 | -126.1166 | 426.6519 | 432.3649
2021-02-09 08:00 | -70 | -70.5762 | 8.1768 | 19.4603 | 86.689 | 87.8343 | -70 | -70.5762 | -200.5681 | 200.6768 | -200.5681 | 200.6768 | 0 | 0 | 83.4 | 87.124 | 84.3 | 87.7324 | -114.7 | -117.2666 | -122.2 | -123.5541 | -124.9 | -126.3824 | -125.2 | -126.7404 | 433.2847 | 437.8369
2021-02-09 08:30 | -80 | -80.895 | 0.44188 | 19.943 | 94.7882 | 96.0587 | -79 | -79.7621 | -206.6103 | 206.7748 | -206.6103 | 206.7748 | 0 | 0 | 77.7 | 82.5573 | 77.4 | 82.1737 | -104.9 | -108.344 | -115 | -116.5918 | -117.6 | -119.1091 | -117.6 | -119.3208 | 417.5864 | 421.6227
2021-02-09 09:00 | -69 | -69.5845 | 1.3033 | 16.9794 | 80.1525 | 81.5001 | -68 | -68.593 | -185.1965 | 185.3601 | -185.1965 | 185.3601 | 0 | 0 | 72.3 | 77.0726 | 72.3 | 77.2825 | -98.7 | -102.1697 | -107.6 | -109.0461 | -110.5 | -111.9726 | -110.2 | -111.6765 | 405.0757 | 409.3221
2021-02-09 09:30 | -52 | -52.2398 | 6.3188 | 13.6345 | 64.2281 | 65.3924 | -52 | -52.2398 | -153.0704 | 153.1304 | -153.0704 | 153.1304 | 0 | 0 | 78.6 | 82.7391 | 80.1 | 84.5282 | -108.5 | -111.5485 | -115.2 | -116.6133 | -118 | -119.4725 | -117.9 | -119.2438 | 390.47 | 395.4714
2021-02-09 10:00 | -52 | -52.2398 | 5.95 | 11.0537 | 58.1937 | 59.0877 | -52 | -52.1536 | -141.2524 | 141.2609 | -141.2524 | 141.2609 | 0 | 0 | 86.4 | 90.1698 | 87 | 90.7449 | -116.7 | -119.7378 | -121.6 | -123.0909 | -124.5 | -126.1281 | -124.4 | -125.9502 | 357.8216 | 362.7039
2021-02-09 10:30 | -50 | -50 | 2.3256 | 6.3763 | 57.8213 | 58.1612 | -49 | -49 | -141.8411 | 141.9075 | -141.8411 | 141.9075 | 0 | 0 | 86.1 | 90.789 | 87.3 | 91.6499 | -117.1 | -120.6857 | -121.6 | -123.3159 | -124.3 | -126.0283 | -124.6 | -126.3739 | 338.6823 | 342.6031
2021-02-09 11:00 | -40 | -40.0125 | 6.8085 | 8.44 | 50.53 | 50.8036 | -39 | -39.0128 | -123.3723 | 123.5014 | -123.3723 | 123.5014 | 0 | 0 | 86.1 | 90.2342 | 86.4 | 90.3433 | -117.4 | -120.4872 | -120.6 | -122.1663 | -123.4 | -125.0424 | -123.4 | -124.9784 | 332.2989 | 337.7357
2021-02-09 11:30 | -40 | -40.0125 | 5.5329 | 6.2744 | 49.2104 | 49.383 | -40 | -40.0125 | -124.2907 | 124.4984 | -124.2907 | 124.4984 | 0 | 0 | 86.4 | 90.1449 | 86.7 | 90.5434 | -116.6 | -119.6179 | -121.4 | -122.9246 | -124.1 | -125.7013 | -124.3 | -125.8514 | 330.9254 | 336.4348
2021-02-09 12:00 | -38 | -38.0526 | 9.8759 | 10.8286 | 43.9763 | 44.2167 | -38 | -38.1182 | -113.51 | 113.6443 | -113.51 | 113.6443 | 0 | 0 | 87.3 | 90.948 | 86.7 | 90.288 | -116.8 | -119.7025 | -121.9 | -123.4498 | -124.4 | -125.9502 | -124.6 | -126.2779 | 331.1911 | 336.6011
2021-02-09 12:30 | -39 | -39.2046 | 11.5834 | 11.9528 | 42.922 | 43.056 | -39 | -39.2046 | -110.3684 | 110.5877 | -110.3684 | 110.5877 | 0 | 0 | 84.9 | 88.6468 | 84.6 | 88.1883 | -115.1 | -118 | -120.2 | -121.6459 | -122.6 | -124.0635 | -122.6 | -124.0789 | 333.7288 | 338.5172
2021-02-09 13:00 | -33 | -33.541 | 11.4675 | 11.612 | 44.7132 | 44.9809 | -35 | -35.3553 | -105.9053 | 106.7937 | -105.9053 | 106.7937 | 0 | 0 | 86.1 | 89.6282 | 85.8 | 89.1747 | -115.9 | -118.6721 | -120.4 | -121.7142 | -123.1 | -124.5577 | -123.1 | -124.6565 | 344.8116 | 349.0585
2021-02-09 13:30 | -29 | -30.0832 | 23.3555 | 23.4153 | 37.3226 | 38.0681 | -28 | -29.1204 | -95.4559 | 96.9859 | -95.4559 | 96.9859 | 0 | 0 | 84.9 | 88.561 | 84.9 | 88.4761 | -114.4 | -117.1642 | -121 | -122.5295 | -123.7 | -125.3224 | -123.5 | -125.093 | 350.6075 | 356.505
2021-02-09 14:00 | -20 | -20.2237 | 29.7417 | 30.2931 | 32.4712 | 32.7635 | -19 | -19.105 | -92.5795 | 92.9653 | -92.5795 | 92.9653 | 0 | 0 | 84.3 | 88.3371 | 85.5 | 89.3078 | -114.7 | -117.744 | -121.4 | -123.0202 | -124.2 | -125.9132 | -124.6 | -126.2914 | 364.8164 | 369.563
2021-02-09 14:30 | -29 | -29.0172 | 24.703 | 25.3456 | 37.9211 | 38.1662 | -30 | -30.0666 | -100.3103 | 100.6007 | -100.3103 | 100.6007 | 0 | 0 | 84.9 | 88.6468 | 85.8 | 89.5951 | -114.6 | -117.5791 | -122.2 | -123.8258 | -125.2 | -126.8672 | -125.2 | -126.8834 | 359.9852 | 365.5626
2021-02-09 15:00 | -36 | -36 | 19.6425 | 21.006 | 47.9892 | 48.3795 | -36 | -36 | -119.796 | 119.9092 | -119.796 | 119.9092 | 0 | 0 | 83.7 | 87.4113 | 83.7 | 87.7647 | -112.8 | -115.608 | -122 | -123.6938 | -125.2 | -126.8997 | -125.4 | -127.097 | 387.2994 | 391.8922
2021-02-09 15:30 | -33 | -33 | 31.4592 | 32.5464 | 39.8284 | 40.5704 | -33 | -33 | -111.16 | 111.1605 | -111.16 | 111.1605 | 0 | 0 | 81.9 | 85.9582 | 82.2 | 86.0644 | -111.6 | -114.6861 | -122.5 | -124.1706 | -125.4 | -127.097 | -125.5 | -127.1957 | 394.137 | 398.3512
2021-02-09 16:00 | -25 | -25.0799 | 42.1053 | 42.2563 | 37.3051 | 37.4462 | -26 | -26.1725 | -112.025 | 112.315 | -112.025 | 112.315 | 0 | 0 | 82.2 | 85.8886 | 81.9 | 85.778 | -110.5 | -113.3593 | -123.9 | -125.5359 | -127.2 | -128.7627 | -127.1 | -128.6952 | 406.0529 | 409.9737
2021-02-09 16:30 | -21 | -21.3776 | 58.2041 | 58.2209 | 30.776 | 31.2713 | -21 | -21.587 | -106.224 | 106.8239 | -106.224 | 106.8239 | -21.9597 | 79.2282 | 81.6 | 84.5659 | 81 | 84.2295 | -109.1 | -111.2177 | -124.6 | -126.7232 | -127.9 | -130.023 | -127.9 | -130.005 | 422.5109 | 429.3006
2021-02-09 17:00 | -21 | -21.3776 | 66.3381 | 66.4167 | 33.865 | 34.3097 | -20 | -20.8806 | -114.0085 | 114.5431 | -114.0085 | 114.5431 | -39.1649 | 78.9589 | 81 | 83.8305 | 81 | 83.9083 | -109.9 | -111.7773 | -124.7 | -126.6959 | -128.1 | -130.0957 | -128.2 | -130.2645 | 415.9664 | 422.916
2021-02-09 17:30 | -17 | -17.72 | 73.9657 | 74.0179 | 35.596 | 36.3584 | -17 | -17.72 | -122.1985 | 123.0478 | -122.1985 | 123.0478 | -49.3947 | 79.5721 | 81.6 | 84.1114 | 81.9 | 84.6245 | -110.5 | -112.3673 | -126.2 | -128.1377 | -129.6 | -131.5386 | -129.6 | -131.5046 | 415.8764 | 423.3643
2021-02-09 18:00 | -18 | -18.9737 | 81.0638 | 81.1784 | 38.4209 | 39.3374 | -18 | -18.9737 | -131.4581 | 132.3922 | -131.4581 | 132.3922 | -53.8847 | 81.9845 | 81.3 | 83.9684 | 82.2 | 84.9148 | -110.8 | -112.7912 | -125.1 | -127.1967 | -128.9 | -130.9712 | -128.6 | -130.7921 | 421.9193 | 429.2663
2021-02-09 18:30 | -18 | -18.4391 | 83.2854 | 83.4721 | 40.9046 | 41.5725 | -18 | -18.6815 | -133.3025 | 134.1834 | -133.3025 | 134.1834 | -44.4173 | 75.062 | 81.6 | 84.5659 | 81.6 | 84.7254 | -110.5 | -112.708 | -123.8 | -126.1239 | -127.1 | -129.4021 | -127 | -129.3227 | 407.5489 | 416.6317
2021-02-09 19:00 | -9 | -14.2127 | 97.3755 | 97.3967 | 32.8984 | 35.2036 | -9 | -14.2127 | -121.8911 | 123.8474 | -121.8911 | 123.8474 | -39.6135 | 77.8422 | 82.2 | 85.8021 | 81.6 | 85.4026 | -110.5 | -113.4267 | -122.6 | -125.2853 | -126 | -128.6951 | -125.9 | -128.5769 | 400.2346 | 409.5035
2021-02-09 19:30 | -14 | -16.1245 | 90.5036 | 90.5796 | 39.9875 | 41.5081 | -15 | -17.4929 | -132.4272 | 133.9871 | -132.4272 | 133.9871 | -31.3427 | 80.0663 | 82.5 | 86.6211 | 81.9 | 85.8676 | -111.5 | -114.6523 | -122.7 | -125.4244 | -125.9 | -128.6381 | -125.9 | -128.6176 | 397.6263 | 407.0042
2021-02-09 20:00 | -24 | -25 | 88.4517 | 88.6763 | 42.9328 | 43.8172 | -23 | -24.0416 | -137.8586 | 138.956 | -137.8586 | 138.956 | -19.573 | 90.4764 | 81.6 | 85.9509 | 81.9 | 86.5218 | -110.5 | -114.1162 | -122.6 | -125.0437 | -126 | -128.4368 | -125.9 | -128.3581 | 400.1661 | 407.1287
2021-02-09 20:30 | -19 | -19.2354 | 85.0618 | 85.3185 | 42.0449 | 42.3864 | -19 | -19.2354 | -132.0506 | 132.4651 | -132.0506 | 132.4651 | 1.7146 | 89.7817 | 81.6 | 86.8369 | 81.6 | 86.8369 | -111 | -115.3558 | -122.5 | -125.5594 | -126.1 | -129.0213 | -125.7 | -128.6944 | 406.1721 | 414.1708
2021-02-09 21:00 | -30 | -30.4138 | 72.8242 | 72.9031 | 49.7961 | 50.0739 | -30 | -30.4138 | -139.312 | 139.667 | -139.312 | 139.667 | 26.7512 | 85.3905 | 82.8 | 87.091 | 84.3 | 88.4273 | -113.9 | -117.2911 | -124.5 | -127.7428 | -127.9 | -131.1465 | -127.3 | -130.6368 | 395.6928 | 405.1032
2021-02-09 21:30 | -23 | -23.0868 | 68.2142 | 68.2394 | 47.2233 | 47.2957 | -23 | -23.3452 | -135.8704 | 135.9959 | -135.8704 | 135.9959 | 47.7206 | 96.0782 | 88.5 | 92.7039 | 89.1 | 93.4561 | -119.5 | -123.5022 | -128.4 | -131.9728 | -132.1 | -135.6887 | -131.4 | -134.9387 | 379.9344 | 391.1737
2021-02-09 22:00 | -22 | -22.0227 | 68.1436 | 68.148 | 41.2091 | 41.4289 | -22 | -22.0907 | -121.6982 | 121.716 | -121.6982 | 121.716 | 73.0474 | 130.844 | 98.7 | 103.0717 | 100.5 | 104.8821 | -134.1 | -138.6291 | -140.6 | -144.0418 | -144.6 | -148.034 | -144.1 | -147.7195 | 331.0888 | 340.7577
2021-02-09 22:30 | -21 | -21.095 | 68.1287 | 68.1575 | 37.1573 | 37.3754 | -20 | -20.0998 | -124.9934 | 125.0143 | -124.9934 | 125.0143 | 99.972 | 147.7042 | 112.5 | 115.9806 | 111.6 | 115.4076 | -149.7 | -154.5964 | -154.7 | -158.7209 | -159 | -163.0245 | -158 | -162.1163 | 313.0703 | 323.6145
2021-02-09 23:00 | -12 | -12.6491 | 70.9181 | 71.0958 | 30.1289 | 30.3976 | -12 | -12.6491 | -115.4934 | 115.5433 | -115.4934 | 115.5433 | 113.7392 | 156.5137 | 114.3 | 118.1714 | 116.7 | 120.4944 | -154.6 | -159.8168 | -157.8 | -162.1026 | -162.3 | -166.6437 | -161.7 | -166.2202 | 299.8857 | 313.0874
2021-02-09 23:30 | 0 | 5 | 81.236 | 81.4723 | 16.6596 | 17.4525 | 0 | 5 | -100.9263 | 101.1253 | -100.9263 | 101.1253 | 106.3298 | 152.09 | 120.6 | 123.9218 | 120.9 | 124.2138 | -160.9 | -165.9188 | -164.2 | -168.3973 | -168.3 | -172.6698 | -167.7 | -172.2206 | 297.2319 | 310.9422
2021-02-10 | -5 | -5.831 | 71.4746 | 71.7414 | 22.5242 | 22.8562 | -4 | -5 | -101.2383 | 101.2913 | -101.2383 | 101.2913 | 116.4563 | 159.3987 | 120.3 | 123.912 | 120.9 | 124.4946 | -161.1 | -166.4345 | -164 | -168.5787 | -168.6 | -173.1198 | -168.1 | -172.8167 | 287.7901 | 302.4414
2021-02-10 00:30 | -12 | -12.0416 | 61.0149 | 61.2578 | 29.4404 | 30.102 | -13 | -13.0384 | -104.0474 | 104.0559 | -104.0474 | 104.0559 | 117.5768 | 163.1848 | 127.5 | 131.6265 | 128.4 | 132.4985 | -170.6 | -177.4424 | -171.5 | -176.9801 | -176.3 | -181.9277 | -175 | -180.7931 | 250.9031 | 266.0116
2021-02-10 01:00 | -18 | -18 | 56.7447 | 56.9045 | 31.5941 | 32.7568 | -18 | -18 | -103.8784 | 103.9949 | -103.8784 | 103.9949 | 123.1064 | 168.6434 | 131.7 | 135.7715 | 132 | 136.3585 | -175.1 | -182.6013 | -175.8 | -181.7439 | -181 | -187.1036 | -179.6 | -185.7752 | 233.4097 | 248.8062
2021-02-10 01:30 | -16 | -16 | 56.3824 | 56.552 | 30.041 | 31.6149 | -16 | -16 | -101.133 | 101.3619 | -101.133 | 101.3619 | 114.326 | 161.6169 | 123.6 | 128.4872 | 121.8 | 126.4296 | -162 | -168.8766 | -163.2 | -168.5928 | -167.5 | -172.9385 | -166.9 | -172.577 | 240.1904 | 256.8192
2021-02-10 02:00 | -18 | -18 | 52.7886 | 53.0698 | 33.6916 | 34.7261 | -19 | -19 | -103.7513 | 103.8896 | -103.7513 | 103.8896 | 127.1398 | 168.9774 | 127.2 | 131.1878 | 128.1 | 132.4333 | -170.1 | -177.3529 | -170.5 | -176.2621 | -175.3 | -181.1338 | -174.4 | -180.4156 | 219.2594 | 239.755
2021-02-10 02:30 | -13 | -13.0384 | 55.9697 | 56.6353 | 28.2359 | 28.9166 | -13 | -13.1529 | -94.5119 | 94.5249 | -94.5119 | 94.5249 | 137.4194 | 176.8523 | 132.3 | 136.5 | 132.3 | 136.7243 | -175.1 | -182.7725 | -175.3 | -181.2858 | -179.2 | -185.3629 | -179.2 | -185.5951 | 216.7504 | 237.3782
2021-02-10 03:00 | -11 | -11.0454 | 57.347 | 57.7978 | 27.9718 | 28.953 | -12 | -12.0416 | -93.3125 | 93.3706 | -93.3125 | 93.3706 | 130.1202 | 172.3148 | 132.6 | 136.9394 | 132.9 | 137.2299 | -175.5 | -183.3951 | -175 | -181.124 | -179.5 | -185.7041 | -179 | -185.4803 | 206.9254 | 228.3861
2021-02-10 03:30 | -11 | -11.1803 | 58.3827 | 58.966 | 27.9603 | 28.5194 | -12 | -12.3693 | -93.9282 | 93.9385 | -93.9282 | 93.9385 | 134.9674 | 174.7145 | 132.6 | 136.3598 | 132.6 | 136.5 | -175.8 | -182.8269 | -175.8 | -181.6177 | -180.3 | -186.2247 | -179.8 | -185.9941 | 217.2402 | 239.535
2021-02-10 04:00 | -10 | -10.4403 | 65.7551 | 66.2665 | 22.6518 | 23.0883 | -11 | -11.4018 | -86.7161 | 86.7177 | -86.7161 | 86.7177 | 134.8417 | 172.9394 | 132 | 135.6372 | 131.4 | 135.1932 | -174.7 | -181.2273 | -175.7 | -181.2469 | -180 | -185.5397 | -179.5 | -185.2509 | 228.111 | 249.6533
2021-02-10 04:30 | -4 | -5.6569 | 70.7962 | 71.1564 | 21.0658 | 21.5236 | -4 | -5.6569 | -85.545 | 85.5592 | -85.545 | 85.5592 | 129.9857 | 167.6038 | 133.2 | 136.471 | 132.9 | 136.085 | -175.8 | -181.8616 | -176.5 | -181.8054 | -180.4 | -185.7358 | -180.3 | -185.8793 | 240.4858 | 261.9876
2021-02-10 05:00 | -3 | -3.1623 | 74.6561 | 74.676 | 23.6783 | 24.3247 | -3 | -3.1623 | -93.7532 | 93.7553 | -93.7532 | 93.7553 | 0 | 0 | 137.7 | 141.6693 | 137.7 | 141.8835 | -182.3 | -190.0165 | -171.4 | -176.1429 | -174.8 | -179.7516 | -174.9 | -179.8722 | 197.6538 | 210.7088
2021-02-10 05:30 | -5 | -5.099 | 81.1103 | 81.1714 | 25.4941 | 25.8821 | -5 | -5.099 | -101.9807 | 102.0197 | -101.9807 | 102.0197 | 0 | 0 | 136.2 | 140.2833 | 136.8 | 140.8659 | -180.8 | -188.3801 | -173.3 | -177.5903 | -177.3 | -181.7341 | -177.4 | -181.8317 | 216.2903 | 226.71
2021-02-10 06:00 | -5 | -5 | 86.1417 | 86.2628 | 25.7571 | 26.0664 | -3 | -3 | -106.4892 | 106.5642 | -106.4892 | 106.5642 | 0 | 0 | 135 | 139.1913 | 136.2 | 140.5016 | -179.5 | -187.3605 | -174.7 | -179.5384 | -178.5 | -183.4035 | -178.6 | -183.6801 | 243.8039 | 254.4532
2021-02-10 06:30 | -5 | -9.434 | 86.9936 | 86.9954 | 27.8379 | 30.1125 | -4 | -9.8489 | -115.8135 | 117.3967 | -115.8135 | 117.3967 | 0 | 0 | 133.5 | 137.2545 | 133.2 | 137.0133 | -176.4 | -183.1327 | -174.8 | -178.4083 | -178.7 | -182.2704 | -178.9 | -182.4862 | 263.2291 | 273.5189
2021-02-10 07:00 | -14 | -15.2315 | 76.2299 | 76.3422 | 38.4432 | 39.3564 | -15 | -16.5529 | -128.901 | 129.7082 | -128.901 | 129.7082 | 0 | 0 | 134.4 | 137.8395 | 134.4 | 137.7075 | -178.5 | -184.7119 | -175.4 | -178.7801 | -179.3 | -182.6841 | -179.3 | -182.7033 | 263.8244 | 271.8337
2021-02-10 07:30 | -24 | -24.1868 | 60.953 | 61.0764 | 41.3005 | 41.6815 | -24 | -24.3311 | -133.3357 | 133.8325 | -133.3357 | 133.8325 | 0 | 0 | 133.5 | 137.2352 | 132.9 | 136.7217 | -176.2 | -182.8329 | -174 | -177.4655 | -177.8 | -181.4079 | -177.9 | -181.5059 | 267.6594 | 273.7205
2021-02-10 08:00 | -25 | -25.4951 | 54.6817 | 54.7031 | 40.7447 | 41.265 | -25 | -25.4951 | -128.6452 | 129.5319 | -128.6452 | 129.5319 | 0 | 0 | 133.2 | 137.1551 | 132.9 | 136.8638 | -175.8 | -182.8544 | -175 | -178.6444 | -178.6 | -182.3297 | -178.9 | -182.6055 | 281.2183 | 285.3359
2021-02-10 08:30 | -24 | -25.632 | 50.8274 | 50.8929 | 40.212 | 41.5984 | -24 | -25.632 | -129.1827 | 130.6086 | -129.1827 | 130.6086 | 0 | 0 | 132 | 135.3 | 132.9 | 136.3103 | -175.5 | -181.5558 | -175.3 | -178.4535 | -179.5 | -182.729 | -179.6 | -182.729 | 285.5742 | 290.0395
2021-02-10 09:00 | -22 | -23.7697 | 46.7975 | 46.8588 | 37.0137 | 38.5194 | -22 | -23.7697 | -124.0111 | 125.2995 | -124.0111 | 125.2995 | 0 | 0 | 132.9 | 136.0906 | 133.5 | 136.8017 | -176.2 | -182.1358 | -174.6 | -177.7285 | -178.6 | -181.8075 | -178.4 | -181.5737 | 279.6906 | 284.4498
2021-02-10 09:30 | -28 | -29.4109 | 41.5979 | 41.5998 | 36.5166 | 37.6409 | -28 | -29.4109 | -121.8136 | 122.8773 | -121.8136 | 122.8773 | 0 | 0 | 134.1 | 137.3496 | 135 | 138.2932 | -175.9 | -181.8406 | -174.9 | -177.8575 | -178.7 | -181.8129 | -178.8 | -181.8562 | 273.2202 | 277.2524
2021-02-10 10:00 | -28 | -29.7321 | 36.7694 | 36.9712 | 41.733 | 43.4213 | -28 | -29.7321 | -126.5425 | 128.4026 | -126.5425 | 128.4026 | 0 | 0 | 133.2 | 136.0294 | 134.1 | 137.1578 | -176.1 | -181.6111 | -175.5 | -179.4826 | -179.6 | -183.7856 | -179.7 | -183.8834 | 286.2729 | 295.4334
2021-02-10 10:30 | -27 | -30.4138 | 35.1775 | 35.7692 | 39.1137 | 41.4617 | -26 | -29.5296 | -119.6779 | 122.0559 | -119.6779 | 122.0559 | 0 | 0 | 134.4 | 136.8539 | 132.9 | 135.4967 | -176.9 | -181.5666 | -176.3 | -179.8782 | -180.3 | -184.0774 | -180.4 | -184.1152 | 292.9937 | 303.0182
2021-02-10 11:00 | -30 | -39.0512 | 36.2616 | 39.4 | 42.8321 | 49.5141 | -29 | -38.2884 | -125.8282 | 132.6257 | -125.8282 | 132.6257 | 0 | 0 | 132.6 | 135.0297 | 133.5 | 135.9702 | -175.8 | -180.4724 | -176 | -179.5644 | -180 | -183.7465 | -180.1 | -183.8013 | 295.7518 | 303.6176
2021-02-10 11:30 | -29 | -41.0122 | 39.2826 | 43.167 | 38.4677 | 47.7025 | -29 | -41.0122 | -119.9351 | 128.3261 | -119.9351 | 128.3261 | 0 | 0 | 133.5 | 136.203 | 132.9 | 135.7357 | -176.5 | -181.7124 | -177 | -181.4635 | -180.9 | -185.6216 | -180.8 | -185.4571 | 312.8333 | 318.8062
2021-02-10 12:00 | -29 | -42.45 | 40.0336 | 45.4067 | 43.2887 | 53.8374 | -28 | -42.5206 | -125.7765 | 136.1293 | -125.7765 | 136.1293 | 0 | 0 | 132.3 | 134.7351 | 133.5 | 135.6402 | -174.5 | -179.0482 | -176.7 | -180.8883 | -180.6 | -184.955 | -180.7 | -185.0312 | 324.3933 | 330.0606
2021-02-10 12:30 | -29 | -42.45 | 44.816 | 48.6332 | 42.3831 | 52.8263 | -29 | -42.45 | -125.7332 | 136.013 | -125.7332 | 136.013 | 0 | 0 | 132.9 | 135.1576 | 132.6 | 134.8626 | -174.7 | -179.1098 | -178.3 | -185.756 | -182.4 | -190.1381 | -182.4 | -190.1972 | 334.762 | 355.8408
2021-02-10 13:00 | -28 | -40.3113 | 49.2418 | 51.8434 | 44.8672 | 54.3861 | -28 | -40.3113 | -128.1352 | 137.8873 | -128.1352 | 137.8873 | 0 | 0 | 130.5 | 132.8543 | 130.5 | 132.9108 | -173.7 | -178.1439 | -180.5 | -187.5395 | -184.8 | -192.0854 | -184.9 | -192.1816 | 364.3915 | 380.2575
2021-02-10 13:30 | -30 | -39.6989 | 53.8482 | 54.9181 | 47.3667 | 55.4619 | -31 | -40.4599 | -132.4397 | 141.222 | -132.4397 | 141.222 | 0 | 0 | 129.3 | 130.674 | 129.3 | 130.7621 | -171.7 | -174.4406 | -180.6 | -185.8119 | -184.8 | -190.1265 | -184.7 | -190.0792 | 389.4142 | 404.3827
2021-02-10 14:00 | -32 | -42.5206 | 57.9807 | 59.0098 | 50.263 | 58.8782 | -31 | -41.7732 | -136.2432 | 145.5175 | -136.2432 | 145.5175 | 0 | 0 | 128.7 | 129.6062 | 129 | 130.0509 | -170.5 | -172.3421 | -183.2 | -187.6233 | -187.3 | -191.8209 | -187.4 | -191.9185 | 415.4109 | 427.8169
2021-02-10 14:30 | -28 | -39.598 | 62.323 | 63.0027 | 44.8692 | 53.6244 | -27 | -38.1838 | -132.6839 | 141.3599 | -132.6839 | 141.3599 | 0 | 0 | 129.3 | 131.6757 | 129.9 | 132.2088 | -170.8 | -174.9544 | -184.6 | -188.9052 | -189.2 | -193.5914 | -189.1 | -193.5362 | 450.3893 | 460.9979
2021-02-10 15:00 | -28 | -41.0366 | 67.8022 | 68.8427 | 46.1387 | 55.9127 | -28 | -41.0366 | -141.9633 | 151.9254 | -141.9633 | 151.9254 | 0 | 0 | 123.6 | 124.9474 | 123.3 | 124.7401 | -164.9 | -167.4828 | -184.5 | -187.6248 | -189.2 | -192.3198 | -188.8 | -192.0607 | 485.1217 | 491.8065
2021-02-10 15:30 | -25 | -39.0512 | 77.4804 | 78.3717 | 46.5275 | 56.4845 | -26 | -38.9487 | -144.6927 | 154.5252 | -144.6927 | 154.5252 | 0 | 0 | 124.2 | 125.9629 | 124.5 | 126.5168 | -165.9 | -168.996 | -186.8 | -190.5466 | -191.3 | -194.9988 | -191.1 | -194.9396 | 497.9446 | 507.0341
2021-02-10 16:00 | -27 | -29.5466 | 81.5296 | 82.2277 | 50.6324 | 53.0205 | -27 | -29.9666 | -150.0666 | 152.9505 | -150.0666 | 152.9505 | -61.5015 | 67.1804 | 123.9 | 126.3773 | 125.1 | 127.7327 | -164.4 | -168.2179 | -187.7 | -192.4957 | -192.5 | -197.3095 | -192.5 | -197.331 | 487.9002 | 501.0615
2021-02-10 16:30 | -26 | -30.0167 | 91.0528 | 91.5574 | 50.2532 | 53.6009 | -26 | -30.0167 | -151.0493 | 154.9368 | -151.0493 | 154.9368 | -74.6509 | 77.734 | 125.7 | 127.5423 | 126 | 127.8891 | -167.1 | -170.2695 | -185.8 | -190.479 | -190.3 | -195.0976 | -190.2 | -194.9781 | 498.1261 | 510.7707
2021-02-10 17:00 | -24 | -28.8444 | 99.8925 | 100.6251 | 50.6995 | 54.4223 | -23 | -28.0179 | -158.6853 | 162.9116 | -158.6853 | 162.9116 | -88.17 | 90.1355 | 126 | 127.738 | 125.7 | 127.4919 | -167.1 | -170.2695 | -185.7 | -190.3025 | -190.4 | -194.9881 | -190.3 | -194.9445 | 500.8113 | 512.1882
2021-02-10 17:30 | -21 | -26.4008 | 109.3882 | 110.2409 | 48.6881 | 53.1092 | -21 | -26.4008 | -160.0349 | 164.7263 | -160.0349 | 164.7263 | -88.4965 | 90.0743 | 126.6 | 128.4802 | 126.3 | 128.2885 | -168.6 | -171.8959 | -187.2 | -191.9417 | -191.8 | -196.671 | -191.7 | -196.5073 | 494.3318 | 506.6874
2021-02-10 18:00 | -14 | -19.799 | 120.0733 | 121.1881 | 43.9195 | 48.4023 | -14 | -19.799 | -155.1369 | 159.715 | -155.1369 | 159.715 | -93.6274 | 97.4575 | 126.9 | 129.3779 | 126.9 | 129.5562 | -168.2 | -172.4814 | -186.3 | -191.7758 | -190.9 | -196.3874 | -190.9 | -196.4145 | 490.9306 | 504.2041
2021-02-10 18:30 | -4 | -15.5242 | 131.5211 | 132.7519 | 34.8621 | 41.3184 | -5 | -15.8114 | -140.5784 | 146.0327 | -140.5784 | 146.0327 | -83.947 | 86.4863 | 126 | 128.9874 | 126 | 128.9236 | -168.4 | -173.3495 | -185.4 | -191.6134 | -189.7 | -196.0267 | -189.8 | -196.0732 | 482.6675 | 496.938
2021-02-10 19:00 | -4 | -17.4642 | 132.3186 | 133.3379 | 34.7994 | 41.5024 | -4 | -17.4642 | -137.049 | 142.5467 | -137.049 | 142.5467 | -72.0819 | 79.2042 | 127.8 | 130.81 | 127.8 | 130.5593 | -168.5 | -173.8262 | -184.9 | -189.8568 | -189.6 | -194.571 | -189.1 | -194.0388 | 454.7024 | 465.0181
2021-02-10 19:30 | -5 | -36.3456 | 132.7957 | 132.848 | 31.0772 | 51.3765 | -5 | -36.3456 | -130.6967 | 146.0695 | -130.6967 | 146.0695 | -55.0149 | 58.7806 | 127.8 | 131.0712 | 127.5 | 130.9135 | -170.1 | -175.5989 | -184.7 | -189.6394 | -189.5 | -194.5865 | -189 | -194.0996 | 436.7409 | 450.6872
2021-02-10 20:00 | -10 | -32.573 | 122.6526 | 122.6639 | 39.5576 | 53.4668 | -10 | -33.5261 | -139.8167 | 152.2719 | -139.8167 | 152.2719 | -36.8467 | 54.9472 | 126.9 | 131.5061 | 126.9 | 131.9076 | -169.3 | -176.9306 | -184.1 | -190.8058 | -188.5 | -195.1733 | -188 | -194.7164 | 438.8031 | 454.568
2021-02-10 20:30 | -23 | -29.8329 | 106.9158 | 107.0282 | 48.9973 | 54.3021 | -24 | -31.241 | -147.1092 | 152.1048 | -147.1092 | 152.1048 | -9.4383 | 67.1306 | 127.5 | 131.6265 | 128.1 | 132.2078 | -169.8 | -176.3727 | -184.2 | -188.099 | -189.2 | -192.9981 | -189.1 | -192.9794 | 424.7108 | 432.4527
2021-02-10 21:00 | -16 | -21.9317 | 103.8029 | 103.8507 | 42.2412 | 45.8984 | -16 | -22.6274 | -135.696 | 138.5315 | -135.696 | 138.5315 | 12.5263 | 68.7515 | 129.3 | 132.6672 | 129 | 133.1541 | -171.3 | -177.7104 | -183.8 | -188.2092 | -188.9 | -193.396 | -188.2 | -192.7213 | 393.2903 | 404.068
2021-02-10 21:30 | -16 | -22.6274 | 95.965 | 95.965 | 39.4061 | 43.5788 | -16 | -23.3452 | -132.8443 | 135.6507 | -132.8443 | 135.6507 | 45.0204 | 81.613 | 129.6 | 131.6426 | 130.2 | 132.3394 | -172.9 | -176.7107 | -184.2 | -188.8391 | -189.2 | -193.9146 | -188.6 | -193.4621 | 374.0156 | 389.3525
2021-02-10 22:00 | -14 | -17.2047 | 82.4223 | 82.4234 | 42.166 | 43.5687 | -14 | -17.2047 | -134.8255 | 135.5622 | -134.8255 | 135.5622 | 86.3661 | 110.8368 | 129.3 | 131.4541 | 130.2 | 132.6736 | -173.2 | -177.3515 | -182.9 | -188.212 | -188 | -193.3847 | -187.4 | -192.8918 | 368.8833 | 382.3431
2021-02-10 22:30 | -20 | -21.5407 | 85.8111 | 85.8137 | 32.7464 | 33.8545 | -20 | -21.9317 | -123.7191 | 124.1976 | -123.7191 | 124.1976 | 105.4153 | 127.5539 | 130.8 | 133.2625 | 131.4 | 133.6829 | -174.1 | -178.7111 | -182.3 | -187.7002 | -187.2 | -192.6975 | -186.7 | -192.4036 | 347.1719 | 362.9197
2021-02-10 23:00 | -8 | -10.6301 | 84.6256 | 84.6256 | 29.4431 | 30.3965 | -8 | -10.6301 | -116.7705 | 117.1778 | -116.7705 | 117.1778 | 120.9801 | 140.1263 | 131.7 | 134.0893 | 131.4 | 133.9089 | -175.2 | -179.9627 | -181.3 | -186.9711 | -186.3 | -192.1853 | -185.7 | -191.654 | 343.9782 | 361.8165
2021-02-10 23:30 | -6 | -7.8102 | 84.2167 | 84.2185 | 25.2526 | 26.1163 | -6 | -8.4853 | -117.4108 | 117.8824 | -117.4108 | 117.8824 | 109.3952 | 129.8371 | 132 | 134.4977 | 132 | 134.6733 | -176.8 | -181.5825 | -182 | -187.6754 | -187.1 | -192.9618 | -186.2 | -192.2625 | 333.1024 | 352.1146
2021-02-11 | -7 | -8.0623 | 79.5511 | 79.5513 | 25.9059 | 26.2288 | -7 | -8.0623 | -111.6242 | 111.7004 | -111.6242 | 111.7004 | 116.5756 | 137.1071 | 132.3 | 135.2098 | 133.2 | 135.9089 | -175.3 | -180.6648 | -180.3 | -186.4064 | -185.6 | -191.9338 | -184.2 | -190.6833 | 315.4931 | 336.6642
2021-02-11 00:30 | 0 | 1 | 78.0042 | 78.0076 | 20.5153 | 21.1823 | 0 | 1 | -100.3313 | 100.3477 | -100.3313 | 100.3477 | 116.3403 | 152.1428 | 129.3 | 132.3078 | 129.9 | 132.6156 | -171.8 | -177.5199 | -175.9 | -180.9615 | -180.5 | -185.6443 | -179.8 | -185.2731 | 301.8667 | 314.413
2021-02-11 01:00 | -16 | -16.0312 | 64.5506 | 64.552 | 32.6157 | 33.1263 | -17 | -17.0294 | -117.547 | 117.5793 | -117.547 | 117.5793 | 118.3753 | 154.4211 | 129.3 | 132.8716 | 129.9 | 133.5246 | -173.1 | -179.1851 | -176.6 | -181.9747 | -181.4 | -186.8262 | -180.4 | -186.0495 | 285.2921 | 298.6107
2021-02-11 01:30 | -15 | -15.1327 | 62.8145 | 62.8333 | 32.3063 | 32.8079 | -15 | -15.1327 | -115.6575 | 115.7017 | -115.6575 | 115.7017 | 118.15 | 159.0141 | 130.8 | 133.998 | 130.5 | 133.3249 | -173.4 | -178.8463 | -175.9 | -180.4352 | -180.4 | -184.9562 | -180 | -184.7897 | 268.41 | 280.9325
2021-02-11 02:00 | -27 | -27.0185 | 48.8417 | 48.9578 | 44.7472 | 46.0465 | -27 | -27.0185 | -130.2162 | 130.7071 | -130.2162 | 130.7071 | 114.1953 | 156.3147 | 130.5 | 133.9039 | 131.4 | 134.7147 | -173.5 | -179.5911 | -175.6 | -180.4373 | -180 | -184.9552 | -179.7 | -184.8197 | 243.8518 | 257.2657
2021-02-11 02:30 | -45 | -45.1774 | 30.8845 | 31.4946 | 62.0188 | 63.2695 | -46 | -46.1736 | -152.4121 | 153.1007 | -152.4121 | 153.1007 | 118.7857 | 157.7374 | 134.1 | 137.2211 | 133.5 | 136.6348 | -177.4 | -183.2168 | -178.6 | -183.3808 | -183 | -187.8027 | -182.7 | -187.7379 | 230.5263 | 246.4129
2021-02-11 03:00 | -56 | -57.0701 | 18.3043 | 21.9456 | 73.9485 | 76.2154 | -56 | -56.8858 | -168.6407 | 170.1673 | -168.6407 | 170.1673 | 94.6296 | 138.781 | 124.2 | 127.5635 | 121.5 | 125.0773 | -163.5 | -169.0599 | -164.8 | -169.1468 | -168.8 | -173.2468 | -168.5 | -173.0679 | 236.2554 | 251.4429
2021-02-11 03:30 | -70 | -71.1969 | 6.9519 | 14.9681 | 85.3143 | 87.3263 | -70 | -71.1969 | -184.1786 | 185.625 | -184.1786 | 185.625 | 91.18 | 132.3971 | 112.2 | 115.6896 | 113.7 | 117.0731 | -149.7 | -154.277 | -152.2 | -155.7365 | -156.6 | -160.2272 | -155.4 | -159.0974 | 259.9699 | 274.3765
2021-02-11 04:00 | -77 | -78.6448 | 2.5169 | 18.9987 | 92.3887 | 95.1281 | -76 | -77.666 | -194.5145 | 196.6518 | -194.5145 | 196.6518 | 42.4909 | 107.3287 | 72.3 | 76.4676 | 72 | 76.0865 | -97.6 | -100.3893 | -105.4 | -107.1887 | -108.3 | -110.0772 | -107.8 | -109.7506 | 330.048 | 344.7746
2021-02-11 04:30 | -77 | -78.4474 | 1.487 | 19.892 | 95.0713 | 97.7215 | -77 | -78.4474 | -199.9098 | 201.9087 | -199.9098 | 201.9087 | 0 | 0 | 78 | 81.6976 | 77.7 | 81.1471 | -107.2 | -109.7242 | -114.9 | -116.732 | -117.9 | -119.8264 | -117.5 | -119.487 | 314.2935 | 322.1328
2021-02-11 05:00 | -85 | -86.6833 | 2.2581 | 24.1488 | 102.1758 | 104.1958 | -85 | -86.4928 | -217.1262 | 218.5931 | -217.1262 | 218.5931 | 0 | 0 | 84.9 | 88.8213 | 85.2 | 89.3758 | -114.7 | -117.9695 | -117 | -118.5812 | -119.7 | -121.2116 | -119.5 | -121.1129 | 332.2342 | 342.3406
2021-02-11 05:30 | -80 | -81.3941 | 14.3976 | 28.4665 | 99.3111 | 100.9352 | -80 | -81.2158 | -215.8283 | 216.6635 | -215.8283 | 216.6635 | 0 | 0 | 85.2 | 88.8486 | 85.8 | 89.4242 | -115.5 | -118.3683 | -119.1 | -120.9546 | -122 | -123.88 | -121.9 | -123.834 | 378.8379 | 388.797
2021-02-11 06:00 | -85 | -86.1452 | 12.479 | 27.5386 | 103.064 | 104.384 | -84 | -85 | -223.7339 | 224.4521 | -223.7339 | 224.4521 | 0 | 0 | 84.3 | 87.4874 | 84.3 | 87.6498 | -113.9 | -116.3805 | -120.6 | -122.5367 | -123.3 | -125.3182 | -123.6 | -125.6134 | 401.3845 | 403.6527
2021-02-11 06:30 | -83 | -84.3445 | 14.3975 | 31.5173 | 103.7676 | 105.4456 | -83 | -84.3445 | -235.8268 | 236.5185 | -235.8268 | 236.5185 | 0 | 0 | 84.3 | 86.7332 | 82.8 | 85.4215 | -113.8 | -115.3425 | -122.1 | -123.7434 | -125 | -126.7024 | -125.1 | -126.8338 | 453.3411 | 455.6218
2021-02-11 07:00 | -91 | -92.228 | 3.7547 | 27.7056 | 115.4721 | 116.7057 | -93 | -94.0479 | -254.7172 | 255.2892 | -254.7172 | 255.2892 | 0 | 0 | 81.3 | 83.3342 | 82.5 | 84.3774 | -111.7 | -113.0471 | -123 | -124.4134 | -126 | -127.3655 | -126.3 | -127.7211 | 472.8188 | 474.0594
2021-02-11 07:30 | -103 | -103.3102 | -5.6014 | 20.7625 | 120.3077 | 120.5885 | -102 | -102.2399 | -263.9294 | 263.9412 | -263.9294 | 263.9412 | 0 | 0 | 81.6 | 83.7602 | 82.2 | 84.2781 | -111.2 | -112.3169 | -123 | -124.6477 | -126.2 | -127.9189 | -126.4 | -128.1162 | 487.2214 | 489.0128
2021-02-11 08:00 | -96 | -96.421 | 1.9867 | 2.4303 | 109.6305 | 110.363 | -96 | -96.5194 | -244.0095 | 246.0518 | -244.0095 | 246.0518 | 0 | 0 | 79.8 | 82.2925 | 81 | 83.1758 | -108 | -109.4247 | -123.1 | -124.7953 | -126.3 | -128.0013 | -126.6 | -128.3136 | 489.4604 | 489.6434
2021-02-11 08:30 | -108 | -108.6646 | -13.8193 | 14.2655 | 126.777 | 127.5393 | -108 | -108.6646 | -270.0783 | 272.0936 | -270.0783 | 272.0936 | 0 | 0 | 78 | 79.6645 | 78.9 | 80.4274 | -106.4 | -107.1201 | -124.7 | -125.867 | -128.2 | -129.3754 | -128.4 | -129.5602 | 507.2626 | 507.2742
2021-02-11 09:00 | -109 | -109.1146 | -16.1324 | 18.144 | 126.2801 | 126.4806 | -110 | -110.1136 | -261.1022 | 262.0737 | -261.1022 | 262.0737 | 0 | 0 | 80.4 | 82.2613 | 79.5 | 81.1942 | -109 | -109.934 | -129.6 | -130.8997 | -133.1 | -134.5767 | -133.4 | -134.8312 | 529.0052 | 529.4744
2021-02-11 09:30 | -110 | -110.0182 | -16.1753 | 20.2294 | 125.1107 | 125.1815 | -109 | -109.0734 | -275.392 | 276.4988 | -275.392 | 276.4988 | 0 | 0 | 80.4 | 85.1033 | 78.3 | 82.7271 | -107.3 | -110.8428 | -129.3 | -130.7473 | -133.1 | -134.5064 | -133.2 | -134.6899 | 523.9434 | 523.9435
2021-02-11 10:00 | -117 | -117 | -31.9908 | 34.5965 | 132.0812 | 132.1005 | -116 | -116 | -282.6972 | 283.6273 | -282.6972 | 283.6273 | 0 | 0 | 77.7 | 80.6464 | 78.3 | 81.2247 | -105.8 | -107.4399 | -130.5 | -131.3479 | -134.1 | -134.9475 | -134.4 | -135.3228 | 575.7754 | 575.8388
2021-02-11 10:30 | -119 | -119.708 | -28.1504 | 48.0051 | 144.9054 | 145.3416 | -119 | -119.6035 | -281.6305 | 281.6805 | -281.6305 | 281.6805 | 0 | 0 | 77.1 | 81.3022 | 78.9 | 82.6461 | -106.5 | -109.4639 | -130.3 | -134.1006 | -133.7 | -137.7642 | -133.8 | -137.6906 | 554.9999 | 558.1508
2021-02-11 11:00 | -120 | -120.4159 | -16.6017 | 41.0313 | 140.8751 | 141.0284 | -120 | -120.4159 | -281.8002 | 282.1426 | -281.8002 | 282.1426 | -70.5138 | 77.8787 | 81.6 | 84.0391 | 81 | 83.3849 | -110.2 | -111.7421 | -127.1 | -130.1476 | -130.4 | -133.4665 | -130.2 | -133.1424 | 542.2476 | 546.2323
2021-02-11 11:30 | -124 | -124.3262 | -17.0729 | 40.0972 | 146.5122 | 146.5656 | -124 | -124.2578 | -296.5978 | 297.3067 | -296.5978 | 297.3067 | -69.852 | 74.0014 | 79.5 | 81.2557 | 80.4 | 82.3253 | -107.2 | -108.0846 | -128.5 | -130.7589 | -132 | -134.3652 | -131.7 | -134.0146 | 576.3448 | 579.7328
2021-02-11 12:00 | -131 | -131.461 | -32.3198 | 47.738 | 148.0902 | 148.198 | -131 | -131.3811 | -313.2867 | 314.2784 | -313.2867 | 314.2784 | -91.9774 | 98.2653 | 78.6 | 82.1825 | 79.2 | 82.844 | -107.6 | -110.0099 | -129 | -130.8794 | -132.2 | -134.051 | -132.2 | -134.0017 | 600.4569 | 602.6016
2021-02-11 12:30 | -132 | -132.6386 | -12.701 | 48.1932 | 155.6973 | 155.7702 | -131 | -131.5485 | -314.2553 | 315.0744 | -314.2553 | 315.0744 | -77.7943 | 122.4925 | 80.1 | 84.245 | 79.8 | 84.2439 | -108.1 | -111.0899 | -128 | -130.6339 | -130.7 | -133.3793 | -130.5 | -133.1436 | 603.4425 | 606.8329
2021-02-11 13:00 | -120 | -120.337 | 2.6872 | 41.8906 | 142.9704 | 142.9936 | -119 | -119.3399 | -306.7573 | 308.2484 | -306.7573 | 308.2484 | -75.1528 | 115.6705 | 78.3 | 81.6364 | 79.2 | 82.5 | -106.4 | -108.472 | -128.1 | -129.7299 | -131.9 | -133.5612 | -131.3 | -132.9062 | 620.4376 | 623.0033
2021-02-11 13:30 | -118 | -118.2074 | 10.4532 | 26.8109 | 140.6886 | 141.302 | -116 | -116.1551 | -298.3433 | 303.0091 | -298.3433 | 303.0091 | -84.3763 | 123.3019 | 77.1 | 80.4006 | 79.8 | 82.9933 | -104 | -106.04 | -124.9 | -126.4752 | -128.4 | -129.7546 | -128.2 | -129.5137 | 614.5239 | 616.3775
2021-02-11 14:00 | -112 | -112.361 | 20.6727 | 29.2996 | 137.3162 | 138.0686 | -113 | -113.3578 | -299.0433 | 304.1228 | -299.0433 | 304.1228 | -107.2196 | 133.4691 | 77.4 | 80.604 | 78.9 | 82.1283 | -105.4 | -107.3751 | -129.8 | -131.5199 | -133.3 | -135.0069 | -132.7 | -134.3514 | 617.1838 | 619.781
2021-02-11 14:30 | -128 | -128.2498 | 19.7008 | 32.9445 | 154.6938 | 155.6178 | -126 | -126.321 | -326.0427 | 331.1545 | -326.0427 | 331.1545 | -96.4625 | 128.4536 | 77.4 | 80.4627 | 77.7 | 80.9761 | -105.1 | -106.9634 | -130.3 | -132.0295 | -133.9 | -135.6791 | -133.7 | -135.3547 | 654.7826 | 656.7212
2021-02-11 15:00 | -113 | -113.7453 | 26.2465 | 34.2203 | 141.3302 | 142.754 | -113 | -113.7453 | -322.2677 | 328.3362 | -322.2677 | 328.3362 | -118.7655 | 150.003 | 75.9 | 79.6041 | 76.5 | 79.8254 | -102.3 | -104.6599 | -129.4 | -131.2737 | -133.3 | -135.1524 | -133 | -134.8073 | 680.1508 | 681.2211
2021-02-11 15:30 | -126 | -126.0992 | 15.8113 | 35.657 | 157.2468 | 157.9049 | -125 | -125.1958 | -345.5186 | 349.7333 | -345.5186 | 349.7333 | -126.6269 | 156.3105 | 75.3 | 79.0322 | 76.2 | 79.8006 | -101.4 | -104.0875 | -129.5 | -131.4373 | -133.4 | -135.3853 | -132.9 | -134.7579 | 685.6531 | 686.4587
2021-02-11 16:00 | -124 | -124.0363 | 0.77519 | 29.7244 | 152.8215 | 153.1752 | -123 | -123.065 | -345.8493 | 349.3366 | -345.8493 | 349.3366 | -123.6966 | 163.5548 | 75 | 78.8384 | 75.3 | 78.9416 | -101.4 | -103.738 | -128.9 | -130.52 | -132.5 | -134.0765 | -132.3 | -133.8332 | 703.8833 | 704.168
2021-02-11 16:30 | -115 | -115.0043 | 41.1966 | 59.5002 | 145.0674 | 145.4674 | -112 | -112.0045 | -340.096 | 344.3478 | -340.096 | 344.3478 | -118.4993 | 152.9568 | 75.3 | 78.5043 | 76.2 | 79.368 | -102.4 | -104.2778 | -130.3 | -131.7216 | -134.2 | -135.6093 | -133.5 | -134.8594 | 688.1844 | 689.0726
2021-02-11 17:00 | -119 | -119.0378 | 39.4268 | 61.5655 | 147.4709 | 147.5521 | -118 | -118.0381 | -335.101 | 337.5015 | -335.101 | 337.5015 | -131.1621 | 161.6077 | 75 | 78.389 | 74.7 | 78.102 | -102 | -104.3036 | -130.7 | -132.691 | -134.5 | -136.4862 | -134.2 | -136.123 | 687.8452 | 689.2349
2021-02-11 17:30 | -114 | -114 | 45.9755 | 62.5909 | 142.6022 | 143.0525 | -115 | -115.0174 | -326.6169 | 330.1467 | -326.6169 | 330.1467 | -123.5059 | 149.6234 | 77.4 | 78.7836 | 76.5 | 78.015 | -105.7 | -106.1814 | -130.7 | -133.0135 | -134.3 | -136.6808 | -134.2 | -136.5525 | 676.0268 | 678.646
2021-02-11 18:00 | -92 | -92.4392 | 67.4326 | 75.9018 | 120.0227 | 120.8577 | -92 | -92.5419 | -285.9572 | 290.315 | -285.9572 | 290.315 | -100.9218 | 134.757 | 77.4 | 79.6035 | 76.8 | 78.9502 | -105.1 | -106.236 | -130 | -132.7742 | -133.7 | -136.4188 | -133.6 | -136.4211 | 670.866 | 674.3674
2021-02-11 18:30 | -86 | -86.2844 | 68.2835 | 75.6165 | 117.2337 | 117.9845 | -86 | -86.4697 | -273.3621 | 277.0519 | -273.3621 | 277.0519 | -105.4406 | 135.0079 | 76.5 | 79.33 | 77.4 | 80.1983 | -105.1 | -106.5143 | -128.3 | -131.3841 | -131.5 | -134.5742 | -131.6 | -134.6932 | 636.8633 | 641.2891
2021-02-11 19:00 | -74 | -74.8131 | 77.7956 | 82.2151 | 103.4448 | 104.5219 | -73 | -73.8241 | -247.3208 | 251.2407 | -247.3208 | 251.2407 | -102.2784 | 151.9176 | 77.1 | 80.4006 | 76.5 | 79.573 | -105.9 | -107.6264 | -128.8 | -130.1939 | -132.9 | -134.2655 | -132.4 | -133.7281 | 615.1201 | 615.6406
2021-02-11 19:30 | -53 | -55.6597 | 93.8646 | 96.0059 | 85.0373 | 87.634 | -54 | -56.6127 | -216.7456 | 222.4024 | -216.7456 | 222.4024 | -103.8325 | 139.6884 | 78 | 80.4006 | 77.7 | 80.2577 | -105 | -106.3041 | -127.8 | -128.7235 | -131.7 | -132.6926 | -131.6 | -132.5691 | 589.7469 | 590.1731
2021-02-11 20:00 | -50 | -50.9902 | 94.2557 | 97.3157 | 78.259 | 79.3241 | -49 | -50.2195 | -203.678 | 207.0859 | -203.678 | 207.0859 | -90.3239 | 148.0202 | 77.7 | 82.0625 | 77.1 | 81.3022 | -105.1 | -108.0556 | -125.7 | -127.5086 | -129.4 | -131.2089 | -129.1 | -130.9949 | 569.4702 | 570.3411
2021-02-11 20:30 | -38 | -38.0132 | 99.2888 | 104.2641 | 61.5744 | 61.6647 | -38 | -38 | -188.3081 | 188.538 | -188.3081 | 188.538 | -68.4335 | 144.676 | 78 | 83.3568 | 77.4 | 82.4804 | -106.4 | -110.2028 | -126.4 | -128.387 | -129.9 | -131.8002 | -129.5 | -131.406 | 543.7084 | 544.9543
2021-02-11 21:00 | -56 | -56.8858 | 69.3943 | 76.9404 | 80.6985 | 81.4525 | -54 | -54.7449 | -213.2455 | 213.3046 | -213.2455 | 213.3046 | -38.0015 | 140.754 | 78.9 | 82.2968 | 78.9 | 82.3826 | -107.5 | -109.8499 | -124.8 | -127.7725 | -128.4 | -131.375 | -127.8 | -130.7675 | 523.7603 | 525.9881
2021-02-11 21:30 | -43 | -43.2897 | 75.8439 | 80.1007 | 65.1141 | 65.7774 | -45 | -45.1774 | -187.5472 | 187.5646 | -187.5472 | 187.5646 | -15.9287 | 75.743 | 79.8 | 82.8304 | 79.5 | 82.6226 | -108.5 | -110.4946 | -123.6 | -126.1029 | -127.1 | -129.4021 | -127.2 | -129.576 | 484.9562 | 487.2011
2021-02-11 22:00 | -27 | -28.4605 | 81.5489 | 81.8172 | 49.0177 | 50.1339 | -27 | -28.7924 | -157.017 | 158.0542 | -157.017 | 158.0542 | 17.6675 | 70.571 | 80.7 | 84.1932 | 80.4 | 83.8203 | -109.5 | -111.8282 | -124 | -126.6965 | -127.4 | -130.1066 | -127.2 | -129.972 | 473.7584 | 477.1462
2021-02-11 22:30 | -30 | -31.3209 | 74.2984 | 74.4406 | 51.5926 | 52.5088 | -30 | -31.3209 | -161.2211 | 162.3772 | -161.2211 | 162.3772 | 40.8478 | 93.0469 | 81.3 | 84.684 | 81 | 84.2295 | -109.2 | -111.4139 | -122.7 | -125.1614 | -125.9 | -128.3776 | -125.8 | -128.3584 | 464.4504 | 467.072
2021-02-11 23:00 | -36 | -36.3456 | 58.9318 | 59.4764 | 61.9693 | 62.0039 | -37 | -37.4833 | -165.7429 | 166.6058 | -165.7429 | 166.6058 | 51.0012 | 104.0861 | 81.3 | 84.6005 | 81 | 84.3123 | -110.5 | -113.013 | -122.6 | -125.024 | -125.8 | -128.2601 | -125.7 | -128.0639 | 450.1344 | 451.5039
2021-02-11 23:30 | -27 | -27.4591 | 70.8507 | 71.0419 | 46.3683 | 46.7556 | -27 | -27.4591 | -150.116 | 151.2232 | -150.116 | 151.2232 | 36.1765 | 99.8992 | 81.9 | 85.0954 | 82.8 | 85.8818 | -111.2 | -113.3554 | -122.5 | -124.6962 | -125.9 | -128.1113 | -125.8 | -128.0689 | 440.4155 | 441.7237
2021-02-12 | -33 | -33.3766 | 58.7466 | 58.9139 | 52.445 | 52.5131 | -33 | -33.3766 | -150.9826 | 151.6225 | -150.9826 | 151.6225 | 47.899 | 110.5672 | 81.9 | 85.5147 | 81.6 | 85.4916 | -111.7 | -114.3339 | -121.7 | -123.8358 | -125 | -127.0182 | -124.7 | -126.8581 | 424.3942 | 425.1231
2021-02-12 00:30 | -23 | -23.1948 | 62.1109 | 62.1352 | 42.728 | 42.8447 | -23 | -23.3452 | -129.081 | 129.277 | -129.081 | 129.277 | 53.211 | 102.4972 | 82.5 | 84.8427 | 83.4 | 86.0033 | -112.2 | -113.5565 | -121.3 | -122.9541 | -124.4 | -126.0941 | -124.1 | -125.8643 | 403.5908 | 406.0258
2021-02-12 01:00 | -30 | -30.1496 | 55.1732 | 55.1945 | 47.048 | 47.2231 | -30 | -30.1496 | -131.5204 | 131.6326 | -131.5204 | 131.6326 | 62.4206 | 107.1445 | 83.1 | 85.2892 | 82.5 | 84.7047 | -112.8 | -114.0888 | -121.6 | -123.2338 | -124.9 | -126.555 | -124.5 | -126.2421 | 397.3051 | 400.4633
2021-02-12 01:30 | -29 | -29.0689 | 53.7614 | 53.8301 | 46.8764 | 47.138 | -29 | -29.0172 | -131.2186 | 131.2817 | -131.2186 | 131.2817 | 73.3588 | 114.9572 | 82.5 | 84.9132 | 83.1 | 85.4263 | -112.3 | -113.8136 | -120.9 | -122.6932 | -124.8 | -126.6384 | -124 | -125.9365 | 391.3856 | 394.8173
2021-02-12 02:00 | -36 | -36 | 46.6981 | 46.8312 | 52.8327 | 53.2073 | -35 | -35 | -137.7601 | 137.7672 | -137.7601 | 137.7672 | 84.1313 | 118.8021 | 82.5 | 85.0573 | 83.1 | 85.2222 | -112.5 | -113.8995 | -121.3 | -123.0035 | -125 | -126.7352 | -124.5 | -126.3258 | 400.0987 | 403.35
2021-02-12 02:30 | -36 | -36.0555 | 46.4743 | 46.4833 | 51.8829 | 52.0992 | -36 | -36.0555 | -135.6762 | 135.7253 | -135.6762 | 135.7253 | 90.0848 | 124.169 | 83.1 | 85.6394 | 84.6 | 87.3886 | -112.4 | -113.8322 | -120.8 | -122.5271 | -124.1 | -125.8145 | -123.9 | -125.7345 | 393.6595 | 397.2447
2021-02-12 03:00 | -31 | -31 | 47.7731 | 47.8769 | 50.5779 | 50.8881 | -33 | -33.0151 | -134.3817 | 134.3983 | -134.3817 | 134.3983 | 87.0407 | 122.8827 | 82.2 | 84.9906 | 83.7 | 86.3677 | -112.8 | -114.4902 | -121.7 | -123.6548 | -124.6 | -126.5273 | -124.5 | -126.5266 | 382.6274 | 386.5499
2021-02-12 03:30 | -32 | -32 | 49.2897 | 49.3507 | 49.3198 | 49.6897 | -32 | -32.0156 | -131.2278 | 131.2318 | -131.2278 | 131.2318 | 84.1046 | 121.0136 | 83.4 | 85.9305 | 83.7 | 86.2942 | -112.1 | -114.1244 | -120.3 | -122.4477 | -123.6 | -125.777 | -122.7 | -124.8927 | 386.2042 | 389.6054
2021-02-12 04:00 | -38 | -38 | 48.7855 | 48.9841 | 51.5651 | 51.9833 | -38 | -38.0132 | -134.8699 | 134.8703 | -134.8699 | 134.8703 | 81.7913 | 119.1824 | 83.1 | 85.3572 | 83.4 | 85.6493 | -114.4 | -116 | -122.3 | -124.2807 | -125 | -126.9212 | -124.7 | -126.7672 | 379.2438 | 382.6111
2021-02-12 04:30 | -30 | -30 | 52.3492 | 52.5011 | 49.1343 | 49.6272 | -30 | -30 | -133.158 | 133.1585 | -133.158 | 133.1585 | 73.8686 | 113.0153 | 90.3 | 91.6891 | 90.6 | 92.0902 | -122.3 | -123.1448 | -129.9 | -130.9187 | -133.2 | -134.2058 | -133.3 | -134.4569 | 366.4666 | 370.8776
2021-02-12 05:00 | -36 | -36 | 51.0677 | 51.5119 | 54.809 | 55.1996 | -36 | -36 | -143.5851 | 143.5852 | -143.5851 | 143.5852 | 0 | 0 | 102.9 | 103.9875 | 103.8 | 104.9657 | -138.4 | -139.4039 | -136.8 | -137.2994 | -139.8 | -140.3056 | -139.7 | -140.223 | 331.384 | 333.4986
2021-02-12 05:30 | -42 | -42.0476 | 54.3891 | 56.116 | 61.4545 | 62.0371 | -43 | -43.0465 | -162.0247 | 162.0259 | -162.0247 | 162.0259 | 0 | 0 | 102.6 | 103.6056 | 102.6 | 103.6907 | -138.6 | -139.509 | -137.7 | -138.3602 | -141.3 | -142.0218 | -141.4 | -142.1013 | 359.6721 | 361.7612
2021-02-12 06:00 | -42 | -42 | 54.4661 | 55.482 | 62.4761 | 62.7051 | -40 | -40 | -173.5179 | 173.5343 | -173.5179 | 173.5343 | 0 | 0 | 104.7 | 105.7269 | 106.2 | 107.2125 | -142.6 | -143.5514 | -142.4 | -143.0964 | -145.7 | -146.4197 | -146.2 | -146.888 | 369.2522 | 371.1969
2021-02-12 06:30 | -33 | -33.1361 | 67.4445 | 67.7958 | 52.6973 | 52.7374 | -33 | -33.2415 | -163.8409 | 164.1792 | -163.8409 | 164.1792 | 0 | 0 | 105.6 | 106.3139 | 105.6 | 106.349 | -139.5 | -140.2619 | -144.8 | -145.7034 | -148.1 | -149.0053 | -148.6 | -149.5022 | 385.0463 | 386.9963
2021-02-12 07:00 | -32 | -32.1403 | 68.8688 | 71.1421 | 54.2493 | 55.1564 | -31 | -31.1448 | -156.3255 | 156.3268 | -156.3255 | 156.3268 | 0 | 0 | 114.9 | 115.8688 | 113.7 | 114.8064 | -153.4 | -154.7243 | -157.7 | -158.9133 | -161.3 | -162.4857 | -161.5 | -162.661 | 374.2327 | 375.4644
2021-02-12 07:30 | -26 | -26.0192 | 77.3507 | 78.9485 | 46.1798 | 46.7128 | -26 | -26.0192 | -143.7001 | 143.7318 | -143.7001 | 143.7318 | 0 | 0 | 116.1 | 117.1038 | 115.5 | 116.5487 | -154.1 | -155.4974 | -158.2 | -159.4844 | -161.7 | -163.0069 | -162.2 | -163.4778 | 387.2387 | 388.678
2021-02-12 08:00 | -42 | -42.107 | 58.8149 | 61.4279 | 62.7388 | 63.3447 | -41 | -41.1096 | -165.6165 | 165.6227 | -165.6165 | 165.6227 | 0 | 0 | 116.1 | 117.065 | 117 | 118.0354 | -154.3 | -155.7225 | -160 | -161.3207 | -163.4 | -164.7186 | -163.5 | -164.7802 | 403.6977 | 404.6017
2021-02-12 08:30 | -42 | -42 | 56.0198 | 57.4702 | 63.6463 | 63.8049 | -46 | -46 | -165.0083 | 165.2352 | -165.0083 | 165.2352 | 0 | 0 | 115.5 | 116.5893 | 116.7 | 117.6922 | -155.6 | -157.0511 | -160.2 | -161.8003 | -163.8 | -165.4208 | -164 | -165.6469 | 408.8311 | 410.833
2021-02-12 09:00 | -50 | -50.01 | 45.9353 | 47.1645 | 69.8421 | 69.894 | -50 | -50.01 | -170.3277 | 170.6974 | -170.3277 | 170.6974 | 0 | 0 | 114.9 | 116.3482 | 116.7 | 118.0347 | -155 | -156.8624 | -160.5 | -162.3142 | -164.2 | -166.0325 | -164.2 | -166.003 | 396.3142 | 397.6056
2021-02-12 09:30 | -54 | -54.037 | 30.1399 | 31.2887 | 71.1451 | 71.2118 | -54 | -54.037 | -172.0599 | 172.4546 | -172.0599 | 172.4546 | 0 | 0 | 116.1 | 117.6283 | 116.7 | 118.2206 | -155.2 | -157.2994 | -160.7 | -162.5871 | -163.9 | -165.8108 | -164.1 | -165.9784 | 409.0022 | 410.2679
2021-02-12 10:00 | -46 | -46.0109 | 21.717 | 23.2609 | 63.561 | 63.7025 | -46 | -46.0109 | -157.1466 | 157.6335 | -157.1466 | 157.6335 | 0 | 0 | 114.3 | 115.9515 | 116.4 | 117.9244 | -153.7 | -155.9339 | -161.2 | -163.1118 | -164.8 | -166.7459 | -164.7 | -166.7085 | 411.6395 | 412.7377
2021-02-12 10:30 | -51 | -51.0392 | 13.8982 | 15.5527 | 63.4672 | 63.5721 | -50 | -50.04 | -156.6945 | 157.2287 | -156.6945 | 157.2287 | 0 | 0 | 115.8 | 118.3222 | 115.5 | 117.9065 | -154.7 | -157.7765 | -160.6 | -163.718 | -164.2 | -167.4049 | -164.4 | -167.6011 | 418.3616 | 419.1878
2021-02-12 11:00 | -45 | -45.0444 | 13.2892 | 14.0474 | 56.4108 | 56.517 | -44 | -44.1022 | -146.7475 | 147.5598 | -146.7475 | 147.5598 | 0 | 0 | 117 | 119.0875 | 117.6 | 119.5134 | -156.4 | -159.2513 | -159.2 | -162.2477 | -162.9 | -165.9733 | -163.4 | -166.6007 | 408.3565 | 409.5643
2021-02-12 11:30 | -48 | -48.0104 | 6.3897 | 8.8535 | 56.8288 | 57.013 | -47 | -47.0425 | -154.7282 | 155.1925 | -154.7282 | 155.1925 | 0 | 0 | 116.4 | 118.9094 | 117.3 | 119.8518 | -156.6 | -160.0806 | -159.6 | -162.9557 | -162.9 | -166.4069 | -163.1 | -166.5858 | 394.0791 | 395.1456
2021-02-12 12:00 | -52 | -52.0096 | 2.6298 | 7.399 | 61.2103 | 61.3997 | -53 | -53.0094 | -155.8912 | 156.3739 | -155.8912 | 156.3739 | 0 | 0 | 118.5 | 121.2761 | 118.5 | 121.4052 | -157.9 | -161.9741 | -158.5 | -162.1689 | -161.9 | -165.725 | -162.1 | -165.8991 | 350.0247 | 351.1413
2021-02-12 12:30 | -61 | -61 | -5.3384 | 10.9654 | 71.4729 | 71.8051 | -61 | -61 | -165.5896 | 165.7829 | -165.5896 | 165.7829 | 0 | 0 | 114.6 | 118.0186 | 113.4 | 116.9265 | -154 | -158.2434 | -154.2 | -157.9471 | -157.3 | -161.2561 | -157.5 | -161.4293 | 338.0582 | 339.2051
2021-02-12 13:00 | -63 | -63.0079 | -3.5837 | 11.3575 | 73.0071 | 73.2917 | -62 | -62 | -170.0632 | 170.2686 | -170.0632 | 170.2686 | 0 | 0 | 105.6 | 108.5652 | 107.7 | 111.1062 | -141.5 | -144.9421 | -144.2 | -146.7429 | -147.3 | -149.9376 | -147.1 | -149.7599 | 344.7087 | 344.7925
2021-02-12 13:30 | -68 | -68.0661 | -4.123 | 13.7674 | 79.2497 | 79.7051 | -66 | -66.0303 | -171.9583 | 172.108 | -171.9583 | 172.108 | 0 | 0 | 106.8 | 110.1601 | 108 | 111.5456 | -145.5 | -149.2843 | -146.4 | -148.9789 | -149 | -151.8343 | -148.8 | -151.5615 | 341.1387 | 341.1633
2021-02-12 14:00 | -61 | -61.0737 | -0.97129 | 12.132 | 75.1201 | 75.6908 | -61 | -61.0737 | -169.7816 | 169.8925 | -169.7816 | 169.8925 | 0 | 0 | 107.1 | 111.1418 | 107.4 | 111.0405 | -143.3 | -147.9747 | -145.2 | -148.5564 | -148 | -151.505 | -147.6 | -151.0502 | 346.9274 | 347.0438
2021-02-12 14:30 | -68 | -68.1175 | -10.7845 | 17.479 | 83.0471 | 83.6544 | -68 | -68.1175 | -182.2854 | 182.3603 | -182.2854 | 182.3603 | 0 | 0 | 106.5 | 110.9761 | 107.4 | 111.1171 | -143.6 | -148.2404 | -145.3 | -148.6541 | -148.3 | -151.8194 | -148.1 | -151.6027 | 338.1255 | 338.3302
2021-02-12 15:00 | -63 | -63.1269 | -2.9302 | 13.8219 | 80.691 | 81.2633 | -63 | -63.1269 | -183.9072 | 184.0325 | -183.9072 | 184.0325 | 0 | 0 | 106.8 | 111.015 | 105.3 | 109.3273 | -141.8 | -147.0125 | -143.4 | -146.8405 | -146.6 | -150.181 | -147.2 | -150.6908 | 331.8855 | 331.8995
2021-02-12 15:30 | -67 | -67.0075 | 0.246 | 11.1119 | 80.3972 | 80.7387 | -67 | -67.0075 | -182.305 | 182.4703 | -182.305 | 182.4703 | 67.7068 | 103.712 | 107.4 | 110.5971 | 105.9 | 109.2877 | -142.7 | -146.3099 | -152 | -156.205 | -155.6 | -159.9155 | -155.6 | -159.9618 | 398.122 | 398.9372
2021-02-12 16:00 | -68 | -68.0074 | 2.3561 | 11.9938 | 81.7597 | 82.1624 | -68 | -68.0074 | -186.4202 | 186.4994 | -186.4202 | 186.4994 | 72.4434 | 108.053 | 114 | 116.752 | 113.7 | 116.4375 | -152.2 | -156.1055 | -161.8 | -166.2943 | -165.2 | -169.6953 | -164.8 | -169.398 | 405.5127 | 406.1557
2021-02-12 16:30 | -66 | -66.0303 | 10.7949 | 15.4684 | 82.6437 | 82.9213 | -68 | -68.0074 | -188.9695 | 189.1349 | -188.9695 | 189.1349 | 52.8091 | 104.6942 | 114.3 | 117.515 | 114 | 117.4361 | -153.8 | -158.4249 | -162.4 | -167.4955 | -167.4 | -172.6128 | -166.6 | -171.8371 | 402.1963 | 403.3554
2021-02-12 17:00 | -66 | -66.0681 | 18.1644 | 21.8831 | 82.1036 | 82.449 | -66 | -66.0076 | -192.7978 | 192.9206 | -192.7978 | 192.9206 | 33.3904 | 100.2833 | 110.4 | 114.2476 | 111.3 | 115.0413 | -146.7 | -151.6679 | -157.6 | -162.7706 | -161.3 | -166.4539 | -160.5 | -165.7785 | 403.5312 | 404.79
2021-02-12 17:30 | -70 | -70.2567 | 15.4906 | 22.2264 | 89.979 | 90.5511 | -71 | -71.2531 | -206.7864 | 206.7967 | -206.7864 | 206.7967 | 45.0838 | 105.1363 | 114 | 117.958 | 113.1 | 117.3245 | -152.3 | -157.6703 | -161.6 | -167.0952 | -166.3 | -172.1446 | -165.5 | -171.1723 | 409.5521 | 411.0312
2021-02-12 18:00 | -66 | -66.1211 | 30.8176 | 34.3925 | 80.6332 | 81.2209 | -65 | -65.123 | -193.6962 | 193.7084 | -193.6962 | 193.7084 | 41.7969 | 109.3209 | 114.3 | 119.568 | 114 | 118.8485 | -152.2 | -159.7407 | -161.7 | -169.3725 | -166.1 | -173.9007 | -165.4 | -173.2918 | 410.4463 | 411.6673
2021-02-12 18:30 | -61 | -61 | 38.4511 | 39.646 | 79.1361 | 79.2348 | -64 | -64 | -191.4106 | 191.6523 | -191.4106 | 191.6523 | 44.7183 | 108.9563 | 114.3 | 116.9808 | 113.4 | 116.1016 | -152.1 | -155.9195 | -160.7 | -164.683 | -165 | -169.0322 | -164.7 | -168.783 | 393.9021 | 393.9957
2021-02-12 19:00 | -51 | -51 | 51.0211 | 51.7257 | 70.6179 | 70.7065 | -51 | -51 | -178.5168 | 178.7792 | -178.5168 | 178.7792 | 37.4482 | 108.3335 | 114.3 | 117.515 | 114.9 | 118.0987 | -152 | -156.5815 | -160.3 | -164.6965 | -164.3 | -168.6823 | -163.9 | -168.4299 | 382.5571 | 382.7132
2021-02-12 19:30 | -40 | -40.0125 | 65.1851 | 65.5342 | 56.5333 | 56.6563 | -40 | -40.0125 | -156.3947 | 156.6347 | -156.3947 | 156.6347 | 50.9818 | 113.5663 | 112.2 | 115.264 | 113.4 | 116.4325 | -152 | -156.0678 | -160.5 | -164.4342 | -164.7 | -168.7612 | -164 | -168.144 | 385.8229 | 386.4051
2021-02-12 20:00 | -35 | -35.0143 | 65.4491 | 65.8798 | 56.7744 | 56.8888 | -36 | -36.0139 | -162.1484 | 162.3349 | -162.1484 | 162.3349 | 55.1671 | 116.0688 | 113.7 | 116.8618 | 112.8 | 116.1992 | -151.5 | -155.6724 | -159.2 | -163.2196 | -163.3 | -167.3513 | -163.1 | -167.183 | 383.3508 | 383.9926
2021-02-12 20:30 | -37 | -37 | 59.1295 | 59.4898 | 59.096 | 59.3123 | -38 | -38 | -164.1402 | 164.1988 | -164.1402 | 164.1988 | 64.0781 | 122.1239 | 114 | 117.4361 | 113.7 | 117 | -152 | -156.8493 | -158.6 | -163.0888 | -163.3 | -167.9158 | -162.6 | -167.282 | 369.4533 | 370.216
2021-02-12 21:00 | -30 | -30 | 65.7199 | 66.0367 | 49.7245 | 50.2192 | -30 | -30 | -149.6535 | 149.6543 | -149.6535 | 149.6543 | 74.7323 | 129.6838 | 113.7 | 117.5912 | 114.6 | 118.4616 | -152.1 | -157.819 | -158.7 | -163.7123 | -163.2 | -168.2485 | -162.7 | -167.9804 | 359.7098 | 360.7644
2021-02-12 21:30 | -28 | -28 | 63.5989 | 63.7231 | 47.7487 | 48.3273 | -28 | -28 | -147.5611 | 147.5635 | -147.5611 | 147.5635 | 86.6442 | 139.8451 | 114.3 | 118.3252 | 114.3 | 118.4031 | -153.1 | -158.8361 | -159.7 | -164.9539 | -163.5 | -168.8083 | -162.9 | -168.4496 | 345.8299 | 347.2303
2021-02-12 22:00 | -23 | -23.0217 | 63.617 | 63.6488 | 41.6463 | 41.9549 | -23 | -23.0868 | -132.8867 | 132.9068 | -132.8867 | 132.9068 | 81.5488 | 133.7227 | 115.2 | 119.429 | 114.3 | 118.5611 | -153.9 | -159.6871 | -158.5 | -163.9703 | -162.5 | -168.0674 | -162.2 | -167.9059 | 301.1373 | 302.9641
2021-02-12 22:30 | -15 | -15.5242 | 69.0496 | 69.3967 | 32.3123 | 32.5828 | -16 | -16.7631 | -126.3084 | 126.4077 | -126.3084 | 126.4077 | 83.127 | 137.1873 | 115.8 | 121.3562 | 115.2 | 121.2431 | -154.5 | -162.8573 | -156.5 | -164.1116 | -160.8 | -168.5734 | -160.1 | -167.9662 | 277.4727 | 278.6863
2021-02-12 23:00 | 0 | 0 | 81.5635 | 81.615 | 16.5548 | 18.537 | 0 | 0 | -108.9984 | 109.1142 | -108.9984 | 109.1142 | 94.1459 | 138.6785 | 115.5 | 120.7156 | 115.8 | 121.09 | -153.8 | -161.3262 | -156.4 | -163.454 | -160.4 | -167.5432 | -159.8 | -167.1438 | 275.8305 | 278.046
2021-02-12 23:30 | 0 | 0 | 80.2039 | 80.2927 | 13.6934 | 16.054 | 0 | 0 | -114.7415 | 114.7976 | -114.7415 | 114.7976 | 83.6035 | 129.7099 | 115.5 | 120.457 | 115.2 | 120.1694 | -153.3 | -160.5794 | -156.4 | -163.425 | -160.2 | -167.2652 | -159.5 | -166.7984 | 277.1578 | 279.5656
2021-02-13 | 1 | 1 | 72.5436 | 72.7189 | 17.4628 | 19.8224 | 0 | 0 | -106.7124 | 106.9206 | -106.7124 | 106.9206 | 91.1974 | 141.5827 | 115.5 | 120.8032 | 115.5 | 121.7161 | -151.4 | -160.2442 | -154.1 | -162.1326 | -158 | -166.1504 | -156.9 | -165.2611 | 275.0945 | 276.8064
2021-02-13 00:30 | -6 | -6 | 59.7511 | 59.8359 | 26.8365 | 29.6168 | -11 | -11 | -110.0043 | 110.7675 | -110.0043 | 110.7675 | 104.4629 | 150.1203 | 114.9 | 120.4977 | 116.1 | 121.5533 | -153.6 | -161.4691 | -156.1 | -163.4249 | -159.3 | -166.6658 | -159.6 | -167.2787 | 274.3174 | 277.0499
2021-02-13 01:00 | -6 | -6.0828 | 61.0451 | 61.2348 | 23.0323 | 25.7247 | -7 | -7 | -100.8933 | 101.5894 | -100.8933 | 101.5894 | 106.3163 | 149.4545 | 116.1 | 121.2898 | 115.8 | 121.1781 | -154.2 | -161.8588 | -156.8 | -164.0117 | -160.2 | -167.497 | -160 | -167.571 | 259.2751 | 264.0277
2021-02-13 01:30 | -6 | -6 | 62.0139 | 62.2209 | 19.9671 | 23.4349 | -7 | -7 | -92.4618 | 93.3426 | -92.4618 | 93.3426 | 117.2249 | 157.2701 | 115.8 | 121.2668 | 116.1 | 121.6425 | -154.5 | -162.3584 | -156.2 | -163.5564 | -160.2 | -167.7027 | -159.6 | -167.3087 | 250.9385 | 256.2406
2021-02-13 02:00 | -3 | -3 | 61.3348 | 61.5899 | 19.0614 | 22.6577 | -2 | -2 | -85.8055 | 86.6976 | -85.8055 | 86.6976 | 122.9482 | 161.5915 | 115.5 | 121.07 | 116.1 | 121.7324 | -154.6 | -162.7323 | -156.2 | -163.7353 | -160.2 | -167.6665 | -159.7 | -167.5547 | 251.3549 | 255.6102
2021-02-13 02:30 | -11 | -11.1803 | 53.1664 | 53.4665 | 26.0039 | 29.0181 | -11 | -11.1803 | -97.7789 | 98.769 | -97.7789 | 98.769 | 128.799 | 163.7257 | 116.4 | 121.8399 | 117 | 122.591 | -154.7 | -162.6411 | -156.5 | -163.8725 | -160.3 | -167.7687 | -159.9 | -167.5949 | 246.7742 | 252.2967
2021-02-13 03:00 | -7 | -7.6158 | 57.1059 | 57.1957 | 21.3411 | 26.236 | -7 | -7.6158 | -94.1741 | 95.9373 | -94.1741 | 95.9373 | 124.1597 | 162.0768 | 116.1 | 122.2871 | 116.7 | 122.9495 | -154.7 | -164.0526 | -155.8 | -164.0598 | -159.6 | -168.0444 | -159.3 | -168.0439 | 234.2967 | 239.0376
2021-02-13 03:30 | -13 | -13.1529 | 50.9936 | 51.2208 | 27.8362 | 30.8258 | -13 | -13.1529 | -104.5553 | 105.766 | -104.5553 | 105.766 | 133.6956 | 166.966 | 116.4 | 122.2915 | 117 | 122.8627 | -155.1 | -163.5849 | -155.9 | -163.8136 | -159.6 | -167.6115 | -159.3 | -167.5723 | 244.5608 | 249.7757
2021-02-13 04:00 | -11 | -11.4018 | 54.2332 | 54.3489 | 25.8601 | 29.478 | -12 | -12.3693 | -101.6722 | 103.0802 | -101.6722 | 103.0802 | 129.8345 | 164.685 | 115.8 | 121.8133 | 115.5 | 121.5281 | -155.7 | -164.1856 | -156.4 | -164.4124 | -160.7 | -168.7811 | -160.6 | -168.9944 | 244.9371 | 250.0621
2021-02-13 04:30 | -13 | -13.1529 | 50.5202 | 50.5937 | 29.0722 | 32.9564 | -14 | -14.3178 | -108.1385 | 109.8103 | -108.1385 | 109.8103 | 0 | 0 | 115.8 | 121.6285 | 115.8 | 121.7205 | -155.1 | -163.7125 | -156.3 | -164.2865 | -159.3 | -167.2647 | -159.6 | -167.8576 | 181.8109 | 183.7308
2021-02-13 05:00 | -8 | -9.434 | 60.3929 | 60.4617 | 22.2679 | 26.4771 | -8 | -8.9443 | -98.0294 | 99.6506 | -98.0294 | 99.6506 | 0 | 0 | 123 | 128.8548 | 121.8 | 128.0863 | -160.5 | -169.5329 | -149.7 | -155.4802 | -152.3 | -158.5692 | -152.4 | -158.5141 | 186.6491 | 189.191
2021-02-13 05:30 | -3 | -3.1623 | 68.5375 | 68.6159 | 17.5538 | 20.9238 | -3 | -3 | -96.0708 | 96.8841 | -96.0708 | 96.8841 | 0 | 0 | 123.3 | 128.7031 | 122.7 | 128.2152 | -161.7 | -170.7014 | -151 | -156.6255 | -154.3 | -160.3145 | -154.2 | -160.1101 | 189.4578 | 191.5059
2021-02-13 06:00 | 6 | 6.3246 | 76.1012 | 76.2598 | 8.9746 | 14.2779 | 6 | 6.3246 | -79.0386 | 79.8362 | -79.0386 | 79.8362 | 0 | 0 | 122.4 | 128.8325 | 122.1 | 128.454 | -162.6 | -172.6012 | -151.8 | -157.8274 | -154.7 | -161.0563 | -154.7 | -161.0285 | 188.8409 | 190.8306
2021-02-13 06:30 | 6 | 6.0828 | 76.1805 | 76.3039 | 10.0555 | 15.164 | 6 | 6.0828 | -84.546 | 85.3942 | -84.546 | 85.3942 | 0 | 0 | 121.2 | 126.4684 | 121.8 | 126.9241 | -160.4 | -168.1618 | -151 | -155.7081 | -154.2 | -159.0555 | -154.3 | -159.1524 | 187.4052 | 189.5495
2021-02-13 07:00 | -4 | -4 | 62.3476 | 62.4356 | 23.1348 | 26.0026 | -2 | -2.8284 | -110.5523 | 111.4476 | -110.5523 | 111.4476 | 0 | 0 | 120.3 | 124.9042 | 121.5 | 126.2216 | -159.5 | -166.5373 | -150.9 | -155.1813 | -153.3 | -157.7726 | -153.7 | -158.1849 | 192.1783 | 194.6991
2021-02-13 07:30 | -12 | -13 | 53.1017 | 53.1407 | 27.8975 | 31.4159 | -12 | -12.6491 | -114.7143 | 116.1211 | -114.7143 | 116.1211 | 0 | 0 | 119.4 | 123.7179 | 120 | 124.5347 | -159.6 | -166.1246 | -152.2 | -156.2853 | -155.2 | -159.5032 | -155.9 | -160.2305 | 203.5824 | 205.6701
2021-02-13 08:00 | -17 | -17.72 | 45.4363 | 45.5366 | 29.5332 | 32.8091 | -17 | -17.72 | -109.6835 | 110.9286 | -109.6835 | 110.9286 | 0 | 0 | 119.1 | 123.1112 | 119.4 | 123.4091 | -158.8 | -165.0528 | -153.3 | -157.267 | -156.3 | -160.4599 | -156.4 | -160.5347 | 201.4786 | 202.5741
2021-02-13 08:30 | -32 | -32.3883 | 31.1599 | 31.3115 | 43.4772 | 45.9158 | -32 | -32.3883 | -136.0883 | 137.1272 | -136.0883 | 137.1272 | 0 | 0 | 111 | 115.4653 | 111 | 115.3831 | -147.4 | -153.0344 | -143 | -146.5585 | -145.8 | -149.4879 | -146.2 | -149.9222 | 194.2353 | 195.4468
2021-02-13 09:00 | -40 | -41 | 27.5691 | 27.598 | 43.6307 | 46.4026 | -40 | -40.7922 | -119.5608 | 120.4021 | -119.5608 | 120.4021 | 0 | 0 | 107.7 | 112.3555 | 106.5 | 111.3194 | -145 | -151.072 | -142.7 | -146.3099 | -145.4 | -149.1422 | -145.8 | -149.51 | 198.579 | 199.6344
2021-02-13 09:30 | -37 | -37.2156 | 22.8802 | 23.3166 | 37.2224 | 39.9151 | -35 | -35.2278 | -126.4536 | 127.34 | -126.4536 | 127.34 | 0 | 0 | 111.3 | 115.1176 | 111.9 | 115.8517 | -150.8 | -156.0405 | -149.3 | -152.4684 | -152.2 | -155.4866 | -152.3 | -155.5437 | 220.4677 | 221.3284
2021-02-13 10:00 | -44 | -44.5533 | 8.4788 | 8.5392 | 55.0852 | 57.4566 | -44 | -44.5533 | -153.8636 | 154.632 | -153.8636 | 154.632 | 0 | 0 | 108.6 | 112.9104 | 107.4 | 111.6742 | -143.4 | -148.6087 | -143.9 | -147.0349 | -146.8 | -149.9553 | -146.7 | -149.8574 | 229.7757 | 230.3276
2021-02-13 10:30 | -57 | -57.5587 | 21.1323 | 21.776 | 68.5996 | 70.2047 | -57 | -57.7062 | -163.8667 | 164.4842 | -163.8667 | 164.4842 | 0 | 0 | 105.6 | 109.5785 | 106.2 | 109.8803 | -141.8 | -146.9075 | -143.6 | -146.619 | -146 | -148.9765 | -145.8 | -148.8014 | 247.9972 | 248.2316
2021-02-13 11:00 | -53 | -53.7587 | 12.4157 | 13.3122 | 66.1498 | 68.4122 | -53 | -53.7587 | -163.3323 | 163.9661 | -163.3323 | 163.9661 | 0 | 0 | 104.7 | 109.4523 | 105.9 | 110.4004 | -139.8 | -145.3689 | -143.1 | -146.3351 | -146.3 | -149.6317 | -146.2 | -149.513 | 234.816 | 234.8161
2021-02-13 11:30 | -59 | -59.6825 | 7.5618 | 7.9903 | 63.8752 | 66.055 | -58 | -58.5491 | -147.1335 | 147.7786 | -147.1335 | 147.7786 | 0 | 0 | 105.3 | 109.6561 | 104.7 | 109.2499 | -141.5 | -146.8028 | -141.1 | -144.1919 | -144.4 | -147.5859 | -144.1 | -147.2924 | 223.4941 | 223.6582
2021-02-13 12:00 | -59 | -59.5399 | 12.6569 | 13.7183 | 69.4522 | 71.5135 | -59 | -59.6825 | -155.2601 | 156.1088 | -155.2601 | 156.1088 | 0 | 0 | 106.8 | 111.3485 | 106.8 | 111.5197 | -141.9 | -147.5939 | -140 | -143.3051 | -143.1 | -146.5475 | -142.5 | -145.8542 | 196.2178 | 196.6032
2021-02-13 12:30 | -50 | -50.636 | 11.3672 | 11.816 | 62.4396 | 64.768 | -48 | -48.5077 | -147.3907 | 148.4897 | -147.3907 | 148.4897 | 0 | 0 | 107.4 | 112.1807 | 107.7 | 112.3819 | -142.9 | -148.8041 | -140.4 | -143.8032 | -143.1 | -146.6125 | -143.4 | -146.927 | 182.8492 | 183.2051
2021-02-13 13:00 | -50 | -50.3587 | 7.7084 | 7.7658 | 59.367 | 61.4096 | -50 | -50.3587 | -148.1849 | 149.207 | -148.1849 | 149.207 | 0 | 0 | 107.7 | 111.8811 | 108.3 | 112.54 | -144.1 | -149.6562 | -140.9 | -144.1001 | -143.3 | -146.6999 | -143.6 | -146.9503 | 188.7882 | 189.9636
2021-02-13 13:30 | -39 | -39.4588 | 12.3232 | 12.4123 | 50.8556 | 53.4046 | -38 | -38.4708 | -134.3374 | 135.6112 | -134.3374 | 135.6112 | 0 | 0 | 109.5 | 113.8582 | 108.3 | 112.8722 | -144.3 | -149.9703 | -139.7 | -142.9907 | -142.5 | -145.9834 | -142.7 | -146.1569 | 181.2055 | 182.3689
2021-02-13 14:00 | -40 | -40.4475 | 20.4889 | 20.5899 | 55.9245 | 58.1038 | -40 | -40.4475 | -136.4499 | 137.6666 | -136.4499 | 137.6666 | 0 | 0 | 108.6 | 112.9929 | 109.8 | 114.2291 | -145.5 | -151.001 | -140.2 | -143.4091 | -142.8 | -146.19 | -143.1 | -146.4618 | 178.2368 | 179.6956
2021-02-13 14:30 | -56 | -56.7186 | -11.5402 | 11.595 | 62.9175 | 65.5323 | -56 | -56.7186 | -140.5537 | 141.8051 | -140.5537 | 141.8051 | 67.732 | 115.508 | 105.9 | 109.668 | 106.2 | 110.0358 | -141.4 | -146.1355 | -142.8 | -147.0505 | -146.1 | -150.5662 | -145.1 | -149.6448 | 215.815 | 221.7124
2021-02-13 15:00 | -53 | -53.4603 | -0.69291 | 2.1586 | 59.1746 | 61.4442 | -53 | -53.4603 | -143.3332 | 144.5856 | -143.3332 | 144.5856 | 73.7483 | 117.1268 | 107.4 | 110.6691 | 106.2 | 109.5785 | -141.9 | -146.249 | -143 | -147.1499 | -146.7 | -150.9814 | -146.4 | -150.7613 | 213.5246 | 220.4959
2021-02-13 15:30 | -49 | -49.4975 | -4.8504 | 5.1497 | 58.5246 | 60.9855 | -49 | -49.4975 | -136.7647 | 138.1225 | -136.7647 | 138.1225 | 67.7868 | 114.0918 | 105.3 | 108.9335 | 106.5 | 110.2475 | -140.4 | -144.9668 | -141.3 | -145.4984 | -144.9 | -149.257 | -144.5 | -148.9169 | 215.0933 | 221.149
2021-02-13 16:00 | -49 | -49.6488 | -0.70173 | 1.8261 | 66.1785 | 68.3551 | -49 | -49.4975 | -154.8994 | 156.179 | -154.8994 | 156.179 | 59.4678 | 108.7813 | 105.3 | 108.9335 | 105.6 | 109.4568 | -141.3 | -145.9632 | -144 | -148.3834 | -147.6 | -152.0942 | -147.2 | -151.8033 | 231.0608 | 236.5229
2021-02-13 16:30 | -67 | -68.0661 | -6.201 | 7.7359 | 77.2196 | 79.5587 | -66 | -66.9104 | -176.8971 | 178.3431 | -176.8971 | 178.3431 | 50.1206 | 102.634 | 106.2 | 109.6528 | 105.3 | 108.6323 | -140.5 | -144.6025 | -143.8 | -147.7648 | -147.6 | -151.6699 | -147.2 | -151.327 | 249.0655 | 254.1181
2021-02-13 17:00 | -56 | -56.7186 | 13.4744 | 14.5281 | 73.0905 | 75.215 | -56 | -56.5685 | -170.1373 | 171.2157 | -170.1373 | 171.2157 | 33.9949 | 94.6481 | 105.6 | 108.4146 | 105.9 | 109.0689 | -140.2 | -144.0085 | -144.6 | -148.4298 | -148.7 | -152.6046 | -148.2 | -152.2082 | 268.1987 | 274.1058
2021-02-13 17:30 | -61 | -61.9839 | 10.4732 | 12.0098 | 77.9398 | 80.0257 | -60 | -61 | -187.4367 | 188.4194 | -187.4367 | 188.4194 | 29.5514 | 89.8653 | 105.3 | 107.7401 | 105.3 | 108.1353 | -140.3 | -143.458 | -145.3 | -148.6965 | -148.9 | -152.3631 | -148.7 | -152.253 | 292.1747 | 297.7162
2021-02-13 18:00 | -66 | -67.4685 | 14.9523 | 19.0003 | 75.9374 | 79.6028 | -65 | -66.2873 | -191.7775 | 193.7618 | -191.7775 | 193.7618 | 15.8482 | 98.9718 | 105 | 108.5668 | 105.6 | 109.4568 | -141.1 | -145.5462 | -145 | -149.0478 | -148.5 | -152.6148 | -148.4 | -152.4666 | 275.7188 | 282.5578
2021-02-13 18:30 | -55 | -56.0892 | 31.0122 | 31.8222 | 65.5405 | 68.2233 | -56 | -56.8858 | -176.0917 | 177.149 | -176.0917 | 177.149 | 47.2844 | 111.5678 | 110.7 | 114.3098 | 110.7 | 114.2354 | -149.1 | -153.8662 | -153.1 | -157.6734 | -157.4 | -162.0401 | -157.2 | -161.9897 | 307.1796 | 313.5161
2021-02-13 19:00 | -37 | -37.6563 | 43.3054 | 43.4427 | 55.4399 | 57.7149 | -36 | -36.6742 | -160.2745 | 161.0896 | -160.2745 | 161.0896 | 56.8886 | 117.6074 | 115.8 | 119.548 | 113.7 | 117.7457 | -154.4 | -159.7253 | -158.9 | -163.8817 | -162.8 | -167.859 | -162.2 | -167.3262 | 302.035 | 308.4718
2021-02-13 19:30 | -34 | -34.5254 | 50.137 | 50.2173 | 51.2819 | 53.4539 | -34 | -34.5254 | -156.8853 | 157.6684 | -156.8853 | 157.6684 | 58.1147 | 118.285 | 114.9 | 118.7519 | 115.5 | 119.4083 | -154.4 | -159.6233 | -158.5 | -163.542 | -162.3 | -167.3497 | -162 | -167.1323 | 296.3781 | 303.0922
2021-02-13 20:00 | -31 | -31.4006 | 56.7173 | 56.8093 | 47.3724 | 49.3939 | -32 | -32.3883 | -156.4756 | 157.1667 | -156.4756 | 157.1667 | 61.0862 | 118.6409 | 116.1 | 119.5469 | 115.5 | 119.1094 | -153 | -158.2695 | -158.7 | -163.6389 | -162.1 | -167.0586 | -162.4 | -167.4711 | 299.5139 | 306.2683
2021-02-13 20:30 | -32 | -32.5576 | 51.247 | 51.3843 | 50.2421 | 52.4797 | -33 | -33.541 | -155.4537 | 156.4552 | -155.4537 | 156.4552 | 66.9966 | 124.2406 | 115.2 | 119.1948 | 115.2 | 119.1181 | -155.6 | -161.1427 | -159.1 | -164.2979 | -163 | -168.2992 | -162.6 | -168.0121 | 289.0461 | 296.3918
2021-02-13 21:00 | -28 | -28.8617 | 54.1342 | 54.1622 | 43.5178 | 46.3458 | -28 | -28.6356 | -142.362 | 143.6301 | -142.362 | 143.6301 | 69.0539 | 123.4096 | 116.1 | 120.2192 | 115.8 | 119.8518 | -155.2 | -160.9139 | -158.3 | -163.8026 | -161.9 | -167.4618 | -161.9 | -167.668 | 268.4858 | 276.0196
2021-02-13 21:30 | -25 | -25.4951 | 52.6468 | 52.6716 | 40.9775 | 43.4851 | -26 | -26.4764 | -143.3487 | 144.3034 | -143.3487 | 144.3034 | 82.6412 | 126.0036 | 115.5 | 119.3325 | 116.1 | 120.0649 | -155.2 | -160.7826 | -158.7 | -164.0364 | -162.9 | -168.3276 | -162.4 | -167.9707 | 262.1204 | 269.6355
2021-02-13 22:00 | -23 | -23.5372 | 56.6941 | 56.7493 | 33.909 | 37.0563 | -22 | -22.3607 | -127.0796 | 128.3566 | -127.0796 | 128.3566 | 88.9021 | 131.8522 | 116.7 | 120.8765 | 116.4 | 120.355 | -154.5 | -160.5613 | -157.3 | -163.0188 | -161.2 | -167.0184 | -160.7 | -166.6148 | 251.6552 | 259.8524
2021-02-13 22:30 | -12 | -12.6491 | 59.1638 | 59.2851 | 28.7176 | 32.3294 | -12 | -13 | -125.7632 | 126.9399 | -125.7632 | 126.9399 | 96.6866 | 138.3372 | 117 | 122.1516 | 117 | 122.2381 | -155.2 | -162.8118 | -157 | -164.3501 | -160.7 | -168.1509 | -160.4 | -168.0124 | 239.9713 | 247.677
2021-02-13 23:00 | -18 | -18.6815 | 49.8917 | 50.1131 | 33.7293 | 37.0951 | -17 | -17.72 | -135.5687 | 136.6681 | -135.5687 | 136.6681 | 109.3376 | 146.5734 | 116.7 | 121.951 | 115.8 | 120.916 | -155.2 | -162.9027 | -157.1 | -164.4752 | -160.9 | -168.3715 | -160.6 | -168.3227 | 244.9939 | 252.9169
2021-02-13 23:30 | -13 | -14.3178 | 56.0635 | 56.2 | 26.2653 | 30.7466 | -13 | -13.9284 | -135.3573 | 136.3334 | -135.3573 | 136.3334 | 93.0024 | 136.6751 | 116.7 | 121.8643 | 116.4 | 121.664 | -156.9 | -164.4931 | -157.7 | -164.9895 | -161.8 | -169.3495 | -161.5 | -169.1816 | 244.5719 | 252.2397
2021-02-14 | -14 | -14.8661 | 49.8995 | 50.0961 | 29.2263 | 33.4055 | -12 | -13 | -130.7179 | 132.0777 | -130.7179 | 132.0777 | 92.8964 | 135.9492 | 117.9 | 123.0998 | 117.3 | 122.6123 | -155.7 | -163.4055 | -156.2 | -163.4972 | -160.8 | -168.3055 | -159.9 | -167.4755 | 227.1688 | 235.8163
2021-02-14 00:30 | -15 | -15.8114 | 51.6366 | 51.8578 | 23.5481 | 29.185 | -14 | -14.8661 | -115.4233 | 117.8733 | -115.4233 | 117.8733 | 101.1215 | 142.6531 | 115.8 | 121.2668 | 117.3 | 122.7884 | -155.9 | -163.9988 | -157.2 | -164.8092 | -160.9 | -168.5492 | -160.8 | -168.6637 | 225.6519 | 234.4226
2021-02-14 01:00 | -17 | -18.3848 | 46.2025 | 46.2459 | 27.2691 | 34.1211 | -17 | -18.3848 | -115.5667 | 118.9105 | -115.5667 | 118.9105 | 107.4492 | 146.6266 | 117.6 | 123.075 | 117.3 | 122.8774 | -155.6 | -163.8385 | -156.2 | -163.7653 | -160 | -167.6604 | -159.8 | -167.7067 | 221.7187 | 231.1068
2021-02-14 01:30 | -10 | -12.2066 | 53.1119 | 53.158 | 18.6335 | 27.924 | -10 | -12.2066 | -101.8596 | 105.9602 | -101.8596 | 105.9602 | 110.4733 | 150.2701 | 117.9 | 123.4503 | 117.6 | 123.3434 | -156.7 | -164.9771 | -156.7 | -164.3928 | -160.6 | -168.4429 | -160 | -168.0229 | 208.9981 | 219.5893
2021-02-14 02:00 | -13 | -14.7648 | 45.3282 | 45.5218 | 25.6795 | 31.7061 | -13 | -14.7648 | -107.7029 | 110.7932 | -107.7029 | 110.7932 | 117.3364 | 155.2037 | 117 | 122.8627 | 117.6 | 123.5257 | -155.8 | -164.3121 | -155.6 | -163.4667 | -159.5 | -167.4857 | -159 | -167.1942 | 206.2 | 217.0651
2021-02-14 02:30 | -13 | -15.2643 | 44.732 | 44.8713 | 26.0154 | 32.0973 | -12 | -13.8924 | -104.8023 | 108.0912 | -104.8023 | 108.0912 | 124.3986 | 159.932 | 117.9 | 123.5396 | 118.5 | 124.292 | -157.2 | -165.926 | -156.5 | -164.4494 | -160.5 | -168.6248 | -159.9 | -168.1428 | 202.1675 | 213.7083
2021-02-14 03:00 | -10 | -12.2066 | 47.0689 | 47.2905 | 22.7627 | 29.3146 | -10 | -12.2066 | -100.2829 | 103.6097 | -100.2829 | 103.6097 | 127.1191 | 161.6971 | 117.6 | 123.4342 | 117 | 122.6809 | -156.8 | -165.4511 | -156.4 | -164.3509 | -160.3 | -168.3391 | -159.8 | -168.1408 | 199.6911 | 212.0045
2021-02-14 03:30 | -7 | -10.6301 | 48.5613 | 48.7165 | 20.5845 | 28.2761 | -7 | -10.6301 | -96.5504 | 100.2511 | -96.5504 | 100.2511 | 125.686 | 161.0513 | 117.9 | 123.7201 | 118.2 | 123.9156 | -157.4 | -166.1461 | -157 | -164.9526 | -160.4 | -168.4343 | -160.4 | -168.6802 | 198.7049 | 210.6165
2021-02-14 04:00 | -12 | -14.4222 | 44.0541 | 44.1774 | 25.8254 | 32.5355 | -13 | -15.2643 | -104.4989 | 108.0772 | -104.4989 | 108.0772 | 124.5326 | 159.1489 | 117.6 | 123.4342 | 117.6 | 123.5257 | -156.9 | -165.3555 | -157 | -164.8914 | -160.6 | -168.5943 | -160 | -168.1147 | 198.6663 | 211.1393
2021-02-14 04:30 | -11 | -13.0384 | 49.5954 | 49.6133 | 20.1851 | 29.8472 | -11 | -13.0384 | -97.0339 | 101.832 | -97.0339 | 101.832 | 0 | 0 | 117.6 | 123.2533 | 118.8 | 124.4881 | -156.4 | -164.8495 | -156.6 | -164.4494 | -160.3 | -168.3391 | -159.3 | -167.3512 | 137.3273 | 144.7462
2021-02-14 05:00 | -8 | -12.0416 | 48.0022 | 48.0613 | 22.7214 | 30.682 | -8 | -12.0416 | -102.4362 | 106.3606 | -102.4362 | 106.3606 | 0 | 0 | 123 | 129.1259 | 122.7 | 128.932 | -163.8 | -173.238 | -151.1 | -157.237 | -153.9 | -160.4003 | -154 | -160.44 | 143.5588 | 150.4115
2021-02-14 05:30 | -16 | -18.868 | 43.892 | 43.9292 | 28.247 | 35.0716 | -15 | -17.4929 | -111.7999 | 115.4618 | -111.7999 | 115.4618 | 0 | 0 | 124.5 | 130.4655 | 123.9 | 129.6257 | -164 | -173.4271 | -151.8 | -157.9098 | -154.6 | -161.016 | -154.6 | -160.9603 | 144.8895 | 151.8891
2021-02-14 06:00 | -13 | -17.6918 | 43.5262 | 43.5369 | 26.5568 | 34.8693 | -13 | -17.0294 | -109.5631 | 114.2143 | -109.5631 | 114.2143 | 0 | 0 | 123.6 | 128.6524 | 123 | 128.16 | -163.2 | -171.2538 | -151.7 | -156.8087 | -154.5 | -159.8733 | -154.7 | -160.0665 | 147.2681 | 155.5409
2021-02-14 06:30 | -15 | -19.8494 | 42.6769 | 42.6785 | 27.5181 | 36.6881 | -15 | -19.8494 | -113.8912 | 119.0543 | -113.8912 | 119.0543 | 0 | 0 | 122.7 | 127.5395 | 122.7 | 127.5 | -162.3 | -169.8272 | -152.1 | -156.7026 | -154.9 | -159.7098 | -155 | -159.8312 | 147.1162 | 155.322
2021-02-14 07:00 | -32 | -35.7771 | 33.1368 | 33.1474 | 35.8161 | 42.4005 | -32 | -35.3412 | -128.2393 | 132.0689 | -128.2393 | 132.0689 | 0 | 0 | 121.8 | 126.3495 | 122.7 | 127.2969 | -162.1 | -169.0858 | -152 | -157.1243 | -154.9 | -160.3371 | -154.7 | -160.0665 | 152.3693 | 165.7899
2021-02-14 07:30 | -21 | -25.2389 | 32.9052 | 33.0123 | 35.079 | 42.7138 | -22 | -25.5539 | -130.2994 | 134.2905 | -130.2994 | 134.2905 | 0 | 0 | 119.4 | 126.0818 | 119.4 | 126.0818 | -156.9 | -166.6952 | -149 | -156.1171 | -151.5 | -158.892 | -151.7 | -159.1128 | 127.5302 | 137.214
2021-02-14 08:00 | -41 | -44.7772 | 21.002 | 22.1874 | 48.1154 | 55.5852 | -41 | -44.3847 | -151.2563 | 155.8867 | -151.2563 | 155.8867 | 0 | 0 | 109.5 | 114.9881 | 109.5 | 114.9881 | -144.7 | -151.7451 | -138.9 | -143.8211 | -142.1 | -147.2756 | -142.1 | -147.171 | 144.4572 | 153.6637
2021-02-14 08:30 | -46 | -49.3964 | 8.8321 | 11.6647 | 59.3067 | 65.1878 | -47 | -49.98 | -167.0637 | 171.0118 | -167.0637 | 171.0118 | 0 | 0 | 108.6 | 115.2894 | 108.3 | 115.4922 | -145.3 | -154.802 | -139.9 | -145.7841 | -143.3 | -149.4695 | -143.1 | -149.1644 | 142.8094 | 146.5163
2021-02-14 09:00 | -50 | -52.811 | 7.4131 | 10.7597 | 59.2353 | 65.1151 | -54 | -56.6127 | -167.3466 | 171.1243 | -167.3466 | 171.1243 | 0 | 0 | 105.9 | 112.3435 | 106.5 | 113.1099 | -141.1 | -149.6304 | -139.4 | -144.699 | -142.2 | -147.6917 | -142.5 | -147.9537 | 168.3871 | 171.1235
2021-02-14 09:30 | -38 | -40.4969 | 16.6493 | 17.3943 | 50.1938 | 55.6724 | -38 | -40.4969 | -150.2588 | 153.2966 | -150.2588 | 153.2966 | 0 | 0 | 106.8 | 113.0932 | 106.8 | 113.1923 | -142.8 | -151.038 | -140.4 | -145.5566 | -143.1 | -148.425 | -143.3 | -148.5913 | 180.7128 | 182.9234
2021-02-14 10:00 | -41 | -43.3244 | 8.1008 | 9.9709 | 56.4566 | 61.6954 | -41 | -43.3244 | -158.0844 | 161.2797 | -158.0844 | 161.2797 | 0 | 0 | 108 | 114.1298 | 108.3 | 114.3173 | -142.8 | -151.2345 | -140.1 | -145.3202 | -143.1 | -148.425 | -143.4 | -148.7673 | 177.1893 | 179.1181
2021-02-14 10:30 | -47 | -48.7647 | 1.3765 | 3.2764 | 55.7929 | 60.2635 | -48 | -49.7293 | -155.8805 | 158.5292 | -155.8805 | 158.5292 | 0 | 0 | 108.6 | 114.6977 | 108.6 | 114.6977 | -143.4 | -151.1885 | -140.9 | -145.8117 | -142.9 | -148.0215 | -143.3 | -148.3817 | 185.5396 | 187.2742
2021-02-14 11:00 | -37 | -38.8973 | 6.0816 | 6.7262 | 47.712 | 52.9357 | -38 | -39.8497 | -141.447 | 144.371 | -141.447 | 144.371 | 0 | 0 | 108 | 114.4137 | 107.4 | 113.66 | -143.2 | -151.5795 | -140.7 | -145.846 | -142.9 | -148.1791 | -143.3 | -148.5385 | 179.5391 | 181.0107
2021-02-14 11:30 | -40 | -41.4849 | 0.60005 | 2.3235 | 49.1049 | 53.718 | -39 | -40.5216 | -144.8045 | 147.2229 | -144.8045 | 147.2229 | 0 | 0 | 107.1 | 112.2469 | 107.1 | 112.3371 | -142.4 | -148.8086 | -139.2 | -142.8983 | -142.6 | -146.4593 | -142 | -145.7389 | 173.7621 | 176.2285
2021-02-14 12:00 | -34 | -35.7351 | 4.9783 | 5.3531 | 41.2317 | 46.8051 | -34 | -35.7351 | -132.2656 | 134.9535 | -132.2656 | 134.9535 | 0 | 0 | 108.9 | 113.9657 | 108.6 | 113.679 | -144 | -150.3692 | -140.3 | -143.9701 | -142.9 | -146.7514 | -143.1 | -146.9008 | 153.5993 | 156.6724
2021-02-14 12:30 | -23 | -24.0416 | 13.1099 | 13.7786 | 32.2339 | 37.2208 | -24 | -25 | -115.6292 | 117.7475 | -115.6292 | 117.7475 | 0 | 0 | 109.2 | 113.8203 | 109.5 | 114.3645 | -145.2 | -151.4333 | -139.9 | -143.6254 | -142.7 | -146.6253 | -142.8 | -146.654 | 141.7184 | 144.7119
2021-02-14 13:00 | -30 | -31.3209 | 6.229 | 6.9262 | 38.6043 | 42.97 | -29 | -30.0832 | -121.7427 | 123.8724 | -121.7427 | 123.8724 | 0 | 0 | 108.3 | 112.9571 | 108.6 | 113.4163 | -144.5 | -150.7622 | -139.4 | -143.2068 | -141.8 | -145.7727 | -141.9 | -145.7841 | 138.8905 | 142.2807
2021-02-14 13:30 | -30 | -30.8058 | 2.3899 | 4.0243 | 36.421 | 41.1099 | -30 | -30.8058 | -116.8105 | 118.9551 | -116.8105 | 118.9551 | 0 | 0 | 110.1 | 115.0257 | 109.5 | 114.5391 | -147.7 | -153.5693 | -138.5 | -142.0964 | -141 | -144.7648 | -141.2 | -144.9145 | 130.2583 | 134.2138
2021-02-14 14:00 | -23 | -24.0416 | 2.7143 | 4.3926 | 31.7765 | 37.1137 | -24 | -24.7386 | -108.1243 | 110.4646 | -108.1243 | 110.4646 | 0 | 0 | 110.4 | 115.141 | 110.7 | 115.514 | -148 | -154.4592 | -139.2 | -143.0351 | -141.8 | -145.8895 | -141.8 | -145.8192 | 128.6085 | 132.2031
2021-02-14 14:30 | -46 | -46.6905 | -12.9743 | 13.1095 | 50.184 | 53.8679 | -44 | -44.911 | -130.925 | 133.1788 | -130.925 | 133.1788 | 0 | 0 | 107.7 | 111.8811 | 110.1 | 114.114 | -145.5 | -150.7585 | -137.7 | -140.9728 | -140.5 | -143.9879 | -140.6 | -144.0636 | 154.2672 | 158.2323
2021-02-14 15:00 | -49 | -50.01 | -17.3079 | 17.3714 | 54.7267 | 58.7533 | -48 | -49.2443 | -142.1546 | 144.4808 | -142.1546 | 144.4808 | 0 | 0 | 108.3 | 112.4588 | 109.8 | 113.9842 | -146.2 | -151.3382 | -139.2 | -142.3332 | -142.1 | -145.4849 | -142 | -145.3019 | 161.5414 | 165.3713
2021-02-14 15:30 | -51 | -52.1728 | -19.7878 | 19.8632 | 57.5231 | 61.3946 | -52 | -53.1507 | -147.3448 | 149.6626 | -147.3448 | 149.6626 | 0 | 0 | 109.5 | 113.2241 | 110.1 | 114.1933 | -146.2 | -150.9327 | -140.5 | -143.3637 | -143.3 | -146.4891 | -143.1 | -146.3143 | 175.4575 | 179.2827
2021-02-14 16:00 | -48 | -49.4773 | -14.2107 | 14.7587 | 59.9839 | 64.153 | -48 | -49.4773 | -155.2181 | 157.7699 | -155.2181 | 157.7699 | 65.667 | 111.1911 | 104.4 | 107.6862 | 105.9 | 109.1472 | -141.4 | -145.5243 | -143.3 | -147.3711 | -146.9 | -151.1286 | -146.6 | -150.8135 | 221.7227 | 230.8544
2021-02-14 16:30 | -37 | -38.0789 | 6.7428 | 6.9405 | 52.0421 | 55.6796 | -37 | -37.855 | -149.0477 | 150.7741 | -149.0477 | 150.7741 | 33.646 | 100.0831 | 107.1 | 110.983 | 107.7 | 111.4842 | -143.6 | -148.4621 | -146.3 | -150.7361 | -149.6 | -154.2042 | -149.4 | -154.0101 | 218.8615 | 225.6436
2021-02-14 17:00 | -57 | -58.2495 | -1.1069 | 5.3206 | 67.067 | 70.4817 | -56 | -57.2713 | -179.6814 | 181.3617 | -179.6814 | 181.3617 | 21.752 | 94.2218 | 104.7 | 108.2767 | 104.1 | 107.6967 | -140.5 | -144.9646 | -143.8 | -147.9981 | -147.7 | -152.024 | -147.3 | -151.7069 | 244.6043 | 250.8519
2021-02-14 17:30 | -69 | -70.8308 | -3.3759 | 11.1395 | 81.6526 | 85.0727 | -68 | -69.6348 | -202.0122 | 203.926 | -202.0122 | 203.926 | 24.4536 | 96.0858 | 106.2 | 109.3602 | 107.7 | 110.9603 | -141.4 | -145.2453 | -145.7 | -149.5241 | -149.5 | -153.4067 | -149.2 | -153.062 | 280.4097 | 286.4533
2021-02-14 18:00 | -63 | -64.1327 | 8.7245 | 11.5116 | 76.3752 | 78.9594 | -62 | -63.1506 | -194.3093 | 195.6073 | -194.3093 | 195.6073 | 43.6969 | 103.7604 | 108 | 111.3239 | 107.1 | 110.5247 | -145.1 | -149.0075 | -150.2 | -154.224 | -154.1 | -158.2265 | -153.5 | -157.7108 | 306.617 | 312.5101
2021-02-14 18:30 | -61 | -62.3699 | 14.2494 | 17.0777 | 78.1475 | 80.9176 | -62 | -63.3482 | -193.5927 | 195.1285 | -193.5927 | 195.1285 | 63.8037 | 109.893 | 111.3 | 113.9862 | 109.8 | 112.7222 | -149.6 | -153.218 | -155.1 | -159.0886 | -158.9 | -162.9713 | -158.8 | -163.0082 | 333.0668 | 338.7962
2021-02-14 19:00 | -58 | -58.8558 | 22.6938 | 23.9044 | 75.0048 | 77.3184 | -57 | -57.8705 | -188.6508 | 189.8048 | -188.6508 | 189.8048 | 76.6571 | 123.4976 | 114.6 | 118.4616 | 116.1 | 119.9887 | -153.6 | -159.2123 | -159.4 | -165.3082 | -163.1 | -168.9652 | -162.8 | -168.9315 | 339.1612 | 342.8996
2021-02-14 19:30 | -58 | -59.2284 | 25.7449 | 27.3846 | 74.5965 | 77.1436 | -58 | -59.0339 | -191.1545 | 192.5057 | -191.1545 | 192.5057 | 76.0386 | 124.5527 | 114 | 117.6555 | 114.3 | 117.8725 | -154.3 | -159.2015 | -160 | -164.8758 | -163.9 | -168.8537 | -163.7 | -168.6846 | 329.8037 | 334.1132
2021-02-14 20:00 | -54 | -55.3173 | 29.3322 | 31.1364 | 72.5677 | 75.1274 | -54 | -55.3173 | -189.6155 | 191.1219 | -189.6155 | 191.1219 | 76.496 | 122.6279 | 114.6 | 117.2739 | 114.9 | 117.6956 | -153.9 | -157.8742 | -160.5 | -164.7546 | -164.7 | -169.0044 | -164.3 | -168.7277 | 332.526 | 337.4976
2021-02-14 20:30 | -62 | -63.7887 | 22.0044 | 25.5759 | 78.6251 | 81.737 | -61 | -62.8172 | -197.0232 | 199.1293 | -197.0232 | 199.1293 | 79.0632 | 126.2915 | 115.8 | 119.548 | 114.3 | 117.7274 | -155.3 | -160.4186 | -159.6 | -164.5862 | -163.6 | -168.8062 | -163.4 | -168.6123 | 309.9789 | 314.7127
2021-02-14 21:00 | -59 | -61.131 | 21.8133 | 25.5711 | 76.0418 | 79.6188 | -59 | -61.131 | -189.2824 | 191.8318 | -189.2824 | 191.8318 | 82.0243 | 129.9925 | 117.6 | 121.8236 | 117.3 | 121.6129 | -155.7 | -161.6624 | -159.7 | -165.2841 | -163.6 | -169.2587 | -163.3 | -169.1239 | 294.3 | 298.7902
2021-02-14 21:30 | -66 | -67.9117 | 13.5929 | 18.1679 | 80.8478 | 84.0036 | -66 | -67.9117 | -196.0663 | 198.4073 | -196.0663 | 198.4073 | 100.9084 | 140.7816 | 123.6 | 127.3315 | 123 | 126.9695 | -163.7 | -169.5179 | -165.8 | -171.6421 | -169.9 | -175.8097 | -169.5 | -175.6048 | 274.5105 | 281.4087
2021-02-14 22:00 | -62 | -63.7887 | 13.2863 | 17.1228 | 76.8654 | 80.2598 | -62 | -63.561 | -187.3611 | 190.0935 | -187.3611 | 190.0935 | 110.53 | 146.2048 | 125.1 | 128.932 | 125.7 | 129.5868 | -166.3 | -172.3858 | -167.8 | -173.5101 | -172 | -177.8909 | -171.5 | -177.5879 | 253.3484 | 260.66
2021-02-14 22:30 | -51 | -52.8867 | 25.3483 | 26.9424 | 63.5571 | 67.4314 | -50 | -51.6624 | -171.6342 | 174.3656 | -171.6342 | 174.3656 | 123.7308 | 158.2509 | 129.3 | 134.0584 | 130.2 | 134.9267 | -173.8 | -181.9661 | -174.2 | -181.9971 | -178.3 | -186.24 | -177.8 | -185.936 | 233.9671 | 240.3969
2021-02-14 23:00 | -50 | -51.923 | 20.5178 | 22.4397 | 66.0637 | 70.0587 | -50 | -51.923 | -177.1079 | 179.8582 | -177.1079 | 179.8582 | 133.017 | 166.4699 | 133.2 | 137.9791 | 132.9 | 137.6895 | -176.3 | -184.8896 | -176.8 | -184.9506 | -181 | -189.2886 | -180.8 | -189.4823 | 224.9179 | 231.8384
2021-02-14 23:30 | -46 | -47.2969 | 32.7832 | 33.3677 | 52.6459 | 56.7267 | -45 | -46.3249 | -167.4683 | 169.5203 | -167.4683 | 169.5203 | 130.6053 | 162.4527 | 132.3 | 136.2902 | 132 | 135.99 | -175.8 | -183.5291 | -176.4 | -184.1039 | -180.6 | -188.4717 | -180.1 | -188.2704 | 252.9945 | 260.4396
2021-02-15 | -45 | -46.8402 | 24.3605 | 25.6305 | 59.3216 | 63.4693 | -45 | -46.8402 | -170.4639 | 173.0913 | -170.4639 | 173.0913 | 124.0853 | 159.3917 | 130.8 | 135.6637 | 130.5 | 134.9833 | -174.9 | -182.8259 | -175.3 | -183.079 | -179.7 | -187.6382 | -178.9 | -187.0173 | 233.9139 | 241.8592
2021-02-15 00:30 | -50 | -52.2015 | 18.5819 | 20.8483 | 62.3565 | 67.2512 | -50 | -52.2015 | -167.5112 | 171.3413 | -167.5112 | 171.3413 | 121.0013 | 161.0827 | 132.6 | 137.6385 | 132.6 | 137.8826 | -175.5 | -184.5553 | -175.2 | -183.6003 | -179.3 | -187.8715 | -178.9 | -187.7307 | 210.9424 | 218.3927
2021-02-15 01:00 | -50 | -52.4976 | 15.4173 | 17.8692 | 63.4312 | 68.235 | -50 | -52.2015 | -162.0781 | 166.2528 | -162.0781 | 166.2528 | 124.133 | 159.9636 | 132.6 | 137.5584 | 133.8 | 138.795 | -176.7 | -185.422 | -175.8 | -184.1134 | -179.6 | -187.9503 | -179.3 | -187.9313 | 202.9488 | 211.0868
2021-02-15 01:30 | -47 | -49.98 | 15.7147 | 18.205 | 61.5171 | 66.8062 | -47 | -49.6488 | -156.3862 | 160.875 | -156.3862 | 160.875 | 124.6856 | 159.9496 | 133.8 | 138.6367 | 134.1 | 139.1641 | -178.2 | -187.2444 | -176.5 | -184.9305 | -180.9 | -189.4882 | -180.4 | -189.2512 | 183.7327 | 193.1168
2021-02-15 02:00 | -54 | -56.3205 | 12.0256 | 14.8023 | 65.1348 | 69.8487 | -53 | -55.3624 | -159.7718 | 163.9397 | -159.7718 | 163.9397 | 111.9981 | 148.0939 | 120.9 | 125.8921 | 122.4 | 127.3333 | -160.5 | -168.5907 | -159.9 | -167.3866 | -163.5 | -171.2464 | -163.4 | -171.1741 | 192.6116 | 206.1885
2021-02-15 02:30 | -58 | -60.1664 | 10.555 | 14.2808 | 67.1724 | 71.9449 | -58 | -60.1664 | -162.7744 | 167.1772 | -162.7744 | 167.1772 | 106.3873 | 142.7949 | 111.6 | 116.9896 | 111.6 | 117.0977 | -150.5 | -158.1218 | -149.1 | -156.0937 | -152.7 | -159.7989 | -152.7 | -160.0665 | 204.6382 | 217.447
2021-02-15 03:00 | -56 | -58.2409 | 14.2284 | 16.4111 | 63.0772 | 67.6123 | -55 | -57.0088 | -157.348 | 161.6599 | -157.348 | 161.6599 | 108.6202 | 141.3943 | 112.2 | 117.2094 | 112.2 | 117.5621 | -149.8 | -156.7625 | -148.9 | -155.4361 | -153 | -159.7655 | -152.5 | -159.4318 | 200.6555 | 215.7656
2021-02-15 03:30 | -56 | -56.5685 | 9.0368 | 9.1121 | 69.1185 | 71.1666 | -56 | -56.5685 | -168.5178 | 170.3283 | -168.5178 | 170.3283 | 108.6224 | 143.3922 | 112.5 | 117.9382 | 112.2 | 117.8339 | -149.7 | -157.2683 | -148.9 | -156.0217 | -152.2 | -159.3804 | -152.2 | -159.4996 | 206.8609 | 220.4952
2021-02-15 04:00 | -54 | -54.3323 | 12.3833 | 12.4972 | 68.2653 | 69.8059 | -54 | -54.3323 | -167.5841 | 169.0092 | -167.5841 | 169.0092 | 109.1878 | 142.6808 | 111.6 | 116.6352 | 111.6 | 116.9896 | -149.2 | -156.5787 | -149.3 | -156.4035 | -153.3 | -160.4312 | -153.1 | -160.4482 | 218.4127 | 231.755
2021-02-15 04:30 | -52 | -52.345 | 13.1327 | 13.4224 | 70.9615 | 72.6748 | -56 | -56.3205 | -171.4129 | 172.902 | -171.4129 | 172.902 | 0.00017 | 6.4679 | 124.2 | 128.9026 | 124.8 | 129.4809 | -166.9 | -174.5768 | -166.2 | -173.732 | -170.2 | -177.9957 | -169.3 | -177.3488 | 154.915 | 163.2341
2021-02-15 05:00 | -59 | -59.3043 | 14.3588 | 15.0673 | 75.4986 | 76.683 | -58 | -58.3095 | -182.1835 | 183.2059 | -182.1835 | 183.2059 | 0 | 0 | 138.6 | 143.0494 | 138.6 | 143.199 | -183.1 | -191.8266 | -169.3 | -175.5083 | -172.9 | -179.4391 | -172.8 | -179.2894 | 169.9607 | 174.9797
2021-02-15 05:30 | -52 | -52.2398 | 28.9083 | 29.9529 | 70.1642 | 71.1745 | -52 | -52.1536 | -175.4577 | 176.1247 | -175.4577 | 176.1247 | 0 | 0 | 138.9 | 143.4894 | 138.9 | 143.7952 | -183.4 | -192.4434 | -171.8 | -178.6802 | -175.1 | -182.3481 | -175.3 | -182.5681 | 205.3948 | 211.3285
2021-02-15 06:00 | -51 | -51.0882 | 34.0128 | 34.8407 | 69.4364 | 69.9149 | -51 | -51.0882 | -177.0531 | 177.2923 | -177.0531 | 177.2923 | 0 | 0 | 137.7 | 141.392 | 138 | 141.6165 | -183.2 | -190.2201 | -172.7 | -177.9727 | -176 | -181.6618 | -176.3 | -181.9524 | 241.7843 | 246.4778
2021-02-15 06:30 | -45 | -45.0111 | 39.2741 | 40.1087 | 67.2319 | 67.6532 | -46 | -46.0109 | -175.6731 | 175.8074 | -175.6731 | 175.8074 | 0 | 0 | 135.3 | 138.0267 | 135.6 | 138.3804 | -179.9 | -185.3461 | -172.4 | -176.3048 | -176.5 | -180.6077 | -176.3 | -180.3911 | 254.2559 | 258.7019
2021-02-15 07:00 | -58 | -58.0775 | 28.8801 | 31.1292 | 80.0643 | 80.4294 | -58 | -58.0345 | -188.7913 | 188.9342 | -188.7913 | 188.9342 | 0 | 0 | 135.3 | 137.6735 | 135 | 137.5571 | -179.6 | -184.537 | -174.7 | -178.2903 | -178.6 | -182.3721 | -178.5 | -182.2136 | 274.8992 | 278.2417
2021-02-15 07:30 | -71 | -71.0282 | 24.5735 | 26.9749 | 84.6189 | 84.9264 | -70 | -70.0071 | -194.9403 | 194.9943 | -194.9403 | 194.9943 | 0 | 0 | 132.6 | 134.9733 | 132.6 | 134.9176 | -174.3 | -178.9888 | -172.4 | -175.8575 | -176.4 | -180.016 | -176 | -179.5644 | 304.3179 | 305.2904
2021-02-15 08:00 | -73 | -73.2462 | 18.8598 | 21.8688 | 85.213 | 85.4665 | -75 | -75.1665 | -192.7297 | 192.7394 | -192.7297 | 192.7394 | 0 | 0 | 113.4 | 116.1663 | 114 | 116.8172 | -151.3 | -155.0294 | -153.9 | -156.615 | -157.1 | -159.809 | -157.2 | -159.8707 | 317.906 | 319.1029
2021-02-15 08:30 | -75 | -75.2396 | 8.4625 | 16.2835 | 92.3097 | 92.8496 | -74 | -74.1687 | -203.8 | 203.8919 | -203.8 | 203.8919 | 0 | 0 | 110.4 | 113.8708 | 110.7 | 114.3098 | -148.2 | -152.5334 | -151 | -153.8535 | -154.4 | -157.3643 | -154.3 | -157.1872 | 295.6684 | 296.1215
2021-02-15 09:00 | -67 | -67.1863 | 11.0056 | 16.2872 | 85.1788 | 85.6761 | -67 | -67.1193 | -185.9977 | 186.0534 | -185.9977 | 186.0534 | 0 | 0 | 109.8 | 113.071 | 110.7 | 114.0166 | -146.1 | -150.47 | -150.6 | -153.5988 | -154.2 | -157.1681 | -153.8 | -156.737 | 294.7477 | 295.0342
2021-02-15 09:30 | -58 | -58.0345 | 17.2831 | 19.8065 | 75.9871 | 76.3713 | -58 | -58.0345 | -170.5615 | 170.5661 | -170.5615 | 170.5661 | 0 | 0 | 110.7 | 113.6667 | 111.6 | 114.7495 | -149.4 | -153.3542 | -150.6 | -153.4621 | -154 | -156.9912 | -154 | -156.9912 | 259.0283 | 259.8087
2021-02-15 10:00 | -49 | -49 | 16.8031 | 17.96 | 63.0329 | 63.2646 | -49 | -49 | -146.5615 | 146.5949 | -146.5615 | 146.5949 | 0 | 0 | 114 | 116.8172 | 114 | 116.9496 | -150.6 | -154.2987 | -148.9 | -151.5785 | -152 | -154.8362 | -152.2 | -155.0135 | 225.8298 | 226.2136
2021-02-15 10:30 | -43 | -43.0116 | 14.0249 | 14.5058 | 56.8976 | 57.0366 | -42 | -42.0476 | -138.7721 | 138.9025 | -138.7721 | 138.9025 | 0 | 0 | 114 | 116.752 | 114 | 116.8172 | -153.2 | -156.5268 | -149.3 | -151.7575 | -152 | -154.6304 | -152.5 | -155.0492 | 216.1077 | 217.0042
2021-02-15 11:00 | -36 | -36.2215 | 16.7533 | 16.8842 | 47.0111 | 47.1786 | -35 | -35.1283 | -129.164 | 129.2907 | -129.164 | 129.2907 | 0 | 0 | 114.9 | 117.4415 | 115.2 | 117.735 | -151.9 | -155.2135 | -148.9 | -151.2397 | -152.7 | -155.2099 | -152.2 | -154.6467 | 206.2402 | 206.5738
2021-02-15 11:30 | -37 | -37.1214 | 13.4137 | 13.7084 | 48.8373 | 49.0272 | -37 | -37.054 | -126.1099 | 126.245 | -126.1099 | 126.245 | 0 | 0 | 112.8 | 115.5806 | 114.3 | 117.045 | -150.8 | -154.6516 | -147.9 | -150.4532 | -151 | -153.6846 | -151.2 | -153.8441 | 209.1637 | 209.3852
2021-02-15 12:00 | -37 | -37.1214 | 11.6776 | 11.9053 | 49.1577 | 49.2788 | -38 | -38.2099 | -119.7686 | 120.0146 | -119.7686 | 120.0146 | 0 | 0 | 113.4 | 115.8501 | 114 | 116.4989 | -150.7 | -154.3137 | -148 | -150.4787 | -151.1 | -153.7458 | -151.2 | -153.7707 | 214.0088 | 214.1717
2021-02-15 12:30 | -35 | -35.3553 | 13.7552 | 13.782 | 45.8617 | 45.9707 | -35 | -35.3553 | -115.1818 | 115.6069 | -115.1818 | 115.6069 | 0 | 0 | 112.8 | 115.2016 | 114 | 116.3169 | -150.3 | -153.4234 | -147.9 | -150.1507 | -151.1 | -153.4934 | -151.7 | -154.084 | 207.9142 | 208.274
2021-02-15 13:00 | -33 | -33.541 | 17.3937 | 17.4297 | 44.2379 | 44.6379 | -33 | -33.541 | -110.0664 | 110.8432 | -110.0664 | 110.8432 | 0 | 0 | 114.3 | 116.3791 | 114.3 | 116.3791 | -150.9 | -153.7757 | -148.2 | -150.3105 | -151.4 | -153.6673 | -151.3 | -153.5177 | 215.2786 | 215.6797
2021-02-15 13:30 | -34 | -34.7131 | 18.9727 | 19.0275 | 44.5275 | 45.0699 | -34 | -34.7131 | -113.3188 | 114.1576 | -113.3188 | 114.1576 | 0 | 0 | 113.4 | 115.2203 | 114.3 | 116.2677 | -151.9 | -154.2985 | -149.5 | -151.446 | -152.3 | -154.4698 | -152.3 | -154.306 | 225.4186 | 226.0242
2021-02-15 14:00 | -34 | -34.7131 | 21.3652 | 21.504 | 46.4973 | 46.9342 | -33 | -33.9559 | -117.4818 | 118.1544 | -117.4818 | 118.1544 | 0 | 0 | 112.8 | 115.0221 | 113.7 | 115.9049 | -152 | -154.8172 | -149.5 | -151.5594 | -152.6 | -154.8977 | -152.9 | -155.0614 | 241.6871 | 242.1406
2021-02-15 14:30 | -32 | -33.5261 | 30.3179 | 30.4518 | 46.5193 | 47.1972 | -32 | -33.5261 | -120.9909 | 121.7796 | -120.9909 | 121.7796 | 0 | 0 | 112.2 | 114.1483 | 113.1 | 114.8722 | -150.8 | -153.1281 | -150.7 | -152.5213 | -154.1 | -156.067 | -154 | -155.8743 | 284.2504 | 284.9985
2021-02-15 15:00 | -34 | -34.9285 | 24.3431 | 24.5775 | 48.8467 | 49.2102 | -34 | -34.9285 | -128.0485 | 128.7502 | -128.0485 | 128.7502 | 0 | 0 | 112.2 | 114.2602 | 113.4 | 115.2738 | -151 | -153.5741 | -151.4 | -153.3377 | -154.6 | -156.6083 | -154.7 | -156.6752 | 303.6896 | 303.997
2021-02-15 15:30 | -29 | -30.6757 | 44.8092 | 45.0126 | 47.6563 | 48.7262 | -30 | -31.6228 | -129.2379 | 130.3652 | -129.2379 | 130.3652 | 59.5599 | 107.8433 | 123.6 | 125.4219 | 123.6 | 125.5779 | -166.8 | -170.0137 | -174.3 | -177.7793 | -178.7 | -182.192 | -178.5 | -182.0743 | 359.3358 | 360.8292
2021-02-15 16:00 | -28 | -28.6356 | 47.5901 | 47.6582 | 47.3385 | 47.8249 | -28 | -28.8617 | -137.206 | 137.9521 | -137.206 | 137.9521 | 69.72 | 118.144 | 130.2 | 132.1298 | 130.8 | 132.6706 | -175.1 | -178.5246 | -180 | -183.8241 | -184.8 | -188.6665 | -184.1 | -188.0621 | 354.0911 | 355.7532
2021-02-15 16:30 | -26 | -27.2029 | 58.8207 | 58.8697 | 46.4967 | 47.126 | -27 | -27.8927 | -143.8418 | 144.812 | -143.8418 | 144.812 | 48.0238 | 103.1311 | 129.6 | 131.3387 | 129.9 | 131.7331 | -172.5 | -176.0339 | -178 | -181.7642 | -182.5 | -186.3331 | -182.3 | -186.198 | 359.825 | 361.3643
2021-02-15 17:00 | -30 | -31.0483 | 63.8008 | 64.0378 | 51.6652 | 52.192 | -30 | -31.0483 | -156.2119 | 157.0978 | -156.2119 | 157.0978 | 16.6376 | 88.4089 | 129.6 | 131.1494 | 129.9 | 131.4459 | -172.4 | -175.7419 | -179.5 | -183.3345 | -184 | -187.8829 | -183.8 | -187.7277 | 366.3871 | 368.41
2021-02-15 17:30 | -28 | -28.8617 | 80.0739 | 80.4941 | 53.1463 | 53.7314 | -28 | -28.8617 | -160.8527 | 161.9508 | -160.8527 | 161.9508 | 11.1451 | 72.809 | 130.5 | 132.3748 | 129.9 | 131.9379 | -172.1 | -175.9696 | -180.4 | -184.7272 | -184.7 | -189.348 | -184.5 | -189.1758 | 360.812 | 364.4249
2021-02-15 18:00 | -22 | -23.0868 | 84.064 | 84.2894 | 42.9827 | 43.8751 | -23 | -24.3516 | -145.8336 | 146.7936 | -145.8336 | 146.7936 | 5.3806 | 68.7148 | 129 | 130.9994 | 128.7 | 130.704 | -170.8 | -174.5733 | -178.5 | -182.9051 | -183.1 | -187.6781 | -182.2 | -186.7123 | 352.0813 | 356.1652
2021-02-15 18:30 | -10 | -13.4536 | 100.2187 | 100.317 | 32.2852 | 34.5858 | -10 | -14.1421 | -130.8366 | 132.2361 | -130.8366 | 132.2361 | 23.7892 | 68.5511 | 128.4 | 130.4086 | 129.6 | 131.6426 | -171.1 | -175.0338 | -177.1 | -181.8065 | -181.2 | -185.8693 | -180.5 | -185.1499 | 335.5701 | 341.7996
2021-02-15 19:00 | 3 | 10.4403 | 113.7029 | 113.7604 | 21.279 | 24.8485 | 3 | 10.4403 | -111.6546 | 113.1648 | -111.6546 | 113.1648 | 30.7183 | 72.6723 | 129.6 | 131.9704 | 129.3 | 131.7905 | -171.6 | -176.155 | -177.7 | -182.6884 | -182.1 | -187.1541 | -181.5 | -186.714 | 327.7706 | 334.8108
2021-02-15 19:30 | -1 | -8.0623 | 108.6946 | 108.8215 | 27.2101 | 29.4159 | -1 | -8.0623 | -119.1793 | 120.3378 | -119.1793 | 120.3378 | 40.4078 | 85.8452 | 130.2 | 133.6115 | 130.8 | 134.3317 | -173.2 | -179.2817 | -177.7 | -183.8617 | -182.1 | -188.4738 | -181.8 | -188.184 | 322.4275 | 327.0682
2021-02-15 20:00 | -10 | -12.8062 | 104.874 | 105.0897 | 31.3795 | 33.0911 | -10 | -12.8062 | -124.0524 | 125.1804 | -124.0524 | 125.1804 | 40.3605 | 88.8542 | 128.1 | 131.6347 | 128.4 | 131.7902 | -171 | -177.3946 | -176.4 | -182.6574 | -180.1 | -186.3097 | -180 | -186.3417 | 321.2018 | 325.6011
2021-02-15 20:30 | -11 | -11.7047 | 100.8675 | 101.0763 | 30.5138 | 31.4584 | -11 | -12.083 | -115.751 | 116.3946 | -115.751 | 116.3946 | 55.5232 | 121.2349 | 127.2 | 131.6398 | 127.5 | 131.7769 | -170.1 | -177.2401 | -175.9 | -182.5706 | -180.6 | -187.3669 | -180.2 | -187.0886 | 318.6757 | 322.2272
2021-02-15 21:00 | -11 | -16.2788 | 89.6692 | 89.6869 | 34.0125 | 36.6409 | -11 | -16.2788 | -116.8821 | 118.6388 | -116.8821 | 118.6388 | 75.2876 | 126.1467 | 128.1 | 131.1031 | 127.5 | 130.5814 | -169.9 | -175.2815 | -174 | -178.927 | -178.8 | -183.7125 | -178.3 | -183.3884 | 307.3479 | 309.1461
2021-02-15 21:30 | -17 | -17.2627 | 84.9205 | 85.0548 | 33.542 | 33.7917 | -15 | -15.2971 | -115.6763 | 115.7014 | -115.6763 | 115.7014 | 89.3332 | 134.004 | 127.2 | 130.5534 | 128.4 | 131.8581 | -170.7 | -176.3046 | -174.3 | -179.4303 | -178.5 | -183.6532 | -177.9 | -183.1887 | 288.7964 | 291.4897
2021-02-15 22:00 | -13 | -13.1529 | 79.5288 | 79.5678 | 33.1368 | 33.4511 | -13 | -13.1529 | -111.6759 | 111.6838 | -111.6759 | 111.6838 | 104.8204 | 144.972 | 130.2 | 133.4781 | 130.2 | 133.6792 | -172.7 | -178.7922 | -176 | -181.4409 | -180.4 | -185.7584 | -179.9 | -185.5158 | 283.3102 | 287.3182
2021-02-15 22:30 | -11 | -11.0454 | 76.9237 | 76.9377 | 29.938 | 30.5073 | -11 | -11.0454 | -112.1332 | 112.1333 | -112.1332 | 112.1333 | 121.1428 | 157.9372 | 131.4 | 134.7812 | 131.4 | 134.7147 | -173.8 | -180.0168 | -175.7 | -181.3692 | -180.3 | -185.9037 | -179.7 | -185.4942 | 277.6396 | 282.2185
2021-02-15 23:00 | -5 | -5 | 77.6137 | 77.6165 | 26.5271 | 27.3574 | -5 | -5 | -107.9359 | 107.9371 | -107.9359 | 107.9371 | 134.0582 | 166.3552 | 131.1 | 134.6923 | 131.1 | 134.8312 | -174.2 | -180.5599 | -176.2 | -181.9051 | -180.4 | -186.1231 | -180.2 | -186.0562 | 283.2846 | 288.0985
2021-02-15 23:30 | -1 | -1 | 81.6221 | 81.6223 | 20.4835 | 21.1803 | 0 | 0 | -108.1692 | 108.1937 | -108.1692 | 108.1937 | 120.6889 | 155.41 | 130.8 | 133.6802 | 131.1 | 134.0987 | -174.1 | -179.5007 | -175.6 | -181.2991 | -179.8 | -185.4923 | -180 | -185.9343 | 276.4452 | 281.7187
2021-02-16 | 0 | 0 | 76.5525 | 76.5525 | 21.3366 | 22.7053 | 0 | 0 | -100.3968 | 100.4296 | -100.3968 | 100.4296 | 121.8226 | 158.4569 | 130.8 | 134.1295 | 131.1 | 134.4887 | -174.4 | -180.339 | -175.4 | -181.3316 | -179.9 | -185.8877 | -179.4 | -185.6074 | 260.8772 | 266.9709
2021-02-16 00:30 | -3 | -3 | 71.7183 | 71.7476 | 21.8444 | 23.2421 | -3 | -3 | -95.5738 | 95.6487 | -95.5738 | 95.6487 | 131.8977 | 166.0934 | 130.8 | 134.0634 | 131.1 | 134.3561 | -174.8 | -180.5244 | -176 | -181.8364 | -180 | -185.9093 | -179.9 | -186.0652 | 256.3445 | 263.6959
2021-02-16 01:00 | -3 | -3 | 69.709 | 69.7721 | 21.0283 | 22.4156 | -5 | -5 | -92.4003 | 92.5486 | -92.4003 | 92.5486 | 134.6623 | 169.6841 | 130.8 | 133.8054 | 132.3 | 135.3349 | -173.6 | -179.3376 | -175.4 | -181.3316 | -178.9 | -184.8444 | -178.4 | -184.5639 | 247.3549 | 256.9703
2021-02-16 01:30 | 0 | 0 | 71.0361 | 71.0971 | 17.0844 | 19.2928 | 0 | 0 | -81.7546 | 81.984 | -81.7546 | 81.984 | 137.649 | 172.1497 | 131.7 | 134.8766 | 131.4 | 134.5837 | -175.3 | -181.1338 | -175.5 | -181.4284 | -180 | -186.0349 | -179.5 | -185.7555 | 237.2802 | 247.7071
2021-02-16 02:00 | -5 | -5.099 | 68.4705 | 68.5526 | 20.2125 | 21.8467 | -6 | -6 | -86.0682 | 86.2912 | -86.0682 | 86.2912 | 149.2739 | 180.3276 | 131.7 | 134.6853 | 131.4 | 134.5191 | -173.3 | -179.0975 | -174.1 | -180.0235 | -178.8 | -184.8741 | -178.4 | -184.6553 | 238.8326 | 249.0285
2021-02-16 02:30 | -1 | -1 | 72.5501 | 72.6542 | 14.3845 | 16.7728 | 0 | 0 | -75.6111 | 75.9125 | -75.6111 | 75.9125 | 148.4317 | 180.1575 | 131.7 | 134.7484 | 131.7 | 134.9417 | -175.4 | -181.1054 | -176.1 | -181.9584 | -180.3 | -186.1997 | -179.6 | -185.6846 | 228.683 | 239.7718
2021-02-16 03:00 | 0 | 0 | 65.5841 | 65.6829 | 19.0069 | 20.7947 | 0 | 0 | -82.4223 | 82.6648 | -82.4223 | 82.6648 | 149.0976 | 179.2866 | 132.3 | 135.9983 | 132 | 135.433 | -175.6 | -181.9743 | -174.8 | -180.9566 | -179.6 | -185.8264 | -179.1 | -185.5592 | 222.7711 | 234.1868
2021-02-16 03:30 | -7 | -7 | 64.0463 | 64.0552 | 21.8393 | 24.3059 | -8 | -8 | -86.3646 | 86.9642 | -86.3646 | 86.9642 | 145.3143 | 177.3001 | 132.3 | 135.5927 | 131.7 | 135.1406 | -175.5 | -181.7623 | -175.7 | -181.8004 | -179.9 | -186.0397 | -179.3 | -185.7438 | 222.1927 | 231.5485
2021-02-16 04:00 | 0 | 0 | 63.8011 | 63.8993 | 26.061 | 27.1388 | 0 | 0 | -92.4368 | 92.5708 | -92.4368 | 92.5708 | 147.0726 | 173.2576 | 132.3 | 135.2345 | 132.3 | 135.3984 | -174.3 | -179.9903 | -174.5 | -180.184 | -179 | -184.841 | -178.7 | -184.7774 | 244.1167 | 255.7595
2021-02-16 04:30 | -2 | -2.2361 | 69.4875 | 69.5569 | 21.6939 | 22.7991 | -3 | -3.1623 | -87.5495 | 87.6806 | -87.5495 | 87.6806 | 195.4304 | 224.8612 | 132.3 | 134.7351 | 131.7 | 134.2613 | -175.4 | -180.2426 | -175.7 | -180.9091 | -180.3 | -185.5675 | -179.9 | -185.4427 | 188.6218 | 198.6757
2021-02-16 05:00 | -14 | -14 | 63.2259 | 63.2259 | 33.2814 | 34.1433 | -14 | -14 | -107.3921 | 107.4835 | -107.3921 | 107.4835 | 175.424 | 208.7737 | 138.3 | 141.206 | 137.7 | 140.6184 | -183.1 | -188.8387 | -169.5 | -174.11 | -173.9 | -178.374 | -173.2 | -177.8949 | 204.434 | 211.5088
2021-02-16 05:30 | -20 | -20.3961 | 67.4467 | 67.4469 | 39.0775 | 39.5403 | -20 | -20.6155 | -119.6578 | 119.9155 | -119.6578 | 119.9155 | 155.1541 | 183.579 | 138 | 140.6744 | 137.1 | 140.0309 | -181.1 | -186.9001 | -170.7 | -175.6722 | -175 | -179.8997 | -174.2 | -179.3095 | 226.6045 | 232.3054
2021-02-16 06:00 | -21 | -21.2132 | 60.5323 | 60.5348 | 45.1223 | 45.2478 | -21 | -21.2132 | -131.116 | 131.2465 | -131.116 | 131.2465 | 123.4782 | 154.2216 | 130.2 | 133.4123 | 130.2 | 133.4781 | -172.1 | -177.8355 | -165 | -169.6855 | -169.4 | -173.967 | -168.8 | -173.7079 | 243.32 | 246.4327
2021-02-16 06:30 | -30 | -30.0666 | 58.5883 | 58.6458 | 47.8824 | 47.9413 | -29 | -29.0689 | -143.364 | 143.4128 | -143.364 | 143.4128 | 86.7536 | 145.7975 | 127.8 | 130.9393 | 127.5 | 130.7122 | -170.2 | -175.4746 | -164.5 | -167.5455 | -168.8 | -171.7757 | -168.5 | -171.4745 | 256.7186 | 258.5538
2021-02-16 07:00 | -43 | -43 | 39.9815 | 40.608 | 62.3028 | 62.484 | -42 | -42 | -164.7163 | 164.7193 | -164.7163 | 164.7193 | 91.0703 | 145.9677 | 129.3 | 131.9676 | 128.1 | 130.9145 | -170.1 | -174.8088 | -165.7 | -168.3583 | -170 | -172.6094 | -169.7 | -172.4014 | 280.5952 | 282.4418
2021-02-16 07:30 | -45 | -45 | 29.5533 | 30.0381 | 74.3617 | 74.3648 | -45 | -45 | -179.4576 | 181.1063 | -179.4576 | 181.1063 | 82.3353 | 120.0678 | 129.3 | 131.9676 | 128.1 | 130.9145 | -170.5 | -175.0383 | -166.5 | -169.0932 | -170.8 | -173.2949 | -170.6 | -173.1831 | 288.4436 | 288.9008
2021-02-16 08:00 | -45 | -45 | 0 | 0 | 0 | 0 | -45 | -45 |  | 0 |  | 0 | 0 | 0 | 129.3 | 131.9676 | 128.1 | 130.9145 | -170.5 | -175.0383 | -166.5 | -169.0932 | -170.8 | -173.2949 | -170.6 | -173.1831 |  | 0
2021-02-16 08:30 | -51 | -51.1566 | 27.5913 | 30.7957 | 69.7017 | 70.2614 | -48 | -48.0937 | -181.7088 | 181.7476 | -181.7088 | 181.7476 | 79.4503 | 137.3859 | 132.3 | 134.7922 | 132.6 | 134.9733 | -175.3 | -180.0308 | -173.2 | -176.3883 | -177.3 | -180.5873 | -177.2 | -180.41 | 256.093 | 257.0958
2021-02-16 09:00 | -54 | -54.0833 | 17.6025 | 21.9071 | 70.1208 | 70.6553 | -54 | -54.0833 | -182.1107 | 182.1325 | -182.1107 | 182.1325 | 90.5491 | 146.8034 | 132.6 | 135.0867 | 131.7 | 134.2613 | -176 | -180.6672 | -172.4 | -175.7014 | -176.6 | -179.8621 | -176.4 | -179.7421 | 269.2482 | 269.5312
2021-02-16 09:30 | -62 | -62 | 20.8127 | 23.9979 | 81.3957 | 81.4961 | -64 | -64 | -187.2958 | 187.3282 | -187.2958 | 187.3282 | 96.5629 | 153.6089 | 132.3 | 134.8499 | 132.9 | 135.4386 | -176.3 | -181.0274 | -172.1 | -175.407 | -176.7 | -179.9037 | -176.4 | -179.7421 | 286.5417 | 286.5578
2021-02-16 10:00 | -68 | -68 | 22.64 | 27.1216 | 86.8895 | 86.9674 | -68 | -68 | -191.8581 | 192.0098 | -191.8581 | 192.0098 | 100.3036 | 138.3101 | 130.8 | 133.0381 | 130.8 | 133.0381 | -173.4 | -177.3036 | -171.2 | -175.3449 | -175.5 | -179.6519 | -175.4 | -179.6402 | 296.0087 | 298.5622
2021-02-16 10:30 | -66 | -66.0303 | 4.0225 | 8.8401 | 79.5074 | 79.5675 | -66 | -66.0076 | -185.7658 | 185.9078 | -185.7658 | 185.9078 | 60.4505 | 106.7391 | 126.3 | 128.2885 | 125.7 | 127.751 | -167.2 | -170.8445 | -174 | -178.361 | -178.1 | -182.5805 | -177.7 | -182.1463 | 330.0242 | 332.2591
2021-02-16 11:00 | -58 | -58.0086 | 32.2305 | 34.1034 | 73.9712 | 73.9869 | -57 | -57.0088 | -176.9339 | 177.2152 | -176.9339 | 177.2152 | 37.714 | 93.1384 | 124.2 | 126.1685 | 124.5 | 126.5705 | -165.2 | -168.5426 | -174.1 | -178.1988 | -178.2 | -182.3751 | -178.8 | -183.0253 | 322.2203 | 324.0559
2021-02-16 11:30 | -54 | -54.1479 | 35.8436 | 36.6366 | 72.6987 | 72.7067 | -54 | -54.1479 | -171.2118 | 171.8509 | -171.2118 | 171.8509 | 49.5894 | 96.0501 | 125.7 | 127.2467 | 126 | 127.6407 | -166.9 | -169.7363 | -174.6 | -178.3949 | -178.8 | -182.5679 | -178.8 | -182.5882 | 325.3158 | 328.028
2021-02-16 12:00 | -46 | -46.6905 | 32.8774 | 33.0639 | 61.2943 | 61.8779 | -47 | -47.676 | -157.8046 | 159.0574 | -157.8046 | 159.0574 | 71.2746 | 108.3995 | 124.5 | 125.9718 | 125.1 | 126.4752 | -167.7 | -170.189 | -176.8 | -180.3288 | -180.9 | -184.4669 | -181.5 | -185.1733 | 348.3636 | 350.9047
2021-02-16 12:30 | -36 | -37.3631 | 43.4436 | 43.6813 | 50.9328 | 52.1883 | -35 | -36.4006 | -147.0925 | 149.056 | -147.0925 | 149.056 | 71.2018 | 113.8255 | 126.3 | 128.0835 | 126 | 127.7877 | -166.7 | -169.877 | -177.2 | -180.9034 | -181.5 | -185.4148 | -180.8 | -184.6075 | 362.3529 | 364.958
2021-02-16 13:00 | -27 | -28.7924 | 51.5927 | 51.769 | 43.0262 | 44.8875 | -28 | -29.7321 | -144.953 | 147.437 | -144.953 | 147.437 | 53.1939 | 101.9135 | 124.2 | 126.0132 | 123.6 | 125.5252 | -166.6 | -169.6231 | -177.5 | -181.1538 | -181.8 | -185.507 | -182.1 | -185.801 | 369.8973 | 372.3829
2021-02-16 13:30 | -26 | -28.2312 | 57.4182 | 57.7944 | 43.3679 | 45.157 | -25 | -27.313 | -154.2746 | 156.6991 | -154.2746 | 156.6991 | 55.3474 | 104.5202 | 124.2 | 126.3851 | 126 | 128.1 | -166.3 | -170 | -176.4 | -181.0119 | -180.7 | -185.3596 | -180.6 | -185.3068 | 380.889 | 386.1423
2021-02-16 14:00 | -21 | -25.2389 | 70.1228 | 70.3759 | 39.3168 | 42.4686 | -20 | -23.8537 | -158.6975 | 162.559 | -158.6975 | 162.559 | 47.4784 | 93.6866 | 125.1 | 126.8503 | 123.9 | 125.8206 | -166.2 | -169.1774 | -176 | -180.0555 | -180.4 | -184.6524 | -180.4 | -184.6738 | 374.526 | 379.4569
2021-02-16 14:30 | -23 | -23.0868 | 77.9498 | 81.5688 | 43.9872 | 44.4176 | -21 | -21.095 | -161.5337 | 161.9286 | -161.5337 | 161.9286 | 32.3067 | 100.9504 | 135.3 | 137.4121 | 135 | 137.3872 | -178.2 | -182.8558 | -163.9 | -167.6373 | -167.9 | -171.6951 | -167.6 | -171.36 | 0 | 0
2021-02-16 15:00 | -29 | -31.0161 | 84.42 | 85.3652 | 53.6138 | 56.1544 | -29 | -31.3847 | -174.7145 | 179.406 | -174.7145 | 179.406 | 18.969 | 76.7444 | 135.9 | 137.9511 | 134.7 | 136.7691 | -177.2 | -181.0217 | -163.3 | -166.7007 | -166.9 | -170.3279 | -166.7 | -170.0921 | 0 | 0
2021-02-16 15:30 | -37 | -38.6005 | 94.2576 | 96.8908 | 66.6357 | 68.6398 | -38 | -39.8497 | -190.5582 | 195.4011 | -190.5582 | 195.4011 | -0.13244 | 77.32 | 135 | 138.9748 | 136.2 | 140.2833 | -178.6 | -185.8363 | -162.1 | -165.1705 | -165.7 | -168.7238 | -165.6 | -168.5693 | 0 | 0
2021-02-16 16:00 | -28 | -29.1204 | 110.0496 | 113.4993 | 58.6386 | 60.415 | -29 | -30.3645 | -182.1047 | 185.9969 | -182.1047 | 185.9969 | -23.6851 | 42.095 | 135.3 | 139.1253 | 134.7 | 138.472 | -180 | -187.1818 | -164.4 | -169.8548 | -167.5 | -172.9562 | -167.5 | -172.9065 | 0 | 0
2021-02-16 16:30 | -32 | -34.176 | 107.978 | 111.1384 | 64.4451 | 66.6601 | -32 | -34.5398 | -189.3864 | 193.7797 | -189.3864 | 193.7797 | -46.4493 | 53.4605 | 135.3 | 137.9677 | 135.3 | 137.9677 | -177.8 | -183.0677 | -163.6 | -168.6608 | -166.6 | -171.5709 | -166.8 | -171.8129 | 0 | 0
2021-02-16 17:00 | -31 | -33.2415 | 110.3882 | 112.6814 | 58.243 | 60.9034 | -31 | -33.6155 | -177.5191 | 182.1201 | -177.5191 | 182.1201 | -51.4345 | 52.7352 | 133.5 | 136.8293 | 133.2 | 136.6028 | -175.7 | -181.8589 | -160.7 | -166.1485 | -163.3 | -168.7189 | -163.5 | -168.8332 | 0 | 0
2021-02-16 17:30 | -18 | -18.9737 | 115.3514 | 117.5582 | 46.0973 | 47.6233 | -19 | -20.2485 | -171.6228 | 175.4676 | -171.6228 | 175.4676 | -43.0899 | 52.618 | 136.8 | 142.3332 | 136.2 | 141.5914 | -178.8 | -189.7411 | -166.3 | -174.5718 | -169.6 | -177.9286 | -169.4 | -177.7078 | 0 | 0
2021-02-16 18:00 | -9 | -13.4536 | 123.1628 | 124.7213 | 36.4864 | 40.4852 | -8 | -13.6015 | -153.6608 | 158.6468 | -153.6608 | 158.6468 | -23.0526 | 25.8699 | 135.3 | 137.682 | 135.6 | 138.089 | -178.4 | -183.4157 | -165.4 | -172.7633 | -168.6 | -176.1447 | -168.5 | -175.8954 | 0 | 0
2021-02-16 18:30 | 6 | 12.53 | 142.5548 | 143.956 | 23.3523 | 29.9622 | 6 | 13.4164 | -127.4383 | 132.7783 | -127.4383 | 132.7783 | -13.5999 | 38.9884 | 134.7 | 137.3794 | 134.7 | 137.5591 | -177.2 | -182.9732 | -164.4 | -172.3076 | -167.3 | -175.4944 | -167.3 | -175.4944 | 0 | 0
2021-02-16 19:00 | 3 | 11.4018 | 139.3568 | 140.8532 | 25.8692 | 31.1902 | 3 | 11.4018 | -129.6707 | 133.8599 | -129.6707 | 133.8599 | 3.1491 | 39.5574 | 134.1 | 137.4147 | 134.7 | 138.0003 | -178.2 | -184.7348 | -166.3 | -174.8168 | -169.7 | -178.2062 | -169.3 | -177.7643 | 0 | 0
2021-02-16 19:30 | 1 | 10.0499 | 135.6191 | 136.9447 | 27.3734 | 32.2595 | 1 | 10.0499 | -127.0969 | 131.2718 | -127.0969 | 131.2718 | 15.5474 | 80.8531 | 135 | 138.9039 | 135.9 | 139.8492 | -178.6 | -185.794 | -167.3 | -173.0658 | -170.5 | -176.2875 | -170.4 | -176.2673 | 0 | 0
2021-02-16 20:00 | -4 | -13.6015 | 126.2913 | 127.3767 | 35.4017 | 40.0231 | -5 | -14.8661 | -135.0689 | 139.8564 | -135.0689 | 139.8564 | 30.5918 | 87.6454 | 134.7 | 138.8274 | 134.7 | 139.048 | -178.8 | -186.5753 | -166.6 | -172.8606 | -169.7 | -175.824 | -169.3 | -175.5169 | 0 | 0
2021-02-16 20:30 | -4 | -18.4391 | 121.5142 | 121.6422 | 32.6237 | 38.8161 | -3 | -18.2483 | -123.8101 | 128.997 | -123.8101 | 128.997 | 45.2684 | 99.2928 | 135 | 139.3386 | 135 | 139.4884 | -177.3 | -185.9336 | -165 | -171.687 | -168.2 | -174.9564 | -167.9 | -174.8602 | 0 | 0
2021-02-16 21:00 | -12 | -20 | 104.4411 | 104.5613 | 41.9556 | 45.9677 | -12 | -20 | -133.1033 | 136.955 | -133.1033 | 136.955 | 76.2059 | 122.2479 | 137.7 | 142.2525 | 137.7 | 142.5584 | -181.7 | -190.8851 | -167.8 | -174.285 | -171.1 | -177.5978 | -171 | -177.6362 | 0 | 0
2021-02-16 21:30 | -17 | -22.0227 | 91.9345 | 92.0305 | 40.2323 | 43.3299 | -17 | -22.0227 | -132.222 | 134.7326 | -132.222 | 134.7326 | 105.4298 | 139.2757 | 139.5 | 144.4524 | 138.6 | 143.9825 | -183.7 | -193.4375 | -168.5 | -175.2035 | -171.7 | -178.4184 | -171.8 | -178.7061 | 0 | 0
2021-02-16 22:00 | -17 | -20.2485 | 83.3352 | 83.3515 | 40.7671 | 42.652 | -17 | -20.2485 | -125.6329 | 127.257 | -125.6329 | 127.257 | 127.6694 | 156.5143 | 141 | 145.7484 | 141 | 145.7484 | -185.7 | -195.0299 | -170.6 | -177.7726 | -174 | -181.2921 | -173.7 | -181.2307 | 0 | 0
2021-02-16 22:30 | -22 | -23.7697 | 79.6887 | 79.6976 | 42.2323 | 43.3489 | -21 | -22.8473 | -131.4338 | 132.5604 | -131.4338 | 132.5604 | 138.4034 | 163.6313 | 141.3 | 145.38 | 141.3 | 145.5943 | -186.4 | -194.979 | -170.2 | -177.7631 | -174.1 | -181.7859 | -173.8 | -181.723 | 0 | 0
2021-02-16 23:00 | -17 | -18.3848 | 78.4944 | 78.4944 | 38.5077 | 39.4236 | -17 | -18.3848 | -126.6694 | 127.5729 | -126.6694 | 127.5729 | 154.5945 | 175.1718 | 141.9 | 146.1049 | 141 | 145.0884 | -186.3 | -194.7663 | -170.1 | -177.4951 | -173 | -180.4458 | -172.9 | -180.608 | 0 | 0
2021-02-16 23:30 | -21 | -24.1868 | 73.7745 | 73.8423 | 39.8402 | 41.2769 | -21 | -23.7065 | -137.4661 | 138.7984 | -137.4661 | 138.7984 | 146.4484 | 168.5303 | 141.6 | 144.0953 | 141.3 | 143.9131 | -186.6 | -192.7497 | -169.9 | -175.991 | -173.1 | -179.211 | -173.3 | -179.6918 | 0 | 0
2021-02-17 | -22 | -23.4094 | 65.2355 | 65.2997 | 43.4875 | 44.139 | -22 | -23.0868 | -133.0449 | 133.681 | -133.0449 | 133.681 | 151.7601 | 173.1526 | 142.2 | 144.6299 | 141.3 | 143.9131 | -186.3 | -192.3801 | -169.9 | -175.455 | -173.1 | -178.7739 | -173.1 | -178.9547 | 0 | 0
2021-02-17 00:30 | -32 | -32.3883 | 56.8118 | 56.8275 | 44.2785 | 44.3623 | -31 | -31.4006 | -127.8497 | 127.9997 | -127.8497 | 127.9997 | 150.2646 | 174.8165 | 142.2 | 145.5826 | 141.9 | 145.2895 | -187.1 | -194.4346 | -171 | -177.2886 | -175.3 | -181.6738 | -174.3 | -181.0026 | 0 | 0
2021-02-17 01:00 | -26 | -26.4764 | 55.6995 | 55.8125 | 43.7958 | 44.0277 | -26 | -26.4764 | -120.9118 | 121.1084 | -120.9118 | 121.1084 | 139.279 | 170.2662 | 141 | 145.5232 | 141.6 | 146.031 | -186.5 | -195.5798 | -170.8 | -178.4242 | -174.4 | -182.1019 | -174.1 | -182.0761 | 0 | 0
2021-02-17 01:30 | -28 | -28.0179 | 52.62 | 52.7292 | 43.8898 | 44.7907 | -29 | -29 | -120.9668 | 121.1202 | -120.9668 | 121.1202 | 152.2782 | 177.826 | 141 | 145.38 | 141 | 145.5977 | -185.7 | -194.6965 | -170.7 | -178.2419 | -174.2 | -181.8242 | -173.5 | -181.3854 | 0 | 0
2021-02-17 02:00 | -29 | -29.0689 | 48.8585 | 48.963 | 45.3387 | 46.5386 | -29 | -29.0689 | -121.5425 | 121.7827 | -121.5425 | 121.7827 | 150.793 | 177.5025 | 141.6 | 145.8855 | 140.7 | 144.9397 | -186.5 | -195.281 | -170.9 | -178.2903 | -174.5 | -181.9693 | -174.6 | -182.2265 | 0 | 0
2021-02-17 02:30 | -21 | -21.095 | 57.3757 | 57.4226 | 36.584 | 38.0857 | -21 | -21.0238 | -109.1561 | 109.5942 | -109.1561 | 109.5942 | 154.1635 | 181.2041 | 141.6 | 146.2536 | 141.6 | 146.1046 | -186.6 | -195.7801 | -170.5 | -178.1081 | -174.1 | -181.8816 | -174.3 | -182.3 | 0 | 0
2021-02-17 03:00 | -19 | -19.105 | 55.9072 | 56.076 | 36.7095 | 38.8132 | -19 | -19.105 | -112.2135 | 113.0641 | -112.2135 | 113.0641 | 154.3026 | 181.6124 | 141.9 | 146.3954 | 141.9 | 146.6193 | -187.2 | -196.9189 | -171.7 | -179.6871 | -175.4 | -183.672 | -174.7 | -183.0037 | 0 | 0
2021-02-17 03:30 | -15 | -15.0333 | 62.2574 | 62.2783 | 31.2399 | 32.8198 | -14 | -14.0357 | -103.4476 | 103.9649 | -103.4476 | 103.9649 | 153.2819 | 182.7339 | 142.2 | 146.4679 | 141.3 | 145.7401 | -186.8 | -195.9012 | -171.2 | -178.1294 | -174.8 | -181.838 | -174.5 | -181.6733 | 0 | 0
2021-02-17 04:00 | -15 | -15 | 62.6072 | 62.6072 | 31.5206 | 32.6132 | -15 | -15 | -103.6444 | 103.8961 | -103.6444 | 103.8961 | 157.6521 | 183.2573 | 142.5 | 146.2038 | 143.1 | 146.9917 | -187.3 | -195.4067 | -171.3 | -177.6043 | -175 | -181.3581 | -174.8 | -181.5536 | 0 | 0
2021-02-17 04:30 | -10 | -10.0499 | 68.7286 | 68.7301 | 27.4268 | 28.1706 | -10 | -10.0499 | -98.9528 | 99.0293 | -98.9528 | 99.0293 | 153.2968 | 177.4752 | 142.5 | 145.8117 | 142.2 | 145.3923 | -187.5 | -194.7113 | -171 | -176.7206 | -174.6 | -180.3809 | -174.4 | -180.4413 | 0 | 0
2021-02-17 05:00 | -10 | -10.0499 | 73.4553 | 73.5209 | 28.2543 | 28.6941 | -9 | -9.0554 | -105.5205 | 105.5326 | -105.5205 | 105.5326 | 209.5469 | 228.4964 | 151.8 | 155.0338 | 152.1 | 155.4504 | -198.6 | -206.7564 | -162.6 | -167.9368 | -166.3 | -171.3035 | -165.6 | -170.9171 | 0 | 0
2021-02-17 05:30 | -15 | -15.1327 | 75.2202 | 75.4364 | 35.4769 | 35.6325 | -14 | -14.1421 | -120.2247 | 120.2391 | -120.2247 | 120.2391 | 196.8478 | 219.4942 | 151.5 | 154.8015 | 151.2 | 154.5699 | -198.1 | -206.1374 | -161.4 | -166.2109 | -165.1 | -169.6208 | -164.8 | -169.6322 | 0 | 0
2021-02-17 06:00 | -16 | -17.8885 | 75.3021 | 75.3347 | 35.7969 | 37.2221 | -16 | -17.8885 | -119.0817 | 119.9157 | -119.0817 | 119.9157 | 197.5115 | 220.9405 | 151.5 | 154.7401 | 150.9 | 154.2764 | -197.8 | -205.8214 | -161.9 | -166.8162 | -165.4 | -170.028 | -164.9 | -169.7768 | 0 | 0
2021-02-17 06:30 | -14 | -16.6433 | 79.6365 | 79.6367 | 33.4977 | 34.683 | -15 | -17.4929 | -123.1 | 123.7305 | -123.1 | 123.7305 | 169.5629 | 191.8317 | 149.7 | 152.6764 | 149.7 | 152.7955 | -197.2 | -204.3808 | -162.2 | -166.4112 | -165.8 | -169.7272 | -165.1 | -169.1952 | 0 | 0
2021-02-17 07:00 | -49 | -49.366 | 42.3223 | 42.4293 | 73.8001 | 74 | -49 | -49.4975 | -181.609 | 182.2455 | -181.609 | 182.2455 | 174.2066 | 196.7687 | 149.4 | 152.3823 | 149.1 | 152.2077 | -196.4 | -203.5039 | -163 | -167.191 | -166.8 | -170.683 | -166 | -170.0953 | 0 | 0
2021-02-17 07:30 | -62 | -62.514 | 29.4835 | 29.528 | 80.5466 | 80.6823 | -63 | -63.5059 | -195.5837 | 196.2463 | -195.5837 | 196.2463 | 169.3195 | 191.5141 | 148.5 | 151.4409 | 146.7 | 149.6762 | -194 | -201.0831 | -160.5 | -164.1242 | -164.4 | -167.7585 | -163.7 | -167.2139 | 0 | 0
2021-02-17 08:00 | -57 | -58.0517 | 30.9955 | 31.0598 | 70.9698 | 71.4322 | -56 | -57.0701 | -183.4027 | 184.3775 | -183.4027 | 184.3775 | 166.644 | 185.4046 | 147.3 | 150.0318 | 147.3 | 150.0891 | -192.5 | -199.0138 | -160.9 | -165.0102 | -164.2 | -168.0361 | -164 | -167.991 | 0 | 0
2021-02-17 08:30 | -56 | -56.8858 | 24.8287 | 25.2018 | 72.6937 | 73.5339 | -56 | -57.0701 | -183.8825 | 185.2804 | -183.8825 | 185.2804 | 164.8828 | 182.3589 | 145.8 | 148.2789 | 146.1 | 148.5739 | -192 | -197.7884 | -163.1 | -166.8552 | -166.3 | -169.7802 | -166 | -169.6085 | 0 | 0
2021-02-17 09:00 | -55 | -56.5155 | 22.4118 | 23.1086 | 70.7229 | 72.1281 | -54 | -55.5428 | -173.997 | 176.2398 | -173.997 | 176.2398 | 160.2086 | 174.1194 | 147 | 148.9463 | 146.1 | 148.0581 | -192.2 | -197.1054 | -163.4 | -167.8515 | -166.5 | -170.8707 | -166.5 | -171.0066 | 0 | 0
2021-02-17 09:30 | -58 | -59.9083 | 17.5952 | 19.4659 | 71.7049 | 73.1533 | -57 | -58.9406 | -171.7119 | 174.1214 | -171.7119 | 174.1214 | 154.3257 | 165.8202 | 145.2 | 146.7978 | 145.5 | 147.0508 | -190.7 | -195.0367 | -163.3 | -167.4835 | -166.7 | -170.8439 | -166.5 | -170.8036 | 0 | 0
2021-02-17 10:00 | -58 | -59.9083 | 18.7248 | 19.5945 | 69.617 | 70.9389 | -58 | -59.6657 | -169.0409 | 171.4774 | -169.0409 | 171.4774 | 153.2802 | 170.5288 | 149.1 | 150.6565 | 147.9 | 149.6017 | -193.6 | -197.9562 | -166.7 | -170.9319 | -170.2 | -174.3905 | -169.7 | -174.0568 | 0 | 0
2021-02-17 10:30 | -53 | -55.0818 | 19.4389 | 20.8606 | 68.2599 | 70.0695 | -53 | -54.8179 | -168.3538 | 171.4865 | -168.3538 | 171.4865 | 114.3649 | 136.8227 | 130.8 | 132.7211 | 130.2 | 132.1812 | -170.4 | -174.0586 | -148 | -151.3778 | -151.1 | -154.4306 | -151 | -154.4369 | 0 | 0
2021-02-17 11:00 | -42 | -45.31 | 37.5637 | 38.0983 | 58.3298 | 60.9222 | -42 | -45.31 | -156.3996 | 159.9758 | -156.3996 | 159.9758 | 87.5789 | 111.7187 | 114.3 | 116.1062 | 114 | 115.8109 | -151 | -153.6475 | -130.7 | -132.8943 | -133.7 | -135.7843 | -133.3 | -135.4256 | 0 | 0
2021-02-17 11:30 | -34 | -46.6905 | 50.3265 | 53.9508 | 52.1016 | 62.6966 | -34 | -47.3814 | -149.1599 | 160.6708 | -149.1599 | 160.6708 | 85.8387 | 111.0475 | 118.2 | 119.8968 | 118.5 | 120.1926 | -157.1 | -159.6286 | -138 | -140.1231 | -141.3 | -143.3913 | -141.2 | -143.3269 | 0 | 0
2021-02-17 12:00 | -36 | -47.5079 | 54.1828 | 57.3548 | 53.2101 | 63.4959 | -36 | -47.5079 | -151.926 | 162.9471 | -151.926 | 162.9471 | 70.5618 | 105.5361 | 120.3 | 124.2801 | 120.3 | 124.509 | -159 | -165.0829 | -141 | -142.9779 | -144.3 | -146.169 | -144.2 | -146.0863 | 0 | 0
2021-02-17 12:30 | -33 | -45.9674 | 60.304 | 62.2885 | 52.084 | 62.4417 | -33 | -45.9674 | -149.463 | 160.0149 | -149.463 | 160.0149 | 75.9692 | 109.7581 | 133.5 | 136.8954 | 133.8 | 137.2545 | -177.3 | -183.6304 | -159.1 | -161.9037 | -162.7 | -165.4246 | -162.6 | -165.3625 | 0 | 0
2021-02-17 13:00 | -42 | -48.3735 | 55.8639 | 56.074 | 63.7784 | 69.5085 | -43 | -49.7393 | -168.1394 | 175.2627 | -168.1394 | 175.2627 | 78.4982 | 157.7156 | 145.5 | 148.8707 | 143.7 | 147.3073 | -190.6 | -197.7736 | -171.1 | -174.929 | -175.1 | -178.7625 | -175.1 | -178.8842 | 0 | 0
2021-02-17 13:30 | -22 | -34.8281 | 81.005 | 81.2414 | 42.7561 | 52.7081 | -22 | -36.4006 | -137.178 | 146.6919 | -137.178 | 146.6919 | 30.2321 | 143.0811 | 141 | 144.4758 | 141.9 | 145.4196 | -185.8 | -193.0748 | -172 | -175.6862 | -176.2 | -179.7802 | -175.9 | -179.5061 | 0 | 0
2021-02-17 14:00 | -25 | -37.5366 | 78.0875 | 78.2072 | 48.7021 | 57.2854 | -24 | -36.8782 | -146.5058 | 155.5299 | -146.5058 | 155.5299 | 2.3355 | 132.1756 | 140.4 | 144.1577 | 140.7 | 144.7969 | -183.4 | -191.4121 | -170.3 | -174.423 | -174.6 | -178.6661 | -174.4 | -178.4706 | 0 | 0
2021-02-17 14:30 | -30 | -37.8021 | 80.6484 | 80.6701 | 52.3108 | 58.5712 | -30 | -37.8021 | -152.9359 | 159.9178 | -152.9359 | 159.9178 | -14.6595 | 123.7643 | 139.8 | 143.3049 | 140.1 | 143.5976 | -184.7 | -191.8241 | -171.3 | -174.7792 | -175.6 | -179.0151 | -175.1 | -178.5638 | 0 | 0
2021-02-17 15:00 | -27 | -36.1248 | 84.6657 | 84.6673 | 51.3503 | 58.0311 | -28 | -37.5366 | -151.2934 | 158.5484 | -151.2934 | 158.5484 | -42.1611 | 118.2834 | 138.3 | 141.5803 | 138 | 141.2873 | -182.9 | -189.664 | -171.8 | -174.7001 | -176.2 | -179.0644 | -175.9 | -178.7514 | 0 | 0
2021-02-17 15:30 | -38 | -46.0435 | 80.7208 | 80.7438 | 62.8059 | 68.9536 | -38 | -46.0435 | -165.7248 | 174.548 | -165.7248 | 174.548 | -72.0727 | 125.9366 | 137.7 | 140.9301 | 137.7 | 140.9301 | -180 | -186.7887 | -170.1 | -173.6837 | -174.3 | -177.8784 | -174.1 | -177.6426 | 0 | 0
2021-02-17 16:00 | -40 | -46.1411 | 85.921 | 85.9741 | 67.1078 | 71.7444 | -40 | -45.6508 | -176.5043 | 184.1438 | -176.5043 | 184.1438 | -91.4585 | 141.6076 | 138 | 140.7329 | 138 | 140.6165 | -179.8 | -185.2288 | -174.3 | -176.7955 | -178.8 | -181.3325 | -178.6 | -181.0855 | 0 | 0
2021-02-17 16:30 | -46 | -51.4296 | 86.9192 | 87.2519 | 73.4221 | 78.4045 | -46 | -51.4296 | -188.3226 | 196.8449 | -188.3226 | 196.8449 | -121.3774 | 164.3065 | 136.2 | 138.5117 | 136.2 | 138.5666 | -178.7 | -183.754 | -174.1 | -175.9 | -178.6 | -180.4112 | -178.4 | -180.1432 | 0 | 0
2021-02-17 17:00 | -40 | -47.1699 | 96.4414 | 96.6803 | 70.7324 | 76.4516 | -40 | -47.1699 | -189.414 | 199.045 | -189.414 | 199.045 | -98.7788 | 139.4887 | 140.7 | 142.9921 | 141 | 143.2342 | -184.8 | -190.1528 | -173.2 | -175.8097 | -177.2 | -179.5401 | -177 | -179.4749 | 0 | 0
2021-02-17 17:30 | -45 | -53 | 96.7921 | 96.8842 | 75.2311 | 81.8595 | -43 | -51.3128 | -199.1531 | 209.8782 | -199.1531 | 209.8782 | -92.2686 | 143.2287 | 141 | 144.9481 | 140.7 | 144.5181 | -185 | -192.9173 | -173.4 | -178.2505 | -177.7 | -182.573 | -177.6 | -182.4299 | 0 | 0
2021-02-17 18:00 | -41 | -49.6488 | 104.3471 | 104.4336 | 71.5941 | 79.0233 | -40 | -49.4065 | -194.4028 | 205.4831 | -194.4028 | 205.4831 | -84.1514 | 126.0265 | 140.4 | 143.7601 | 141.6 | 144.8686 | -185.5 | -192.4362 | -173.7 | -178.0904 | -178.1 | -182.4929 | -178.1 | -182.4061 | 0 | 0
2021-02-17 18:30 | -34 | -37.5766 | 112.8777 | 113.777 | 63.9534 | 67.7568 | -34 | -37.5766 | -180.5799 | 186.6185 | -180.5799 | 186.6185 | -65.8657 | 117.7782 | 140.1 | 144.6514 | 140.1 | 144.577 | -184.4 | -193.3364 | -172.3 | -177.7554 | -176.4 | -181.8775 | -176.5 | -181.926 | 0 | 0
2021-02-17 19:00 | -21 | -25.2389 | 119.7589 | 120.9917 | 54.3334 | 57.9673 | -21 | -25.2389 | -165.4018 | 169.9569 | -165.4018 | 169.9569 | -49.8461 | 130.4624 | 140.1 | 145.7534 | 139.5 | 145.1768 | -183.1 | -193.4732 | -171.8 | -176.812 | -176.1 | -180.9652 | -175.8 | -180.7011 | 0 | 0
2021-02-17 19:30 | -33 | -35.4683 | 105.9324 | 106.7445 | 62.538 | 64.7794 | -32 | -34.5398 | -174.6145 | 177.9986 | -174.6145 | 177.9986 | -19.8238 | 52.0671 | 139.8 | 144.139 | 139.8 | 144.2863 | -183.5 | -191.9719 | -171.7 | -175.251 | -176 | -179.4464 | -175.6 | -179.0933 | 0 | 0
2021-02-17 20:00 | -40 | -44.2832 | 100.2509 | 100.3978 | 66.7948 | 70.5769 | -40 | -44.2832 | -180.4031 | 185.8719 | -180.4031 | 185.8719 | 0.67318 | 58.3247 | 138.9 | 144.5172 | 139.2 | 144.8885 | -184.3 | -195.0961 | -172.1 | -176.7783 | -175.7 | -180.1957 | -176.1 | -180.6748 | 0 | 0
2021-02-17 20:30 | -33 | -38.0789 | 97.4046 | 97.4733 | 61.8119 | 65.6957 | -33 | -38.0789 | -164.4118 | 169.5444 | -164.4118 | 169.5444 | 27.5817 | 65.4692 | 140.7 | 145.5346 | 140.1 | 145.0319 | -184.7 | -194.1703 | -172.4 | -177.7554 | -176.3 | -181.6835 | -175.5 | -180.9073 | 0 | 0
2021-02-17 21:00 | -42 | -45.31 | 81.3034 | 81.4317 | 67.4429 | 70.1712 | -41 | -44.3847 | -168.2735 | 172.059 | -168.2735 | 172.059 | 53.1122 | 88.7787 | 137.1 | 142.4574 | 137.1 | 142.7045 | -179.8 | -190.0271 | -166.8 | -173.4589 | -170.6 | -177.3328 | -169.6 | -176.2616 | 0 | 0
2021-02-17 21:30 | -42 | -42.5793 | 74.4974 | 75.4821 | 63.7578 | 64.3425 | -40 | -40.6079 | -162.6917 | 163.4508 | -162.6917 | 163.4508 | 89.6915 | 107.7508 | 138.3 | 140.5771 | 138.3 | 140.6859 | -181.6 | -186.8544 | -167.4 | -173.6583 | -171.3 | -177.6308 | -169.8 | -176.3187 | 0 | 0
2021-02-17 22:00 | -34 | -34.1321 | 73.2536 | 74.1541 | 54.4613 | 54.4918 | -34 | -34.1321 | -144.796 | 145.0289 | -144.796 | 145.0289 | 116.3843 | 133.2199 | 138.3 | 141.5803 | 138 | 141.2873 | -182.4 | -189.1819 | -167.7 | -174.8529 | -171.8 | -179.0966 | -171 | -178.4433 | 0 | 0
2021-02-17 22:30 | -34 | -34.1321 | 67.9407 | 68.4593 | 53.343 | 53.4017 | -33 | -33.1361 | -147.8239 | 148.1522 | -147.8239 | 148.1522 | 135.5687 | 150.658 | 140.7 | 144.4499 | 141.6 | 145.3267 | -186 | -193.4861 | -169.8 | -177.6132 | -173.1 | -181.1496 | -173.5 | -181.7688 | 0 | 0
2021-02-17 23:00 | -34 | -35.171 | 59.3029 | 59.3236 | 54.7763 | 55.5317 | -33 | -34.2053 | -151.0152 | 152.0061 | -151.0152 | 152.0061 | 136.5756 | 171.5042 | 141.9 | 144.8531 | 142.2 | 145.3923 | -187.7 | -194.6369 | -171.4 | -177.0574 | -175 | -180.6712 | -174.2 | -180.1456 | 0 | 0
2021-02-17 23:30 | -22 | -24.1661 | 71.8001 | 71.8756 | 38.7683 | 40.4012 | -22 | -24.1661 | -134.0917 | 135.5003 | -134.0917 | 135.5003 | 134.7134 | 167.0746 | 143.1 | 145.6249 | 142.8 | 145.5 | -188.2 | -194.2495 | -170.6 | -175.7434 | -174.3 | -179.3594 | -174 | -179.2585 | 0 | 0
2021-02-18 | -23 | -24.6982 | 66.2911 | 66.5154 | 39.6011 | 41.1607 | -22 | -23.7697 | -126.9992 | 128.21 | -126.9992 | 128.21 | 148.6382 | 180.4105 | 142.5 | 145.3812 | 142.2 | 145.3923 | -188.2 | -194.8576 | -171.8 | -177.1482 | -175.1 | -180.4708 | -175.2 | -180.7877 | 0 | 0
2021-02-18 00:30 | -22 | -23.4094 | 66.1194 | 66.4276 | 34.6944 | 35.8139 | -22 | -23.7697 | -112.5298 | 113.2382 | -112.5298 | 113.2382 | 145.3314 | 180.7834 | 142.5 | 146.2038 | 142.8 | 146.6313 | -187.7 | -195.48 | -170.4 | -176.5963 | -173.4 | -179.5007 | -173.5 | -179.9111 | 0 | 0
2021-02-18 01:00 | -22 | -23.4094 | 58.3471 | 58.7255 | 40.2302 | 41.0149 | -22 | -23.4094 | -117.3219 | 117.8988 | -117.3219 | 117.8988 | 132.1683 | 168.7116 | 141.3 | 145.38 | 141 | 145.018 | -184.6 | -193.0236 | -168 | -174.5316 | -171.6 | -178.1869 | -171.4 | -178.2665 | 0 | 0
2021-02-18 01:30 | -29 | -29 | 50.8341 | 50.8347 | 45.3936 | 45.903 | -29 | -29 | -124.8601 | 124.8736 | -124.8601 | 124.8736 | 138.6107 | 170.8683 | 141.9 | 145.9632 | 142.2 | 146.3253 | -187.3 | -195.4352 | -170.6 | -176.8764 | -174.5 | -180.8494 | -173.9 | -180.4562 | 0 | 0
2021-02-18 02:00 | -25 | -25.02 | 57.1749 | 57.1901 | 37.3284 | 37.8544 | -26 | -26 | -109.2317 | 109.2496 | -109.2317 | 109.2496 | 139.9222 | 170.3662 | 142.2 | 145.9789 | 141.6 | 145.5319 | -187.1 | -195.0164 | -171.4 | -177.5173 | -174.9 | -181.157 | -174.6 | -181.1477 | 0 | 0
2021-02-18 02:30 | -21 | -21 | 56.7467 | 56.7683 | 37.1732 | 37.689 | -21 | -21.0238 | -107.3169 | 107.3493 | -107.3169 | 107.3493 | 140.9456 | 170.7316 | 141.9 | 145.6867 | 141.6 | 145.3945 | -186.7 | -194.9464 | -170.8 | -177.1752 | -174.7 | -181.1742 | -174.3 | -180.9487 | 0 | 0
2021-02-18 03:00 | -32 | -32 | 43.9834 | 43.9835 | 48.746 | 49.3611 | -32 | -32 | -124.7664 | 124.858 | -124.7664 | 124.858 | 141.8836 | 171.4558 | 140.4 | 144.5054 | 141.3 | 145.1709 | -185.7 | -193.9047 | -169.5 | -175.8689 | -173.1 | -179.552 | -172.9 | -179.6277 | 0 | 0
2021-02-18 03:30 | -45 | -45.1774 | 38.0499 | 38.5226 | 56.7696 | 57.8263 | -45 | -45.0999 | -139.6061 | 139.9859 | -139.6061 | 139.9859 | 115.5506 | 148.7692 | 128.1 | 132.3575 | 128.1 | 132.4333 | -168.3 | -175.8413 | -152.5 | -158.1514 | -156 | -161.8444 | -155.3 | -161.3313 | 0 | 0
2021-02-18 04:00 | -45 | -45.1774 | 32.4511 | 33.0942 | 63.1262 | 64.1841 | -44 | -44.1814 | -149.8757 | 150.311 | -149.8757 | 150.311 | 120.3789 | 150.4019 | 129.6 | 133.5162 | 128.7 | 132.5705 | -170.8 | -177.745 | -154.9 | -160.1832 | -158.4 | -163.7462 | -158 | -163.487 | 0 | 0
2021-02-18 04:30 | -49 | -49.163 | 27.195 | 28.5633 | 71.0946 | 71.9733 | -49 | -49.163 | -164.5414 | 164.9985 | -164.5414 | 164.9985 | 183.6321 | 211.3316 | 141 | 144.1562 | 140.1 | 143.4028 | -184.4 | -191.4565 | -168.2 | -173.709 | -171.9 | -177.4915 | -172 | -177.7639 | 0 | 0
2021-02-18 05:00 | -54 | -54.3323 | 25.4413 | 29.3844 | 81.6863 | 82.4797 | -55 | -55.3263 | -183.2906 | 183.5449 | -183.2906 | 183.5449 | 179.182 | 199.7432 | 151.5 | 154.6191 | 151.2 | 154.5079 | -199.2 | -206.7335 | -165.1 | -169.6899 | -167.9 | -172.2274 | -167.6 | -172.3304 | 0 | 0
2021-02-18 05:30 | -66 | -66.1211 | 34.2204 | 36.5566 | 81.1274 | 81.5765 | -67 | -67.1193 | -190.7082 | 190.7533 | -190.7082 | 190.7533 | 176.8021 | 198.1823 | 153.6 | 156.445 | 153.9 | 156.627 | -200.7 | -207.8376 | -164.5 | -169.0139 | -167.7 | -172.0626 | -167.2 | -171.7795 | 0 | 0
2021-02-18 06:00 | -71 | -71.8471 | 22.1375 | 31.1227 | 96.6969 | 97.8072 | -70 | -70.859 | -220.3823 | 220.7611 | -220.3823 | 220.7611 | 163.1704 | 180.1018 | 151.5 | 153.4364 | 150.6 | 152.5959 | -198.4 | -203.6855 | -163.8 | -167.3938 | -167.3 | -170.6219 | -166.7 | -170.2732 | 0 | 0
2021-02-18 06:30 | 0 | 0 | 8.0367 | 31.0398 | 113.1816 | 114.796 | -89 | -90.609 | -204.5961 | 204.718 | -204.5961 | 204.718 | 128.5513 | 150.4435 | 150.9 | 152.1547 | 150.9 | 152.2727 | -196.9 | -200.789 | -164.4 | -166.4075 | -167.6 | -169.5742 | -167.1 | -169.2039 | 0 | 0
2021-02-18 07:00 | 0 | 0 | -8.1119 | 25.2623 | 127.2174 | 127.6752 | -104 | -104.5801 | -214.5913 | 214.6204 | -214.5913 | 214.6204 | 122.4267 | 145.5666 | 150.3 | 151.5986 | 150.3 | 151.7188 | -197.2 | -201.1171 | -165.6 | -167.8515 | -168.8 | -170.883 | -168.4 | -170.6653 | 0 | 0
2021-02-18 07:30 | 0 | 0 | -12.4971 | 17.6074 | 126.2517 | 126.266 | -107 | -107 | -213.1397 | 213.9052 | -213.1397 | 213.9052 | 109.7946 | 139.8702 | 150.3 | 151.6781 | 149.4 | 150.8687 | -195.2 | -199.5485 | -164.4 | -166.6688 | -167.8 | -170.0063 | -167.3 | -169.6104 | 0 | 0
2021-02-18 08:00 | 0 | 0 | -33.5953 | 36.5576 | 143.6783 | 143.6988 | -125 | -125 | -231.7293 | 232.5216 | -231.7293 | 232.5216 | 96.3792 | 122.7844 | 148.2 | 150.1307 | 148.2 | 150.179 | -194.4 | -199.4505 | -166.6 | -170.616 | -170 | -173.9375 | -169 | -173.0243 | 0 | 0
2021-02-18 08:30 | 0 | 0 | -45.7019 | 48.5396 | 151.8399 | 151.8412 | -133 | -133 | -239.5392 | 240.2377 | -239.5392 | 240.2377 | 80.6976 | 107.7934 | 145.5 | 147.0077 | 146.4 | 148.0289 | -191.7 | -196.2684 | -167.5 | -171.1587 | -170.9 | -174.5076 | -170.3 | -173.9812 | 0 | 0
2021-02-18 09:00 | 0 | 0 | -54.4069 | 55.7878 | 153.4151 | 153.4377 | -136 | -136 | -240.3107 | 241.3321 | -240.3107 | 241.3321 | 87.2651 | 122.8018 | 146.7 | 150.9814 | 147 | 151.344 | -190.7 | -199.7731 | -164.1 | -167.405 | -167.8 | -171.0335 | -167.3 | -170.68 | 0 | 0
2021-02-18 09:30 | 0 | 0 | -59.4661 | 60.2235 | 153.87 | 153.9494 | -150 | -150.0133 | -238.8423 | 240.3102 | -238.8423 | 240.3102 | 58.81 | 112.4612 | 136.8 | 143.2446 | 135.3 | 143.0421 | -178.7 | -189.5466 | -156.2 | -160.6151 | -159.8 | -164.0728 | -159.2 | -163.4657 | 0 | 0
2021-02-18 10:00 | 0 | 0 | -61.6313 | 63.589 | 153.0715 | 153.0722 | -138 | -138.1304 | -236.1318 | 237.098 | -236.1318 | 237.098 | 80.1458 | 115.6441 | 134.1 | 139.0606 | 135.6 | 140.1446 | -176.6 | -185.0558 | -153.3 | -157.0904 | -157 | -160.6818 | -156.7 | -160.4529 | 0 | 0
2021-02-18 10:30 | 0 | 0 | -52.9966 | 55.0307 | 141.6773 | 141.6774 | -111 | -111.0721 | -227.7938 | 228.99 | -227.7938 | 228.99 | 37.1606 | 90.7745 | 132.3 | 137.2693 | 131.7 | 136.2971 | -172.9 | -180.8925 | -155.3 | -158.851 | -158.8 | -162.2334 | -158.4 | -161.8214 | 0 | 0
2021-02-18 11:00 | 0 | 0 | -57.6722 | 61.7594 | 148.7091 | 148.8686 | -133 | -133.3754 | -235.3678 | 235.9794 | -235.3678 | 235.9794 | 44.4562 | 96.804 | 130.5 | 134.3186 | 129.6 | 133.5162 | -173.2 | -180.1621 | -152.5 | -155.0673 | -156 | -158.4577 | -155 | -157.4381 | 0 | 0
2021-02-18 11:30 | 0 | 0 | -39.4176 | 42.8656 | 131.6911 | 131.725 | -128 | -128.39 | -223.2676 | 224.4132 | -223.2676 | 224.4132 | 23.0741 | 93.3343 | 129 | 133.304 | 129 | 133.304 | -168.2 | -175.7619 | -152.1 | -154.784 | -156.3 | -158.9676 | -155.6 | -158.2247 | 0 | 0
2021-02-18 12:00 | 0 | 0 | -22.5506 | 26.7096 | 116.1427 | 116.1427 | -103 | -103 | -210.8027 | 212.2488 | -210.8027 | 212.2488 | 28.0632 | 76.2918 | 130.5 | 133.5121 | 130.2 | 133.3472 | -169.8 | -175.4082 | -151.5 | -153.598 | -155.4 | -157.4621 | -154.9 | -156.9687 | 0 | 0
2021-02-18 12:30 | 0 | 0 | -19.0626 | 20.1862 | 116.7032 | 116.8317 | -97 | -97.1854 | -213.4091 | 215.5712 | -213.4091 | 215.5712 | -3.4209 | 53.9172 | 90.3 | 92.8475 | 90 | 92.6976 | -120.9 | -122.6762 | -104.3 | -104.8996 | -106.5 | -107.0666 | -106.8 | -107.3753 | 0 | 0
2021-02-18 13:00 | 0 | 0 | -3.3729 | 5.5197 | 105.4699 | 106.0083 | -87 | -87.6926 | -208.0377 | 211.6774 | -208.0377 | 211.6774 | -24.1668 | 56.3596 | 91.8 | 93.6654 | 92.1 | 93.9594 | -123.4 | -124.8848 | -109.4 | -110.0023 | -111.6 | -112.1739 | -111.5 | -111.9656 | 0 | 0
2021-02-18 13:30 | -68 | -68.0661 | 20.711 | 25.7689 | 87.7206 | 87.7642 | -68 | -68.1175 | -228.8482 | 230.8942 | -228.8482 | 230.8942 | -37.3798 | 70.906 | 92.1 | 94.0193 | 92.4 | 94.2535 | -123.2 | -124.9104 | -111.1 | -111.9912 | -113.5 | -114.4225 | -113.7 | -114.5957 | 0 | 0
2021-02-18 14:00 | -65 | -65.0077 | 33.0071 | 36.662 | 80.4598 | 80.4644 | -65 | -65.0308 | -221.4667 | 223.6187 | -221.4667 | 223.6187 | -47.8416 | 129.3035 | 91.5 | 93.5548 | 92.1 | 94.2043 | -122.2 | -124.1469 | -110.8 | -111.935 | -113.4 | -114.5372 | -113 | -114.0717 | 0 | 0
2021-02-18 14:30 | -59 | -59 | 42.1803 | 47.3099 | 78.4303 | 78.4331 | -58 | -58 | -220.826 | 222.585 | -220.826 | 222.585 | -72.9338 | 150.3937 | 95.1 | 102.0079 | 95.7 | 102.5675 | -127.9 | -134.8079 | -117.6 | -118.7798 | -120.7 | -121.7956 | -120.3 | -121.3202 | 0 | 0
2021-02-18 15:00 | -62 | -62.0081 | 51.0654 | 57.4319 | 81.9294 | 81.9356 | -62 | -62 | -233.1535 | 234.9569 | -233.1535 | 234.9569 | -118.2687 | 185.4841 | 94.5 | 101.5583 | 95.1 | 102.0079 | -125.6 | -133.6899 | -119.6 | -120.3708 | -122.4 | -123.1422 | -122.2 | -122.8895 | 0 | 0
2021-02-18 15:30 | -52 | -52.0096 | 66.4291 | 71.2399 | 76.9602 | 77.0504 | -52 | -52.0384 | -229.778 | 232.7219 | -229.778 | 232.7219 | -114.9352 | 155.4417 | 102.6 | 107.9617 | 102.3 | 107.5834 | -135.7 | -142.051 | -127.2 | -129.6142 | -129.9 | -132.265 | -129.7 | -132.0123 | 0 | 0
2021-02-18 16:00 | -60 | -61.8466 | 67.329 | 69.4028 | 86.4302 | 88.656 | -58 | -59.9083 | -249.0582 | 256.3706 | -249.0582 | 256.3706 | -133.2276 | 158.6327 | 105 | 108.559 | 105.6 | 109.6162 | -138.5 | -143.0271 | -134.5 | -136.369 | -137.6 | -139.4926 | -136.8 | -138.5419 | 0 | 0
2021-02-18 16:30 | -49 | -51.5461 | 84.9734 | 87.2668 | 77.9899 | 80.4721 | -49 | -51.2445 | -235.4081 | 243.2839 | -235.4081 | 243.2839 | -154.3429 | 182.3191 | 115.2 | 119.1181 | 114.9 | 119.6282 | -153.1 | -159.1872 | -150.6 | -153.1626 | -154 | -156.5787 | -154.1 | -156.6053 | 0 | 0
2021-02-18 17:00 | -55 | -57.28 | 88.1967 | 91.228 | 84.0093 | 87.1224 | -54 | -56.6127 | -236.1819 | 244.838 | -236.1819 | 244.838 | -166.5876 | 187.6458 | 119.1 | 123.1952 | 120.6 | 124.7221 | -158 | -164.2286 | -157.2 | -160.4239 | -160.7 | -164.0132 | -160.6 | -163.757 | 0 | 0
2021-02-18 17:30 | -61 | -63.0635 | 86.8948 | 91.2646 | 92.5934 | 95.1776 | -61 | -63.3246 | -253.5295 | 262.6252 | -253.5295 | 262.6252 | -142.0233 | 181.955 | 127.5 | 132.6492 | 127.5 | 132.816 | -167.5 | -176.6768 | -163.8 | -168.1501 | -167.5 | -171.9126 | -167.5 | -171.7785 | 0 | 0
2021-02-18 18:00 | -65 | -67.4463 | 89.4056 | 93.9006 | 96.421 | 99.259 | -65 | -67.4463 | -257.9492 | 267.0399 | -257.9492 | 267.0399 | -154.6024 | 184.8913 | 133.5 | 138.0372 | 131.7 | 136.4529 | -176.3 | -185.661 | -173.7 | -178.9914 | -177.3 | -182.63 | -177.4 | -182.6079 | 0 | 0
2021-02-18 18:30 | -46 | -46.5296 | 107.3724 | 113.4968 | 78.3917 | 79.5236 | -46 | -46.5296 | -227.8826 | 233.1297 | -227.8826 | 233.1297 | -141.8244 | 171.8408 | 131.4 | 136.9805 | 131.4 | 136.896 | -173.7 | -183.4467 | -170.8 | -176.0082 | -174.5 | -179.7919 | -174.4 | -179.5989 | 0 | 0
2021-02-18 19:00 | -42 | -42.7551 | 109.3505 | 114.1329 | 73.454 | 74.7195 | -41 | -41.7732 | -213.6854 | 218.3121 | -213.6854 | 218.3121 | -127.3448 | 183.7774 | 131.7 | 136.853 | 132.3 | 138.3602 | -171.9 | -180.6067 | -169.9 | -171.8628 | -174.7 | -176.54 | -174.5 | -176.397 | 0 | 0
2021-02-18 19:30 | -41 | -41.4367 | 104.9258 | 109.104 | 72.4958 | 73.446 | -41 | -41.5933 | -207.4336 | 211.4448 | -207.4336 | 211.4448 | -66.8677 | 133.8892 | 135.3 | 137.8134 | 135.9 | 138.3273 | -178.3 | -183.2721 | -166.5 | -170.4111 | -170.4 | -174.3284 | -170.3 | -174.2096 | 0 | 0
2021-02-18 20:00 | -51 | -51.0392 | 95.2282 | 101.4272 | 81.1158 | 81.2158 | -51 | -51.1566 | -218.3461 | 220.9086 | -218.3461 | 220.9086 | -45.3883 | 139.3499 | 134.7 | 138.0003 | 135.3 | 138.7172 | -177.3 | -183.735 | -164.6 | -168.8622 | -168.3 | -172.5587 | -167.8 | -172.0049 | 0 | 0
2021-02-18 20:30 | -55 | -55.5788 | 80.4473 | 90.6443 | 86.209 | 86.5233 | -55 | -55.4437 | -218.3127 | 218.5908 | -218.3127 | 218.5908 | -5.3662 | 82.9339 | 137.1 | 140.539 | 137.1 | 140.7397 | -179.6 | -186.5377 | -165.1 | -168.5444 | -168.6 | -172.0139 | -168.5 | -171.9556 | 0 | 0
2021-02-18 21:00 | -58 | -58.4209 | 72.8691 | 81.7082 | 83.7629 | 84.3017 | -58 | -58.4209 | -206.183 | 206.2557 | -206.183 | 206.2557 | 21.8504 | 86.0828 | 136.8 | 141.3815 | 136.8 | 141.4576 | -179.2 | -187.9562 | -164.8 | -170.7633 | -167.9 | -173.8777 | -168 | -174.0346 | 0 | 0
2021-02-18 21:30 | -58 | -58.5491 | 60.1418 | 67.0233 | 82.8714 | 83.3788 | -58 | -58.5491 | -201.7266 | 201.7583 | -201.7266 | 201.7583 | 64.3871 | 107.8597 | 137.4 | 139.3783 | 137.4 | 139.6918 | -181.9 | -186.6634 | -166.4 | -172.4297 | -169.5 | -175.631 | -169.9 | -176.1049 | 0 | 0
2021-02-18 22:00 | -62 | -62.2013 | 53.4002 | 54.6539 | 81.1047 | 81.1748 | -63 | -63.1981 | -192.3477 | 193.3406 | -192.3477 | 193.3406 | 100.3404 | 125.4377 | 138.3 | 140.1668 | 138 | 139.92 | -183.2 | -187.7537 | -167.3 | -173.0914 | -170.7 | -176.6086 | -170.7 | -176.8154 | 0 | 0
2021-02-18 22:30 | -54 | -54.0093 | 50.2653 | 51.5054 | 75.6926 | 75.6988 | -55 | -55.0364 | -192.6536 | 193.0975 | -192.6536 | 193.0975 | 107.5081 | 132.1875 | 137.1 | 140.3439 | 137.4 | 140.637 | -181.2 | -187.8395 | -164.1 | -171.7241 | -167.1 | -174.8561 | -167.8 | -175.911 | 0 | 0
2021-02-18 23:00 | -65 | -65 | 33.4734 | 35.1724 | 84.6256 | 84.6642 | -66 | -66 | -205.0207 | 205.2757 | -205.0207 | 205.2757 | 111.66 | 137.6927 | 136.2 | 139.0282 | 135.3 | 138.2691 | -179.5 | -185.1279 | -162.9 | -168.8424 | -166.3 | -172.3858 | -166.6 | -173.0215 | 0 | 0
2021-02-18 23:30 | -63 | -63 | 36.3755 | 38.2175 | 78.7397 | 78.9262 | -64 | -64 | -200.2622 | 200.4236 | -200.2622 | 200.4236 | 98.4819 | 129.6542 | 138 | 140.282 | 138.6 | 140.9809 | -181.9 | -187.099 | -163.2 | -168.8721 | -167.6 | -173.5361 | -166.4 | -172.3253 | 0 | 0
2021-02-19 | -71 | -71.0282 | 20.5174 | 23.6923 | 88.3923 | 88.7029 | -70 | -70.0286 | -205.3342 | 205.3534 | -205.3342 | 205.3534 | 113.6682 | 140.4131 | 137.7 | 140.2647 | 138.9 | 141.4429 | -181.8 | -187.4073 | -164.5 | -170.3606 | -167.1 | -173.0532 | -167.2 | -173.4123 | 0 | 0
2021-02-19 00:30 | -67 | -67.3647 | 19.3041 | 23.5519 | 84.3885 | 85.231 | -67 | -67.2681 | -195.8806 | 196.0742 | -195.8806 | 196.0742 | 107.4648 | 133.5255 | 137.4 | 139.9702 | 137.4 | 140.0277 | -180.4 | -186.0251 | -163.9 | -169.4777 | -167.2 | -172.9948 | -166.4 | -172.3253 | 0 | 0
2021-02-19 01:00 | -72 | -72.4431 | 12.2017 | 16.8088 | 89.238 | 90.1185 | -73 | -73.3348 | -199.0025 | 199.2479 | -199.0025 | 199.2479 | 111.8236 | 137.6907 | 136.5 | 139.2032 | 136.8 | 139.5564 | -180.5 | -186.1947 | -163.8 | -169.401 | -167.6 | -173.3559 | -167.3 | -173.2723 | 0 | 0
2021-02-19 01:30 | -64 | -64.9384 | 20.1804 | 26.1092 | 79.3719 | 81.1826 | -64 | -64.9384 | -184.4235 | 185.2293 | -184.4235 | 185.2293 | 108.1297 | 138.2021 | 136.2 | 139.7279 | 136.5 | 140.1552 | -179.8 | -186.8659 | -163.3 | -169.9845 | -166.9 | -173.7206 | -166.5 | -173.5605 | 0 | 0
2021-02-19 02:00 | -66 | -66.9104 | 13.8645 | 20.7759 | 83.758 | 85.4038 | -67 | -67.897 | -187.7469 | 188.5044 | -187.7469 | 188.5044 | 112.9466 | 138.2053 | 136.8 | 139.7987 | 136.8 | 139.9236 | -180.4 | -186.5742 | -164.8 | -170.5212 | -168.5 | -174.3282 | -168.1 | -174.0968 | 0 | 0
2021-02-19 02:30 | -71 | -72.3671 | 9.9625 | 19.8559 | 87.0816 | 89.0664 | -71 | -72.1803 | -188.4581 | 189.4014 | -188.4581 | 189.4014 | 102.8479 | 128.4761 | 127.8 | 130.81 | 129 | 132.1758 | -169.9 | -175.631 | -153.4 | -158.7846 | -156.6 | -162.0827 | -156.3 | -161.9751 | 0 | 0
2021-02-19 03:00 | -79 | -80.8084 | 1.4408 | 21.294 | 95.7987 | 98.2903 | -79 | -80.8084 | -200.8577 | 202.2691 | -200.8577 | 202.2691 | 94.8778 | 121.9374 | 126.6 | 129.9689 | 127.2 | 130.5534 | -167.5 | -173.4915 | -151.8 | -157.1874 | -155.2 | -160.7565 | -155 | -160.6946 | 0 | 0
2021-02-19 03:30 | -88 | -90.0278 | -5.1048 | 23.764 | 103.2706 | 105.7346 | -87 | -89.0505 | -211.4349 | 212.9672 | -211.4349 | 212.9672 | 93.8642 | 120.7883 | 127.2 | 130.4862 | 127.8 | 131.2739 | -167.2 | -173.3067 | -151.2 | -156.7127 | -154.1 | -159.6163 | -153.6 | -159.3713 | 0 | 0
2021-02-19 04:00 | -89 | -90.802 | -6.4872 | 20.8995 | 104.0222 | 106.0076 | -88 | -89.627 | -213.3038 | 214.2802 | -213.3038 | 214.2802 | 94.8659 | 120.4878 | 127.8 | 131.0712 | 127.2 | 130.4862 | -168.8 | -174.4404 | -152.8 | -158.1019 | -156.4 | -161.9089 | -156.6 | -162.1863 | 0 | 0
2021-02-19 04:30 | -85 | -86.4928 | -0.65916 | 21.4056 | 103.167 | 104.8019 | -85 | -86.3134 | -212.5908 | 213.3746 | -212.5908 | 213.3746 | 143.3845 | 159.0484 | 127.8 | 130.81 | 129 | 131.9195 | -170.1 | -175.3776 | -153 | -158.3466 | -156.2 | -161.6704 | -156 | -161.581 | 0 | 0
2021-02-19 05:00 | -96 | -98.0612 | -4.3126 | 28.8004 | 114.502 | 116.5005 | -95 | -96.8814 | -233.6647 | 234.5063 | -233.6647 | 234.5063 | 143.7029 | 159.2454 | 136.8 | 139.4974 | 136.8 | 139.439 | -178.8 | -184.4493 | -145.8 | -150.6706 | -148.3 | -153.1192 | -148.2 | -153.1949 | 0 | 0
2021-02-19 05:30 | -96 | -98.0612 | 4.3928 | 31.6306 | 114.9486 | 116.879 | -96 | -97.8621 | -241.6735 | 242.2676 | -241.6735 | 242.2676 | 147.9259 | 163.1256 | 146.1 | 148.7401 | 145.5 | 148.265 | -193.9 | -200.1434 | -158.4 | -163.9507 | -161.3 | -166.8306 | -160.7 | -166.3794 | 0 | 0
2021-02-19 06:00 | -94 | -94.8947 | 7.7714 | 26.6413 | 115.203 | 116.0467 | -95 | -95.8853 | -248.1532 | 248.2068 | -248.1532 | 248.2068 | 132.4325 | 150.9229 | 148.5 | 150.9885 | 148.8 | 151.2298 | -193.2 | -199.4902 | -159.2 | -163.8837 | -162.5 | -167.2319 | -162.1 | -166.9863 | 0 | 0
2021-02-19 06:30 | -98 | -98.0459 | 7.2409 | 18.7371 | 118.3308 | 118.3395 | -99 | -99.0202 | -258.3049 | 258.7593 | -258.3049 | 258.7593 | 125.3569 | 151.4233 | 147.3 | 152.1476 | 147 | 151.9328 | -192.4 | -202.3277 | -158.5 | -162.7841 | -161.8 | -165.8879 | -161.3 | -165.67 | 0 | 0
2021-02-19 07:00 | -114 | -114.0395 | -10.869 | 20.6934 | 133.6124 | 133.6424 | -113 | -113.0044 | -277.7967 | 278.1841 | -277.7967 | 278.1841 | 111.9534 | 136.6332 | 147.6 | 151.7858 | 146.4 | 150.5489 | -192.9 | -201.5464 | -158.8 | -162.152 | -162.4 | -165.542 | -161.7 | -164.9931 | 0 | 0
2021-02-19 07:30 | -107 | -107.0047 | -9.3314 | 17.7057 | 127.0974 | 127.1091 | -108 | -108 | -273.2728 | 273.832 | -273.2728 | 273.832 | 76.8502 | 124.8423 | 146.1 | 150.9862 | 146.1 | 150.9862 | -190.4 | -200.3645 | -162.8 | -166.6043 | -166 | -169.6703 | -165.9 | -169.6977 | 0 | 0
2021-02-19 08:00 | -105 | -105.0048 | -9.5238 | 19.1179 | 123.3999 | 123.4088 | -105 | -105.0048 | -272.0453 | 272.5763 | -272.0453 | 272.5763 | 48.7192 | 105.6361 | 143.4 | 147.7048 | 143.1 | 147.6323 | -188.6 | -197.1414 | -162.4 | -165.6201 | -165.9 | -168.977 | -165.3 | -168.4861 | 0 | 0
2021-02-19 08:30 | -98 | -98.1275 | -7.1223 | 10.6803 | 116.0978 | 116.2127 | -97 | -97.1288 | -257.5027 | 259.1537 | -257.5027 | 259.1537 | 73.5793 | 119.233 | 145.5 | 148.7449 | 143.7 | 147.1765 | -189.8 | -197.061 | -163.2 | -165.9889 | -166.7 | -169.3779 | -166.1 | -168.8771 | 0 | 0
2021-02-19 09:00 | -105 | -105 | -16.5134 | 22.2717 | 121.2129 | 121.214 | -104 | -104 | -256.5559 | 257.7715 | -256.5559 | 257.7715 | 86.6684 | 176.0558 | 147 | 151.2024 | 146.7 | 150.9814 | -189.8 | -198.7525 | -162.5 | -165.9984 | -166.3 | -169.6406 | -165.5 | -168.9765 | 0 | 0
2021-02-19 09:30 | -108 | -108 | -22.7931 | 27.5724 | 122.2329 | 122.233 | -108 | -108 | -256.5459 | 258.0093 | -256.5459 | 258.0093 | 75.1661 | 171.1259 | 141.9 | 145.8237 | 142.2 | 146.1157 | -186.5 | -194.3281 | -159.1 | -162.2476 | -162.8 | -165.8195 | -162.1 | -165.1102 | 0 | 0
2021-02-19 10:00 | -122 | -122 | -37.2563 | 40.9646 | 135.9318 | 135.9323 | -122 | -122 | -273.6266 | 275.4841 | -273.6266 | 275.4841 | 55.8328 | 152.2498 | 141.9 | 145.5519 | 141.6 | 145.2595 | -186.1 | -194.0572 | -160.2 | -164.1951 | -163.1 | -166.9187 | -163.2 | -167.145 | 0 | 0
2021-02-19 10:30 | -122 | -122.0041 | -43.5387 | 47.1635 | 142.7732 | 142.774 | -122 | -122 | -287.1721 | 288.8846 | -287.1721 | 288.8846 | 39.5018 | 146.7198 | 138.6 | 142.2013 | 138.6 | 142.2687 | -182 | -189.1734 | -159.6 | -163.2022 | -163.2 | -166.8275 | -162.3 | -166.0599 | 0 | 0
2021-02-19 11:00 | -120 | -120.0167 | -34.901 | 37.4069 | 134.6154 | 134.6722 | -119 | -119.0378 | -274.937 | 277.6891 | -274.937 | 277.6891 | 49.827 | 148.8657 | 139.2 | 142.0277 | 138.6 | 141.4999 | -181.1 | -187.2511 | -158.7 | -161.835 | -162.1 | -165.1897 | -162.1 | -165.2867 | 0 | 0
2021-02-19 11:30 | -110 | -111.3059 | -24.7962 | 43.1046 | 127.025 | 128.0813 | -110 | -111.3059 | -267.6408 | 267.8645 | -267.6408 | 267.8645 | 40.662 | 164.0505 | 140.4 | 143.8249 | 140.4 | 143.9562 | -183.8 | -191.0142 | -160.4 | -164.1742 | -164.3 | -167.9866 | -163.4 | -167.2252 | 0 | 0
2021-02-19 12:00 | -111 | -112.2943 | -21.9929 | 42.0489 | 127.4587 | 128.3241 | -110 | -111.3059 | -270.1942 | 270.5103 | -270.1942 | 270.5103 | 3.4793 | 143.6831 | 137.7 | 140.9942 | 137.1 | 140.6722 | -179.4 | -185.9451 | -162.9 | -167.0935 | -165.8 | -169.9001 | -166.5 | -170.6488 | 0 | 0
2021-02-19 12:30 | -105 | -105.6835 | -12.4194 | 35.1003 | 121.0615 | 121.5248 | -104 | -104.69 | -265.4003 | 266.1408 | -265.4003 | 266.1408 | -22.8196 | 134.2679 | 135 | 137.615 | 135 | 137.4999 | -178.3 | -183.4353 | -164.3 | -167.6805 | -168.4 | -171.7783 | -167.8 | -171.1506 | 0 | 0
2021-02-19 13:00 | -99 | -99.3227 | -6.3145 | 32.8313 | 120.0754 | 120.3565 | -99 | -99.4082 | -269.4685 | 270.6868 | -269.4685 | 270.6868 | -13.5105 | 123.0396 | 138 | 140.3362 | 138 | 140.391 | -183 | -188.2153 | -167 | -171.6078 | -170.4 | -174.9636 | -170.5 | -175.1131 | 0 | 0
2021-02-19 13:30 | -100 | -100.045 | 2.873 | 20.5508 | 115.91 | 116.0509 | -99 | -99.0808 | -267.9218 | 272.6541 | -267.9218 | 272.6541 | -17.1794 | 124.1162 | 134.7 | 136.7691 | 134.4 | 136.6871 | -176.7 | -180.9959 | -159.9 | -163.7071 | -163.6 | -167.4286 | -163.4 | -167.0591 | 0 | 0
2021-02-19 14:00 | -91 | -91.1373 | 8.8948 | 20.5681 | 112.8533 | 113.1965 | -91 | -91.1976 | -271.0469 | 277.057 | -271.0469 | 277.057 | -24.1708 | 132.7053 | 133.8 | 135.8308 | 134.1 | 136.0751 | -177.3 | -181.6685 | -162.2 | -165.8912 | -166.2 | -169.97 | -165.9 | -169.614 | 0 | 0
2021-02-19 14:30 | -81 | -81.3019 | 27.0707 | 34.3315 | 104.2233 | 104.6268 | -81 | -81.3941 | -259.434 | 266.3204 | -259.434 | 266.3204 | -56.0987 | 118.239 | 134.7 | 136.6664 | 134.1 | 136.0245 | -176.8 | -181.2684 | -165 | -169.2744 | -168.9 | -173.188 | -168.6 | -172.8073 | 0 | 0
2021-02-19 15:00 | -79 | -79.2275 | 33.3271 | 37.8516 | 106.3738 | 106.7743 | -83 | -83.2947 | -272.9909 | 279.6537 | -272.9909 | 279.6537 | -91.1448 | 138.1156 | 137.4 | 140.9646 | 137.1 | 140.8078 | -180.1 | -187.0192 | -171.2 | -174.6219 | -175.7 | -179.1521 | -175.5 | -178.8589 | 0 | 0
2021-02-19 15:30 | -85 | -85.2115 | 45.4702 | 50.2296 | 104.4083 | 104.9112 | -84 | -84.214 | -279.0865 | 286.2048 | -279.0865 | 286.2048 | -137.721 | 174.9578 | 133.5 | 138.1138 | 133.5 | 138.1909 | -176 | -184.1566 | -171.6 | -174.7632 | -176.2 | -179.4694 | -176.2 | -179.2636 | 0 | 0
2021-02-19 16:00 | -74 | -74.6726 | 58.724 | 62.946 | 102.7131 | 103.6197 | -73 | -73.8241 | -286.7538 | 295.3315 | -286.7538 | 295.3315 | -149.0203 | 166.2255 | 132.3 | 136.2096 | 132 | 135.9182 | -173.7 | -180.6704 | -172.8 | -177.6205 | -177.2 | -182.0864 | -177.1 | -181.8519 | 0 | 0
2021-02-19 16:30 | -69 | -70.0357 | 68.9604 | 73.7246 | 101.7296 | 102.6397 | -69 | -69.8713 | -296.2301 | 305.2812 | -296.2301 | 305.2812 | -139.175 | 147.7325 | 135.6 | 137.8134 | 135.9 | 138.2717 | -178.1 | -183.7699 | -167.6 | -172.7586 | -171.3 | -176.3262 | -171.1 | -175.9905 | 0 | 0
2021-02-19 17:00 | -72 | -72 | 77.734 | 88.1988 | 105.6515 | 105.7545 | -75 | -75 | -300.3215 | 306.2072 | -300.3215 | 306.2072 | -137.9869 | 153.8866 | 136.2 | 139.7952 | 136.8 | 140.1806 | -178.7 | -185.2698 | -168 | -172.9544 | -171.4 | -176.2588 | -170.8 | -175.536 | 0 | 0
2021-02-19 17:30 | -59 | -59 | 92.5367 | 101.703 | 93.9871 | 94.0719 | -60 | -60.0083 | -292.347 | 298.3846 | -292.347 | 298.3846 | -141.0777 | 160.7432 | 137.4 | 141.2375 | 137.1 | 140.9457 | -181 | -188.4046 | -169 | -174.4093 | -172.5 | -177.9738 | -172.3 | -177.5846 | 0 | 0
2021-02-19 18:00 | -61 | -61 | 98.057 | 106.8811 | 93.7585 | 93.9231 | -61 | -61 | -293.6845 | 300.3369 | -293.6845 | 300.3369 | -132.4294 | 152.5608 | 136.5 | 140.4324 | 136.5 | 140.6466 | -180.5 | -188.5195 | -166.6 | -172.4385 | -170 | -175.8295 | -170 | -175.652 | 0 | 0
2021-02-19 18:30 | -50 | -50 | 109.0655 | 116.9181 | 83.7899 | 83.8798 | -50 | -50 | -277.9933 | 284.0641 | -277.9933 | 284.0641 | -123.5605 | 159.2213 | 137.1 | 142.2955 | 136.2 | 141.7566 | -179.5 | -189.6429 | -165.7 | -172.128 | -169.6 | -175.9386 | -169.5 | -175.8063 | 0 | 0
2021-02-19 19:00 | -40 | -40.0125 | 117.45 | 124.2945 | 73.744 | 73.8169 | -40 | -40.0125 | -250.7902 | 255.8644 | -250.7902 | 255.8644 | -107.7922 | 180.8581 | 136.8 | 143.1905 | 135.9 | 142.6922 | -178.8 | -190.8708 | -166 | -169.9654 | -169.5 | -173.3434 | -169.1 | -172.8274 | 0 | 0
2021-02-19 19:30 | -50 | -50.3587 | 107.6234 | 111.9409 | 79.783 | 80.6589 | -51 | -51.4781 | -251.0443 | 257.4703 | -251.0443 | 257.4703 | -86.7428 | 158.6965 | 136.8 | 139.5564 | 136.2 | 139.0887 | -179.6 | -185.7241 | -165.7 | -169.6724 | -169 | -172.8967 | -168.8 | -172.659 | 0 | 0
2021-02-19 20:00 | -57 | -57.0351 | 95.5625 | 100.5874 | 86.8885 | 87.0058 | -56 | -56.0089 | -254.066 | 258.5226 | -254.066 | 258.5226 | -70.5013 | 157.3548 | 138.6 | 142.4744 | 138 | 142.1747 | -181.7 | -189.583 | -168.1 | -173.0041 | -171.4 | -176.2355 | -171 | -175.7493 | 0 | 0
2021-02-19 20:30 | -50 | -51.923 | 94.3087 | 104.3114 | 79.4019 | 80.0869 | -49 | -50.6952 | -231.9247 | 232.6679 | -231.9247 | 232.6679 | -45.3781 | 132.9664 | 137.7 | 142.7149 | 137.4 | 142.6651 | -180.7 | -189.9027 | -166.8 | -172.4253 | -170.3 | -175.8154 | -170 | -175.4031 | 0 | 0
2021-02-19 21:00 | -43 | -44.3847 | 93.1996 | 100.5089 | 71.307 | 72.307 | -43 | -44.3847 | -220.5778 | 220.8687 | -220.5778 | 220.8687 | -17.0767 | 122.1746 | 138.9 | 142.9062 | 138.9 | 142.977 | -181.9 | -189.9754 | -167.6 | -172.7824 | -171.3 | -176.4454 | -170.8 | -175.8882 | 0 | 0
2021-02-19 21:30 | -27 | -29.5466 | 101.5005 | 108.0049 | 53.1917 | 54.7783 | -28 | -30.4631 | -186.999 | 187.0497 | -186.999 | 187.0497 | 7.3258 | 149.5255 | 137.4 | 141.887 | 138 | 142.771 | -181.7 | -190.5208 | -166.8 | -172.5569 | -170.4 | -176.1401 | -170 | -175.7531 | 0 | 0
2021-02-19 22:00 | -26 | -27.2029 | 93.2315 | 98.1723 | 50.4474 | 51.5931 | -27 | -28.1603 | -175.5971 | 175.6394 | -175.5971 | 175.6394 | 36.3915 | 107.016 | 139.8 | 143.6421 | 139.5 | 143.7751 | -182.1 | -190.2536 | -166.8 | -171.1855 | -169.9 | -174.2075 | -170 | -174.3187 | 0 | 0
2021-02-19 22:30 | -10 | -11.1803 | 101.8349 | 104.2333 | 32.4683 | 33.7659 | -11 | -11.7047 | -149.5591 | 149.681 | -149.5591 | 149.681 | 55.2831 | 114.4217 | 138 | 142.771 | 137.7 | 142.794 | -181.6 | -191.0368 | -165.6 | -170.6241 | -168.7 | -173.7056 | -168.3 | -173.4862 | 0 | 0
2021-02-19 23:00 | -1 | -1 | 103.0331 | 104.3451 | 24.1939 | 25.0799 | -1 | -1.4142 | -134.9946 | 135.284 | -134.9946 | 135.284 | 70.5791 | 112.6968 | 137.7 | 140.0961 | 137.4 | 139.857 | -180.8 | -186.2929 | -165.2 | -170.5296 | -168.3 | -173.7063 | -167.5 | -173.0062 | 0 | 0
2021-02-19 23:30 | 7 | 7.0711 | 114.1178 | 115.066 | 10.5792 | 12.2766 | 7 | 7.0711 | -119.4339 | 119.8064 | -119.4339 | 119.8064 | 63.4409 | 102.8561 | 137.7 | 139.7247 | 137.7 | 139.7758 | -182.3 | -186.8317 | -165.8 | -170.6275 | -168.7 | -173.6344 | -169 | -174.0447 | 0 | 0
2021-02-20 | 13 | 13.6015 | 109.8449 | 110.8816 | 6.9885 | 12.6579 | 13 | 13.9284 | -104.7622 | 104.7622 | -104.7622 | 104.7622 | 77.31 | 123.1053 | 138.6 | 141.6839 | 139.2 | 142.3961 | -183 | -189.2667 | -167 | -173.0874 | -170.3 | -176.4817 | -170.1 | -176.4472 | 0 | 0
2021-02-20 00:30 | 9 | 16.6433 | 100.2375 | 100.4816 | 8.9978 | 18.8398 | 8 | 16.1245 | -100.882 | 104.2072 | -100.882 | 104.2072 | 93.4387 | 124.7897 | 138.9 | 141.6743 | 139.2 | 142.1481 | -183.7 | -189.8171 | -167.3 | -173.2204 | -171 | -176.9756 | -170.4 | -176.552 | 0 | 0
2021-02-20 01:00 | 3 | 12.3693 | 91.3788 | 91.5805 | 14.6963 | 20.427 | 2 | 12.1655 | -105.5825 | 107.8204 | -105.5825 | 107.8204 | 103.2052 | 135.6696 | 138.3 | 141.4531 | 138.9 | 141.9774 | -182.4 | -188.9451 | -167.3 | -173.5619 | -170.1 | -176.3677 | -169.9 | -176.415 | 0 | 0
2021-02-20 01:30 | 11 | 17.0294 | 97.5183 | 97.8161 | 5.809 | 15.1317 | 11 | 16.2788 | -87.3327 | 89.8543 | -87.3327 | 89.8543 | 117.2827 | 149.1445 | 139.8 | 143.9941 | 140.1 | 144.3574 | -184.8 | -193.3615 | -168.8 | -177.0452 | -172 | -180.3978 | -171.6 | -180.2598 | 0 | 0
2021-02-20 02:00 | 8 | 15.2643 | 92.8369 | 93.4624 | 8.2818 | 17.8932 | 7 | 14.7648 | -91.3138 | 93.9999 | -91.3138 | 93.9999 | 130.4673 | 159.5065 | 142.2 | 146.3963 | 141.6 | 145.8136 | -185.8 | -194.822 | -170.6 | -179.4033 | -173.9 | -182.6606 | -173.3 | -182.5011 | 0 | 0
2021-02-20 02:30 | 8 | 17.8885 | 90.7335 | 91.5962 | 8.0695 | 18.4082 | 8 | 17.8885 | -81.974 | 85.4697 | -81.974 | 85.4697 | 137.5009 | 162.006 | 141.9 | 144.9137 | 140.7 | 143.6778 | -185.6 | -192.3214 | -169.5 | -176.428 | -173.2 | -180.384 | -172.8 | -180.2256 | 0 | 0
2021-02-20 03:00 | 8 | 17.8885 | 89.8227 | 90.9762 | 6.7822 | 18.6797 | 8 | 17 | -82.7907 | 86.5106 | -82.7907 | 86.5106 | 137.218 | 162.2093 | 141 | 143.9112 | 141.3 | 144.5122 | -186.9 | -193.6808 | -170.9 | -177.9521 | -174.7 | -181.9361 | -173.4 | -180.8862 | 0 | 0
2021-02-20 03:30 | 6 | 15.2315 | 84.9694 | 86.0171 | 10.7406 | 18.5783 | 6 | 15.2315 | -90.9976 | 93.3428 | -90.9976 | 93.3428 | 138.2156 | 163.872 | 140.7 | 143.9891 | 141.3 | 144.9003 | -185.2 | -192.4159 | -169.7 | -176.9977 | -173.1 | -180.5701 | -172.8 | -180.4834 | 0 | 0
2021-02-20 04:00 | 9 | 17.4929 | 86.4797 | 87.6886 | 7.2747 | 16.9668 | 9 | 17.4929 | -85.4693 | 88.1489 | -85.4693 | 88.1489 | 140.2807 | 165.2058 | 141.6 | 144.7431 | 142.2 | 145.2074 | -186.5 | -193.603 | -170.4 | -177.6973 | -173.7 | -181.1454 | -173.2 | -180.8664 | 0 | 0
2021-02-20 04:30 | 2 | 13.1529 | 76.6052 | 77.7008 | 17.6524 | 22.5579 | 2 | 13.1529 | -106.8224 | 108.4573 | -106.8224 | 108.4573 | 131.6975 | 159.2687 | 141.3 | 144.8342 | 141 | 144.4107 | -186 | -193.5137 | -169.5 | -177.0352 | -173.3 | -181.0198 | -172.9 | -180.8702 | 0 | 0
2021-02-20 05:00 | -4 | -10.7703 | 85.0443 | 85.4786 | 14.2692 | 17.993 | -5 | -10.2956 | -103.6915 | 104.2645 | -103.6915 | 104.2645 | 132.6126 | 159.2138 | 141 | 144.5122 | 141.6 | 145.1268 | -185 | -191.901 | -168.7 | -175.561 | -171.9 | -178.885 | -171.5 | -178.7242 | 0 | 0
2021-02-20 05:30 | 15 | 23.4307 | 100.0734 | 101.0508 | 1.7971 | 19.0728 | 16 | 23.3452 | -87.2773 | 90.7567 | -87.2773 | 90.7567 | 119.2075 | 149.9806 | 141.3 | 144.3262 | 140.1 | 143.4028 | -185 | -191.69 | -169.4 | -175.1983 | -172.6 | -178.522 | -171.9 | -177.871 | 0 | 0
2021-02-20 06:00 | 14 | 20.5183 | 105.0526 | 105.5078 | -4.7163 | 14.8347 | 14 | 20.5183 | -79.3262 | 81.32 | -79.3262 | 81.32 | 127.1784 | 147.756 | 141 | 144.6078 | 140.7 | 144.1577 | -186.1 | -193.0944 | -170.1 | -175.774 | -173.9 | -179.653 | -173.3 | -179.2499 | 0 | 0
2021-02-20 06:30 | 4 | 5.6569 | 86.7545 | 86.7608 | 13.7125 | 14.3377 | 3 | 5 | -110.1535 | 110.2387 | -110.1535 | 110.2387 | 110.1888 | 133.0494 | 138.6 | 140.9809 | 138.9 | 141.4429 | -184.6 | -189.9114 | -168.5 | -172.6007 | -172.6 | -176.82 | -172.2 | -176.6054 | 0 | 0
2021-02-20 07:00 | 0 | 1 | 78.6017 | 78.6062 | 15.3846 | 15.9372 | 0 | 1 | -115.0059 | 115.1469 | -115.0059 | 115.1469 | 105.1002 | 128.8726 | 139.2 | 141.6813 | 139.8 | 142.3268 | -184.7 | -190.0556 | -168.9 | -173.166 | -172.6 | -176.9513 | -172 | -176.4773 | 0 | 0
2021-02-20 07:30 | -5 | -5 | 74.1777 | 74.2949 | 23.0331 | 24.2624 | -5 | -5 | -126.738 | 126.7558 | -126.738 | 126.7558 | 105.2227 | 126.535 | 140.4 | 142.3366 | 140.7 | 142.6821 | -184.8 | -189.2503 | -169.2 | -172.9252 | -173.4 | -177.1999 | -172.6 | -176.5213 | 0 | 0
2021-02-20 08:00 | -10 | -10.0499 | 73.8389 | 73.9451 | 28.6198 | 29.0444 | -10 | -10.0499 | -130.5693 | 130.5736 | -130.5693 | 130.5736 | 98.54 | 121.9275 | 141 | 142.8315 | 141.6 | 143.5697 | -185.9 | -190.3891 | -168.8 | -172.1704 | -173.2 | -176.6222 | -172.4 | -175.9368 | 0 | 0
2021-02-20 08:30 | -11 | -11.1803 | 74.57 | 74.6448 | 29.9921 | 30.428 | -11 | -11.1803 | -132.6649 | 132.6829 | -132.6649 | 132.6829 | 71.1741 | 109.8085 | 136.8 | 139.8608 | 136.8 | 139.9236 | -179.9 | -186.0907 | -165.6 | -169.9488 | -168.8 | -173.2243 | -168.3 | -172.7596 | 0 | 0
2021-02-20 09:00 | -12 | -12.3693 | 74.9248 | 74.9749 | 29.48 | 29.7668 | -12 | -12.3693 | -131.1341 | 131.2573 | -131.1341 | 131.2573 | 62.1758 | 102.1829 | 138 | 140.5025 | 138 | 140.5025 | -181 | -186.2745 | -167 | -170.7108 | -170.4 | -174.1974 | -169.9 | -173.7346 | 0 | 0
2021-02-20 09:30 | -13 | -13.6015 | 71.1031 | 71.1379 | 32.3077 | 32.665 | -14 | -14.5602 | -127.836 | 127.9761 | -127.836 | 127.9761 | 51.2549 | 97.3661 | 137.1 | 139.4513 | 136.5 | 139.0295 | -180.9 | -186.08 | -165.8 | -169.4746 | -169.3 | -172.941 | -168.8 | -172.6732 | 0 | 0
2021-02-20 10:00 | -17 | -17.72 | 64.1396 | 64.1501 | 33.8626 | 34.2778 | -17 | -17.4642 | -121.2107 | 121.3613 | -121.2107 | 121.3613 | 50.6628 | 96.318 | 139.2 | 141.4095 | 139.5 | 141.8115 | -182.9 | -187.7729 | -169 | -172.3862 | -172.5 | -175.9162 | -171.7 | -175.1713 | 0 | 0
2021-02-20 10:30 | -19 | -19.4165 | 58.065 | 58.0746 | 34.0175 | 34.2636 | -19 | -19.4165 | -117.8784 | 117.9709 | -117.8784 | 117.9709 | 52.5054 | 99.2701 | 140.1 | 142.1408 | 139.8 | 142.0002 | -184.6 | -189.4292 | -170 | -173.4654 | -173.6 | -177.034 | -173.2 | -176.8387 | 0 | 0
2021-02-20 11:00 | -21 | -21.3776 | 53.9137 | 53.9228 | 37.2676 | 37.4709 | -21 | -21.3776 | -125.0178 | 125.1287 | -125.0178 | 125.1287 | 50.0448 | 98.5572 | 138 | 140.3362 | 138.3 | 140.6312 | -181.9 | -186.7084 | -171.8 | -175.309 | -175.3 | -178.6626 | -175 | -178.4853 | 0 | 0
2021-02-20 11:30 | -27 | -27.1662 | 54.4703 | 54.5603 | 41.324 | 41.4237 | -27 | -27.1662 | -132.5662 | 132.6865 | -132.5662 | 132.6865 | 68.6317 | 111.6846 | 138 | 141.097 | 139.2 | 142.2092 | -183.1 | -189.4145 | -169.4 | -174.1741 | -173 | -177.7231 | -172.9 | -177.881 | 0 | 0
2021-02-20 12:00 | -26 | -26.3059 | 61.9772 | 62.0351 | 42.8222 | 43.0553 | -25 | -25.318 | -125.2113 | 125.4255 | -125.2113 | 125.4255 | 63.3662 | 89.9005 | 136.2 | 138.4574 | 137.4 | 139.6918 | -180.1 | -185.232 | -169.4 | -174.291 | -173 | -177.908 | -172.7 | -177.8049 | 0 | 0
2021-02-20 12:30 | -30 | -30.1496 | 40.1778 | 40.1798 | 41.5504 | 41.717 | -29 | -29.1548 | -126.2519 | 126.3329 | -126.2519 | 126.3329 | 80.4662 | 95.5472 | 138.6 | 139.965 | 139.2 | 140.7751 | -184.5 | -188.0371 | -172.4 | -176.4953 | -175.8 | -179.839 | -175.5 | -179.8028 | 0 | 0
2021-02-20 13:00 | -22 | -23.0868 | 35.9761 | 37.9778 | 32.7151 | 35.9751 | -22 | -23.0868 | -114.4646 | 114.9082 | -114.4646 | 114.9082 | 75.2232 | 94.2083 | 138.6 | 140.3667 | 137.7 | 139.5261 | -181.5 | -185.58 | -171.6 | -176.0205 | -174.9 | -179.327 | -174.6 | -179.2131 | 0 | 0
2021-02-20 13:30 | -15 | -15.8114 | 50.5651 | 52.0268 | 28.67 | 31.408 | -15 | -15.8114 | -105.9236 | 106.1993 | -105.9236 | 106.1993 | 73.7304 | 94.6007 | 138 | 140.3362 | 138 | 140.282 | -182.3 | -187.3718 | -172 | -177.7135 | -175.3 | -181.2306 | -175 | -181.1435 | 0 | 0
2021-02-20 14:00 | -16 | -16.7631 | 45.0477 | 47.0217 | 27.8941 | 30.6301 | -16 | -16.7631 | -107.9959 | 108.1627 | -107.9959 | 108.1627 | 71.0073 | 100.0703 | 139.8 | 144.8202 | 139.5 | 144.6887 | -183.5 | -193.1553 | -171 | -176.6702 | -174.4 | -180.0125 | -173.9 | -179.7286 | 0 | 0
2021-02-20 14:30 | -13 | -13.1529 | 45.3645 | 45.6341 | 27.995 | 28.3354 | -14 | -14.3178 | -110.1653 | 110.3294 | -110.1653 | 110.3294 | 72.4111 | 101.506 | 140.4 | 146.7206 | 139.5 | 145.5992 | -183 | -194.4702 | -169.7 | -175.982 | -173.2 | -179.3411 | -172.7 | -179.2197 | 0 | 0
2021-02-20 15:00 | -15 | -15.8114 | 51.6981 | 51.7891 | 27.9396 | 28.4188 | -15 | -15.8114 | -113.787 | 114.1686 | -113.787 | 114.1686 | 64.2639 | 92.628 | 139.2 | 144.7232 | 139.5 | 145.0118 | -182.9 | -193.2482 | -169.7 | -175.4376 | -173.4 | -179.2128 | -173.1 | -179.1228 | 0 | 0
2021-02-20 15:30 | -17 | -17.0294 | 62.9574 | 64.4576 | 32.1795 | 33.2823 | -16 | -16.0312 | -122.14 | 122.1421 | -122.14 | 122.1421 | 52.6092 | 86.3792 | 140.7 | 146.0051 | 139.5 | 144.9301 | -183.2 | -193.3429 | -170.6 | -176.2831 | -174.4 | -180.0871 | -173.7 | -179.6367 | 0 | 0
2021-02-20 16:00 | -18 | -18.1108 | 61.2265 | 61.8118 | 32.0846 | 32.3291 | -18 | -18.1108 | -127.4175 | 127.7088 | -127.4175 | 127.7088 | 34.7068 | 79.0201 | 139.8 | 145.2189 | 139.2 | 144.7232 | -183.1 | -193.3122 | -170.9 | -176.8219 | -174.4 | -180.2124 | -174.3 | -180.2423 | 0 | 0
2021-02-20 16:30 | -29 | -31.3847 | 57.3452 | 57.3461 | 44.5897 | 46.3407 | -30 | -32.311 | -149.4729 | 150.9162 | -149.4729 | 150.9162 | 27.692 | 68.1051 | 139.5 | 141.4989 | 140.4 | 142.4874 | -184.9 | -189.6992 | -171.1 | -176.3962 | -174.9 | -180.2042 | -174.7 | -180.2538 | 0 | 0
2021-02-20 17:00 | -22 | -24.5967 | 74.9283 | 74.9431 | 34.6903 | 36.908 | -23 | -25.0799 | -138.3836 | 139.866 | -138.3836 | 139.866 | 1.5278 | 76.2132 | 138 | 143.6524 | 137.4 | 143.3297 | -181.1 | -191.6141 | -170.9 | -176.7763 | -174.5 | -180.259 | -174.1 | -180.0745 | 0 | 0
2021-02-20 17:30 | -16 | -18.3576 | 78.4804 | 78.5075 | 35.9472 | 37.3662 | -16 | -18.3576 | -145.4582 | 146.4065 | -145.4582 | 146.4065 | 15.4111 | 65.4657 | 138 | 142.926 | 138.3 | 143.3727 | -182 | -191.5725 | -170.4 | -175.7173 | -174.8 | -180.0351 | -174.5 | -179.9863 | 0 | 0
2021-02-20 18:00 | -19 | -19.2354 | 81.5011 | 81.7093 | 39.4485 | 39.8632 | -20 | -20.3961 | -149.1862 | 149.5539 | -149.1862 | 149.5539 | 19.8401 | 71.0513 | 137.4 | 142.5846 | 137.7 | 142.794 | -181.4 | -190.3556 | -170.6 | -175.5044 | -174.5 | -179.4366 | -174 | -179.0207 | 0 | 0
2021-02-20 18:30 | -24 | -24.3311 | 76.038 | 76.1379 | 45.0837 | 45.4548 | -26 | -26.4764 | -157.057 | 157.3607 | -157.057 | 157.3607 | 28.862 | 62.6377 | 137.7 | 139.7247 | 136.8 | 138.9415 | -181.1 | -185.7496 | -169.7 | -174.7007 | -173.6 | -178.5849 | -173.3 | -178.5309 | 0 | 0
2021-02-20 19:00 | -11 | -11.4018 | 85.9808 | 86.014 | 32.1713 | 32.4633 | -12 | -12.3693 | -139.2128 | 139.3944 | -139.2128 | 139.3944 | 45.3363 | 76.8782 | 137.7 | 140.2647 | 137.1 | 139.91 | -181.2 | -186.583 | -169.6 | -175.0401 | -172.8 | -178.3126 | -172.8 | -178.4203 | 0 | 0
2021-02-20 19:30 | -8 | -8.9443 | 87.5359 | 87.5363 | 29.6534 | 30.2227 | -8 | -8.9443 | -135.8456 | 136.1617 | -135.8456 | 136.1617 | 52.6729 | 74.4313 | 137.7 | 140.5102 | 137.1 | 140.1543 | -180.9 | -186.9563 | -168.1 | -175.0806 | -171.5 | -178.473 | -170.8 | -177.912 | 0 | 0
2021-02-20 20:00 | -10 | -10.0499 | 83.5061 | 83.5166 | 31.6463 | 31.9939 | -10 | -10.198 | -138.628 | 138.6919 | -138.628 | 138.6919 | 61.4834 | 82.0469 | 137.4 | 140.8317 | 137.1 | 140.4734 | -180.9 | -187.7629 | -167 | -174.4685 | -170.2 | -177.792 | -169.8 | -177.6132 | 0 | 0
2021-02-20 20:30 | -12 | -12.3693 | 78.9703 | 78.9729 | 32.1105 | 32.3515 | -12 | -12.3693 | -135.9238 | 136.0196 | -135.9238 | 136.0196 | 74.6918 | 99.8582 | 137.4 | 139.4803 | 136.8 | 139.0477 | -181 | -186.084 | -166.1 | -171.727 | -169.6 | -175.265 | -169.4 | -175.2494 | 0 | 0
2021-02-20 21:00 | -6 | -6.3246 | 82.2192 | 82.2513 | 25.2978 | 25.5695 | -6 | -6.3246 | -124.9707 | 125.0078 | -124.9707 | 125.0078 | 80.6132 | 103.4025 | 137.4 | 139.857 | 137.1 | 139.7916 | -181.5 | -186.9234 | -167 | -172.9047 | -170.9 | -176.9306 | -170.1 | -176.4207 | 0 | 0
2021-02-20 21:30 | 0 | 0 | 86.0291 | 86.0635 | 17.4767 | 18.2557 | 0 | 0 | -114.4984 | 114.4984 | -114.4984 | 114.4984 | 97.757 | 118.0372 | 137.1 | 140.0309 | 137.4 | 140.498 | -181.2 | -187.3732 | -167.5 | -173.9541 | -170.8 | -177.3088 | -170.4 | -177.1131 | 0 | 0
2021-02-20 22:00 | 1 | 2.2361 | 82.4971 | 82.6705 | 16.0695 | 16.8742 | 1 | 2.2361 | -108.3683 | 108.3684 | -108.3683 | 108.3684 | 117.7076 | 135.5005 | 139.2 | 142.3332 | 139.5 | 142.5028 | -182.9 | -189.4278 | -169.2 | -177.0031 | -172.6 | -180.7311 | -172.3 | -180.6488 | 0 | 0
2021-02-20 22:30 | 9 | 9 | 86.4872 | 86.5755 | 8.7271 | 11.667 | 9 | 9 | -101.4585 | 101.5066 | -101.4585 | 101.5066 | 135.7684 | 151.6327 | 139.8 | 143.0459 | 140.4 | 143.7601 | -185 | -192.0613 | -171.3 | -179.5798 | -174.7 | -182.9925 | -174.5 | -183.2655 | 0 | 0
2021-02-20 23:00 | 17 | 17 | 94.5507 | 94.6807 | -0.34379 | 6.9441 | 18 | 18 | -89.3484 | 89.3655 | -89.3484 | 89.3655 | 139.6239 | 154.8794 | 140.1 | 143.5976 | 139.8 | 143.3049 | -184.1 | -191.3847 | -170.4 | -178.8386 | -174.1 | -182.7626 | -173.8 | -182.7531 | 0 | 0
2021-02-20 23:30 | 25 | 25.0799 | 103.5713 | 103.7375 | -10.5281 | 11.8937 | 25 | 25.0799 | -82.1793 | 82.204 | -82.1793 | 82.204 | 130.3487 | 145.5365 | 139.8 | 142.7357 | 139.5 | 142.6266 | -185.3 | -191.9273 | -170.1 | -178.0471 | -173.9 | -182.032 | -173.5 | -181.9185 | 0 | 0
2021-02-21 | 29 | 29.0689 | 101.2477 | 101.4336 | -12.3586 | 14.1037 | 28 | 28.0179 | -70.1167 | 70.1803 | -70.1167 | 70.1803 | 131.5854 | 148.8984 | 141.3 | 144.5754 | 140.1 | 143.6637 | -184.6 | -192.0026 | -170.3 | -178.8998 | -173.9 | -182.6369 | -173.6 | -182.7183 | 0 | 0
2021-02-21 00:30 | 21 | 21 | 90.6372 | 90.8868 | -5.7467 | 9.7979 | 21 | 21 | -73.0953 | 73.4749 | -73.0953 | 73.4749 | 146.5406 | 170.5111 | 139.2 | 142.9893 | 139.8 | 143.8515 | -184 | -192.1016 | -169.1 | -177.3012 | -172.9 | -181.2261 | -172.5 | -181.2391 | 0 | 0
2021-02-21 01:00 | 23 | 23 | 91.6212 | 91.8721 | -8.4238 | 11.8217 | 23 | 23 | -64.3112 | 64.7825 | -64.3112 | 64.7825 | 146.8719 | 171.9364 | 140.1 | 144.3574 | 140.4 | 144.721 | -184.5 | -193.2227 | -170 | -178.7374 | -173.8 | -182.6298 | -173.4 | -182.5908 | 0 | 0
2021-02-21 01:30 | 23 | 23 | 89.9893 | 90.3209 | -8.4603 | 11.7644 | 23 | 23 | -64.0188 | 64.3651 | -64.0188 | 64.3651 | 160.4338 | 187.1529 | 140.7 | 145.085 | 141 | 145.3759 | -185.5 | -193.972 | -171.4 | -178.9987 | -175.3 | -182.9927 | -174.9 | -182.8996 | 0 | 0
2021-02-21 02:00 | 27 | 27.074 | 92.7932 | 93.2551 | -12.1177 | 13.9924 | 27 | 27.0185 | -55.9418 | 56.254 | -55.9418 | 56.254 | 159.9353 | 187.0487 | 140.1 | 144.2854 | 140.4 | 144.721 | -184 | -193.0153 | -170.3 | -178.2677 | -174.5 | -182.5759 | -173.5 | -181.8585 | 0 | 0
2021-02-21 02:30 | 25 | 25.1794 | 90.5957 | 91.215 | -10.9689 | 12.3755 | 25 | 25.1794 | -57.0335 | 57.2225 | -57.0335 | 57.2225 | 172.2305 | 195.3465 | 141.3 | 144.9003 | 141 | 144.6747 | -185.7 | -193.4928 | -171.2 | -178.352 | -174.7 | -181.9361 | -174.2 | -181.7956 | 0 | 0
2021-02-21 03:00 | 19 | 19.105 | 82.265 | 82.8523 | -4.0323 | 8.2425 | 19 | 19.0263 | -66.835 | 67.2572 | -66.835 | 67.2572 | 172.6463 | 195.4498 | 141 | 144.6747 | 141 | 144.9481 | -186 | -194.1227 | -171.8 | -179.2671 | -175.5 | -183.0701 | -175.2 | -183.0991 | 0 | 0
2021-02-21 03:30 | 17 | 17.0294 | 81.6593 | 82.175 | -4.4273 | 10.1005 | 17 | 17 | -65.0879 | 66.1563 | -65.0879 | 66.1563 | 160.1417 | 187.9902 | 139.2 | 143.7798 | 141 | 145.6728 | -184.1 | -193.2926 | -171 | -179.0251 | -174.7 | -182.8259 | -174.2 | -182.6462 | 0 | 0
2021-02-21 04:00 | 16 | 16 | 79.9184 | 80.3533 | -1.5574 | 9.4885 | 16 | 16 | -70.3335 | 71.334 | -70.3335 | 71.334 | 162.2279 | 188.6605 | 139.8 | 144.2123 | 140.7 | 145.2325 | -184.9 | -194.0244 | -171 | -179.0845 | -175.1 | -183.2671 | -174.6 | -183.0879 | 0 | 0
2021-02-21 04:30 | 17 | 17.0294 | 81.9018 | 82.3629 | -2.7586 | 9.0425 | 16 | 16 | -68.3253 | 69.2315 | -68.3253 | 69.2315 | 157.6147 | 185.7567 | 141 | 145.5977 | 140.1 | 144.9547 | -184.2 | -193.7877 | -171 | -179.3237 | -174.8 | -183.2786 | -174.4 | -183.3267 | 0 | 0
2021-02-21 05:00 | 19 | 19.105 | 82.9415 | 83.6157 | -2.6332 | 6.7601 | 18 | 18.1108 | -68.6963 | 69.1185 | -68.6963 | 69.1185 | 154.3376 | 182.7414 | 141 | 145.5977 | 141.6 | 146.1788 | -183.9 | -193.1632 | -170.9 | -179.0485 | -175.2 | -183.5405 | -174.6 | -183.2045 | 0 | 0
2021-02-21 05:30 | 18 | 18.1108 | 85.6649 | 86.2118 | -4.2647 | 7.9074 | 18 | 18.1108 | -68.9808 | 69.348 | -68.9808 | 69.348 | 149.2068 | 179.3833 | 141 | 145.3759 | 140.7 | 145.3072 | -185 | -194.3635 | -172.5 | -180.5468 | -176.2 | -184.289 | -176 | -184.4534 | 0 | 0
2021-02-21 06:00 | 18 | 18.2483 | 95.5945 | 96.7935 | -13.602 | 15.2697 | 19 | 19.4165 | -55.4765 | 55.4797 | -55.4765 | 55.4797 | 157.9886 | 188.3155 | 141.3 | 144.9003 | 140.7 | 144.4499 | -185.9 | -193.64 | -172.4 | -179.2009 | -176.7 | -183.6652 | -176.2 | -183.4324 | 0 | 0
2021-02-21 06:30 | 12 | 12.3693 | 79.3756 | 79.4218 | 2.1453 | 14.5986 | 12 | 12.3693 | -82.212 | 84.4348 | -82.212 | 84.4348 | 138.0338 | 165.4715 | 139.8 | 142.7965 | 139.8 | 142.7965 | -185 | -191.4305 | -171.1 | -176.5431 | -175 | -180.4467 | -174.5 | -180.3057 | 0 | 0
2021-02-21 07:00 | 6 | 7.2111 | 73.1367 | 73.1527 | 10.0949 | 18.1268 | 6 | 7.2111 | -94.0225 | 96.3402 | -94.0225 | 96.3402 | 130.2202 | 157.2281 | 140.7 | 143.4982 | 140.4 | 143.3234 | -185.4 | -191.4378 | -172.1 | -177.2461 | -176 | -181.2482 | -175.3 | -180.7133 | 0 | 0
2021-02-21 07:30 | -1 | -5.099 | 65.491 | 65.4911 | 17.8016 | 24.1267 | -1 | -5.099 | -106.3543 | 108.7307 | -106.3543 | 108.7307 | 128.3568 | 155.644 | 139.8 | 142.5568 | 140.1 | 142.9099 | -185.1 | -191.2417 | -171.5 | -176.6876 | -175.4 | -180.6416 | -175.1 | -180.5681 | 0 | 0
2021-02-21 08:00 | -11 | -12.53 | 57.0486 | 57.0519 | 26.6766 | 31.2697 | -11 | -12.53 | -122.6735 | 124.3748 | -122.6735 | 124.3748 | 92.253 | 123.5323 | 119.7 | 122.3239 | 118.5 | 121.4052 | -157.4 | -161.6675 | -143.5 | -147.0902 | -147.1 | -150.7125 | -146.7 | -150.4987 | 0 | 0
2021-02-21 08:30 | -18 | -19.6977 | 50.5507 | 50.6542 | 33.4175 | 37.7312 | -18 | -19.6977 | -131.0538 | 132.9626 | -131.0538 | 132.9626 | 79.4758 | 113.8338 | 118.5 | 121.2761 | 117.9 | 120.8855 | -157.7 | -162.0282 | -144.6 | -148.3624 | -147.4 | -151.1811 | -147.9 | -151.8933 | 0 | 0
2021-02-21 09:00 | -18 | -19.3132 | 51.8055 | 51.8966 | 32.1479 | 36.5028 | -18 | -19.3132 | -128.8896 | 130.6835 | -128.8896 | 130.6835 | 81.491 | 117.9548 | 125.1 | 127.9175 | 126 | 128.6748 | -165.9 | -170.4224 | -152.9 | -156.7881 | -156.1 | -160.0636 | -155.7 | -159.8077 | 0 | 0
2021-02-21 09:30 | -23 | -24.3516 | 48.5975 | 48.779 | 37.5229 | 41.2879 | -23 | -24.3516 | -134.4182 | 136.1223 | -134.4182 | 136.1223 | 89.8276 | 124.1196 | 138 | 140.2284 | 137.4 | 139.7462 | -182.2 | -187.0684 | -169.7 | -174.004 | -173.6 | -178.0288 | -173.4 | -177.9015 | 0 | 0
2021-02-21 10:00 | -24 | -25.2982 | 43.793 | 44.048 | 39.7189 | 43.5619 | -24 | -25.2982 | -137.0491 | 138.4022 | -137.0491 | 138.4022 | 95.0386 | 128.0161 | 140.4 | 142.6969 | 139.5 | 141.8115 | -183.7 | -188.7801 | -171.1 | -175.6907 | -175 | -179.5579 | -174.4 | -179.1317 | 0 | 0
2021-02-21 10:30 | -30 | -31.3209 | 39.491 | 39.896 | 44.3233 | 47.8518 | -30 | -31.3209 | -144.0273 | 145.1854 | -144.0273 | 145.1854 | 91.1021 | 123.4724 | 134.1 | 136.5593 | 133.8 | 136.2083 | -176.2 | -180.8395 | -162.9 | -167.1606 | -166.5 | -170.7591 | -166.5 | -170.8932 | 0 | 0
2021-02-21 11:00 | -33 | -33.3766 | 39.4346 | 39.4698 | 46.8098 | 48.9137 | -33 | -33.3766 | -148.3551 | 148.7743 | -148.3551 | 148.7743 | 102.5951 | 123.3405 | 137.1 | 139.6187 | 139.2 | 141.7375 | -182.6 | -188.0154 | -169.1 | -173.9056 | -172.8 | -177.7135 | -172.7 | -177.7338 | 0 | 0
2021-02-21 11:30 | -33 | -33.541 | 38.7674 | 38.9394 | 47.5105 | 50.0236 | -33 | -33.7343 | -150.8982 | 151.4816 | -150.8982 | 151.4816 | 90.5126 | 119.3688 | 138 | 141.0348 | 138 | 141.1598 | -182.1 | -188.448 | -169.4 | -174.9458 | -173.2 | -178.654 | -172.7 | -178.4162 | 0 | 0
2021-02-21 12:00 | -35 | -35.5106 | 36.8632 | 36.9547 | 49.7163 | 51.905 | -35 | -35.5106 | -151.3921 | 152.0075 | -151.3921 | 152.0075 | 107.6711 | 128.3142 | 138.9 | 141.0616 | 137.4 | 139.7462 | -181.2 | -186.3483 | -168.4 | -173.3429 | -173.5 | -178.6295 | -173 | -178.2398 | 0 | 0
2021-02-21 12:30 | -27 | -27.1662 | 39.7039 | 39.7616 | 38.4839 | 40.6841 | -27 | -27.1662 | -129.5704 | 130.2558 | -129.5704 | 130.2558 | 99.6225 | 122.6462 | 137.1 | 139.7334 | 137.7 | 140.4388 | -181.6 | -187.0205 | -169.3 | -174.4802 | -173.4 | -178.6521 | -172.6 | -177.9972 | 0 | 0
2021-02-21 13:00 | -31 | -31.5753 | 37.0328 | 37.0584 | 42.1789 | 44.6848 | -32 | -32.5576 | -126.9625 | 127.6671 | -126.9625 | 127.6671 | 83.4104 | 115.6894 | 132.9 | 137.0816 | 132.6 | 136.7908 | -175 | -182.7341 | -163.5 | -170.2601 | -167.5 | -174.4082 | -166.7 | -173.8089 | 0 | 0
2021-02-21 13:30 | -25 | -25.4951 | 37.3086 | 37.4335 | 38.8028 | 41.2711 | -26 | -26.3059 | -127.2874 | 128.239 | -127.2874 | 128.239 | 83.6897 | 130.3323 | 131.1 | 135.4875 | 129.9 | 134.2506 | -171.7 | -179.4305 | -159.9 | -166.1114 | -163.2 | -169.4778 | -163 | -169.4755 | 0 | 0
2021-02-21 14:00 | -35 | -35.0571 | 24.3086 | 26.7483 | 51.4088 | 51.7174 | -34 | -34.1321 | -149.3991 | 149.3996 | -149.3991 | 149.3996 | 107.8424 | 142.9662 | 131.7 | 134.8122 | 131.4 | 134.6489 | -174.3 | -180.3446 | -160.9 | -165.9923 | -164.7 | -169.8236 | -164.8 | -170.1421 | 0 | 0
2021-02-21 14:30 | -39 | -39.0512 | 25.2384 | 27.3828 | 51.4227 | 51.8282 | -38 | -38.1182 | -148.5418 | 148.5618 | -148.5418 | 148.5618 | 113.527 | 143.1464 | 140.7 | 144.7969 | 140.1 | 144.577 | -184.6 | -193.0236 | -170.7 | -177.3203 | -174.6 | -181.2377 | -174.4 | -181.3161 | 0 | 0
2021-02-21 15:00 | -33 | -33 | 33.538 | 34.7349 | 44.5504 | 45.2437 | -33 | -33 | -143.988 | 143.9931 | -143.988 | 143.9931 | 95.9954 | 133.4001 | 138.9 | 144.6003 | 138.9 | 144.684 | -184 | -194.5189 | -172.3 | -180.2379 | -176.2 | -184.2305 | -175.6 | -183.8927 | 0 | 0
2021-02-21 15:30 | -37 | -37 | 27.6631 | 28.6101 | 53.9896 | 54.6497 | -37 | -37 | -161.6095 | 161.6403 | -161.6095 | 161.6403 | 75.7919 | 111.4588 | 139.5 | 144.2214 | 138.9 | 143.7178 | -182.2 | -190.9977 | -171 | -178.301 | -175.2 | -182.5561 | -174.4 | -182.0158 | 0 | 0
2021-02-21 16:00 | -45 | -45 | 26.4098 | 27.1697 | 61.9527 | 62.4478 | -44 | -44 | -172.0927 | 172.1142 | -172.0927 | 172.1142 | 97.0417 | 118.4706 | 139.5 | 142.5644 | 139.2 | 142.4596 | -183.6 | -190.1297 | -170.4 | -176.1401 | -174.3 | -180.1409 | -173.9 | -179.9323 | 0 | 0
2021-02-21 16:30 | -54 | -54.0093 | 21.6328 | 21.9182 | 68.9714 | 69.7138 | -54 | -54 | -176.3009 | 176.3869 | -176.3009 | 176.3869 | 77.2448 | 105.2202 | 139.8 | 142.858 | 139.2 | 142.3332 | -184.5 | -191.1028 | -170.4 | -175.8154 | -174.4 | -179.9631 | -173.3 | -178.8725 | 0 | 0
2021-02-21 17:00 | -42 | -42 | 30.2521 | 30.7757 | 61.619 | 62.1585 | -41 | -41 | -164.9873 | 164.9905 | -164.9873 | 164.9905 | 85.8321 | 115.2426 | 140.7 | 143.9891 | 141 | 144.3461 | -185.2 | -192.0408 | -170.4 | -175.6686 | -174.3 | -179.622 | -173.5 | -178.9447 | 0 | 0
2021-02-21 17:30 | -52 | -52.0096 | 27.6046 | 27.8957 | 66.7568 | 67.293 | -52 | -52 | -172.9371 | 172.9407 | -172.9371 | 172.9407 | 94.6972 | 115.7305 | 140.1 | 143.0903 | 140.7 | 143.8005 | -184.4 | -190.6715 | -170.3 | -175.1192 | -174 | -178.8342 | -173.8 | -178.8263 | 0 | 0
2021-02-21 18:00 | -52 | -52.0384 | 28.7941 | 29.0005 | 65.6585 | 66.2904 | -51 | -51.0392 | -168.0772 | 168.079 | -168.0772 | 168.079 | 94.1258 | 115.7299 | 140.7 | 143.7388 | 140.7 | 143.8627 | -186.4 | -192.7329 | -172.7 | -177.6397 | -176.5 | -181.498 | -176 | -181.2502 | 0 | 0
2021-02-21 18:30 | -36 | -36.4966 | 40.482 | 40.5755 | 54.6875 | 56.7598 | -37 | -37.4833 | -154.0666 | 154.4832 | -154.0666 | 154.4832 | 94.2184 | 122.3288 | 139.2 | 141.9098 | 139.8 | 142.3834 | -183.9 | -189.4451 | -169.2 | -173.5249 | -173.1 | -177.3856 | -172.8 | -177.3918 | 0 | 0
2021-02-21 19:00 | -44 | -44.5533 | 37.7351 | 37.9603 | 61.4224 | 63.2585 | -43 | -43.566 | -166.2577 | 166.6254 | -166.2577 | 166.6254 | 95.8877 | 124.5289 | 139.8 | 142.6158 | 139.5 | 142.2626 | -183.3 | -189.2297 | -169.5 | -174.0644 | -173.3 | -177.9241 | -173.1 | -177.8663 | 0 | 0
2021-02-21 19:30 | -40 | -40.7922 | 42.6672 | 42.8531 | 61.7247 | 63.465 | -40 | -40.6079 | -167.9802 | 168.2731 | -167.9802 | 168.2731 | 91.6761 | 122.1163 | 139.2 | 141.9685 | 138.3 | 141.0862 | -182.3 | -188.0877 | -168.7 | -173.2626 | -172.3 | -176.8596 | -172 | -176.681 | 0 | 0
2021-02-21 20:00 | -37 | -37.855 | 48.5856 | 49.3544 | 54.6439 | 57.3963 | -36 | -36.8782 | -156.9733 | 157.8132 | -156.9733 | 157.8132 | 98.079 | 128.0365 | 138.9 | 141.6156 | 139.2 | 142.1481 | -183.4 | -189.5016 | -169.5 | -174.225 | -173.2 | -177.8949 | -172.8 | -177.7369 | 0 | 0
2021-02-21 20:30 | -36 | -36.8782 | 41.6206 | 42.2308 | 58.7091 | 61.0284 | -36 | -36.8782 | -162.3015 | 163.1621 | -162.3015 | 163.1621 | 105.6685 | 134.8363 | 139.2 | 142.2955 | 139.2 | 142.6537 | -184 | -190.8838 | -170.8 | -175.9852 | -174.5 | -179.6246 | -174.3 | -179.6981 | 0 | 0
2021-02-21 21:00 | -43 | -43.9318 | 36.9041 | 37.4664 | 58.7412 | 61.3565 | -45 | -46.0977 | -157.9061 | 158.952 | -157.9061 | 158.952 | 123.0167 | 148.7286 | 141.3 | 144.2654 | 140.4 | 143.4452 | -185 | -191.5078 | -171.5 | -176.3794 | -175.3 | -180.1684 | -175 | -180.1104 | 0 | 0
2021-02-21 21:30 | -35 | -35.9026 | 47.7795 | 47.8526 | 44.7168 | 47.5257 | -33 | -33.7343 | -147.3831 | 148.4804 | -147.3831 | 148.4804 | 132.5919 | 152.5148 | 138.6 | 141.1483 | 139.5 | 142.0889 | -184.3 | -190.8058 | -171.4 | -176.2822 | -174.8 | -179.6819 | -174.7 | -179.7953 | 0 | 0
2021-02-21 22:00 | -33 | -34.2053 | 41.6694 | 41.9458 | 48.142 | 51.4206 | -33 | -33.9559 | -149.3827 | 150.8486 | -149.3827 | 150.8486 | 129.1444 | 152.6303 | 138.9 | 141.9774 | 139.2 | 142.3332 | -184 | -190.4901 | -171 | -176.5204 | -174.8 | -180.3754 | -174.5 | -180.3344 | 0 | 0
2021-02-21 22:30 | -24 | -25 | 49.6712 | 49.6821 | 37.971 | 41.4705 | -24 | -25 | -138.1385 | 139.3655 | -138.1385 | 139.3655 | 147.1716 | 167.9329 | 140.4 | 143.3234 | 140.4 | 143.5694 | -185.7 | -191.8786 | -172.1 | -177.4879 | -174.2 | -179.72 | -175.1 | -180.8149 | 0 | 0
2021-02-21 23:00 | -17 | -18.0278 | 57.7468 | 57.7486 | 27.8514 | 32.1539 | -17 | -18.0278 | -129.0074 | 130.1923 | -129.0074 | 130.1923 | 150.1892 | 171.5214 | 139.5 | 142.5028 | 140.4 | 143.5694 | -185.6 | -192.0425 | -171.1 | -176.767 | -175 | -180.718 | -174.5 | -180.4867 | 0 | 0
2021-02-21 23:30 | -13 | -14.3178 | 58.0982 | 58.0994 | 26.9599 | 31.5552 | -12 | -13.4164 | -130.5704 | 131.4711 | -130.5704 | 131.4711 | 135.787 | 160.6539 | 140.4 | 143.2634 | 141 | 143.9716 | -185 | -191.2772 | -169.7 | -175.1618 | -173.7 | -179.3096 | -173 | -178.7066 | 0 | 0
2021-02-22 | -9 | -10.8167 | 59.3066 | 59.3381 | 23.0465 | 27.997 | -8 | -10.6301 | -120.0837 | 121.3106 | -120.0837 | 121.3106 | 141.6074 | 167.1796 | 141.3 | 144.3876 | 139.8 | 143.0459 | -184.8 | -191.6022 | -170.4 | -176.0895 | -173.7 | -179.5351 | -173.6 | -179.6751 | 0 | 0
2021-02-22 00:30 | -10 | -11.1803 | 59.4608 | 59.5189 | 20.6354 | 26.0429 | -10 | -11.1803 | -109.6365 | 111.3209 | -109.6365 | 111.3209 | 149.8574 | 173.5969 | 140.7 | 143.8005 | 140.7 | 143.9256 | -185.9 | -192.6371 | -170.7 | -176.4303 | -174.4 | -180.2124 | -173.8 | -179.8614 | 0 | 0
2021-02-22 01:00 | -2 | -4.4721 | 61.9171 | 62.039 | 16.6861 | 22.4038 | -3 | -4.2426 | -99.6715 | 101.2787 | -99.6715 | 101.2787 | 152.178 | 176.1403 | 139.8 | 142.9827 | 140.7 | 143.9562 | -185.7 | -192.4883 | -171.5 | -177.2296 | -175 | -180.7931 | -174.9 | -180.9502 | 0 | 0
2021-02-22 01:30 | -12 | -12.6491 | 56.7939 | 56.9509 | 20.51 | 25.4787 | -11 | -11.7047 | -104.6651 | 106.5933 | -104.6651 | 106.5933 | 158.6076 | 180.9793 | 141 | 144.1562 | 140.7 | 144.1178 | -185.5 | -192.6236 | -170.1 | -175.9773 | -174 | -179.9268 | -173.5 | -179.7533 | 0 | 0
2021-02-22 02:00 | -17 | -18.7883 | 45.0805 | 45.0906 | 32.1112 | 37.0734 | -17 | -18.3848 | -118.0417 | 120.5083 | -118.0417 | 120.5083 | 149.4356 | 174.4894 | 140.4 | 144.7941 | 139.5 | 144.1456 | -183.5 | -192.4697 | -169.6 | -177.2758 | -173.5 | -181.2981 | -172.8 | -180.9221 | 0 | 0
2021-02-22 02:30 | -27 | -28.4605 | 36.9598 | 36.988 | 39.9466 | 44.4084 | -26 | -27.5136 | -125.5434 | 127.9452 | -125.5434 | 127.9452 | 152.1542 | 176.8648 | 139.8 | 144.4359 | 140.7 | 145.3072 | -185 | -194.0894 | -170.5 | -178.2533 | -174.7 | -182.5916 | -173.9 | -182.0025 | 0 | 0
2021-02-22 03:00 | -34 | -35.4401 | 30.8104 | 30.9068 | 45.9187 | 50.1002 | -33 | -34.2053 | -134.5181 | 136.9517 | -134.5181 | 136.9517 | 154.6689 | 178.0316 | 141 | 145.3759 | 140.7 | 145.2325 | -185 | -194.0592 | -170.5 | -178.2038 | -174.5 | -182.4294 | -174 | -182.1867 | 0 | 0
2021-02-22 03:30 | -31 | -32.573 | 34.7532 | 34.8016 | 44.1761 | 47.8592 | -31 | -32.573 | -134.5909 | 136.6542 | -134.5909 | 136.6542 | 150.4967 | 173.5826 | 140.1 | 144.577 | 140.1 | 144.8018 | -184.1 | -193.4148 | -170.9 | -178.7528 | -174 | -181.8347 | -174.1 | -182.2822 | 0 | 0
2021-02-22 04:00 | -35 | -35.9026 | 39.8739 | 40.0267 | 41.6158 | 45.989 | -29 | -30.0832 | -131.5419 | 133.8878 | -131.5419 | 133.8878 | 148.869 | 170.6462 | 140.7 | 144.4499 | 140.4 | 144.295 | -184.1 | -192.1687 | -170 | -177.088 | -174 | -181.2921 | -173.6 | -181.1349 | 0 | 0
2021-02-22 04:30 | -32 | -32.0156 | 38.5974 | 39.6676 | 45.2927 | 45.7455 | -32 | -32.1403 | -138.0336 | 138.1029 | -138.0336 | 138.1029 | 148.7649 | 168.4805 | 141.6 | 143.9312 | 140.7 | 143.3815 | -185.5 | -191.685 | -170.2 | -176.7309 | -174.2 | -180.8793 | -173.6 | -180.4919 | 0 | 0
2021-02-22 05:00 | -22 | -22.561 | 53.2136 | 54.3622 | 39.5562 | 39.7816 | -23 | -23.5372 | -134.8125 | 134.861 | -134.8125 | 134.861 | 149.0352 | 170.7666 | 141.9 | 144.4459 | 140.1 | 142.9099 | -185.9 | -191.9969 | -170 | -175.9837 | -173.1 | -179.1144 | -173 | -179.2796 | 0 | 0
2021-02-22 05:30 | -22 | -22 | 62.4891 | 62.5558 | 41.4975 | 41.9804 | -22 | -22 | -143.1635 | 143.1737 | -143.1635 | 143.1737 | 123.063 | 143.7784 | 142.8 | 145.7349 | 142.5 | 145.7484 | -186.8 | -193.6633 | -169.6 | -176.0455 | -173.6 | -180.0871 | -173.4 | -180.136 | 0 | 0
2021-02-22 06:00 | -35 | -35 | 54.9582 | 55.1101 | 54.7829 | 55.1159 | -35 | -35 | -165.0401 | 165.044 | -165.0401 | 165.044 | 106.438 | 129.8558 | 141.3 | 143.9703 | 140.7 | 143.6173 | -186.4 | -192.616 | -169.8 | -175.7646 | -173.8 | -179.7795 | -173.5 | -179.7795 | 0 | 0
2021-02-22 06:30 | -33 | -33 | 55.1022 | 55.758 | 57.9898 | 58.2155 | -32 | -32 | -178.1621 | 178.1623 | -178.1621 | 178.1623 | 81.6568 | 106.8784 | 141 | 143.341 | 141 | 143.341 | -186.5 | -191.8756 | -168.8 | -173.4746 | -173.4 | -178.2274 | -172.9 | -177.8341 | 0 | 0
2021-02-22 07:00 | -40 | -40.1995 | 45.892 | 47.7823 | 61.4642 | 62.4706 | -41 | -41.1947 | -180.5266 | 180.7009 | -180.5266 | 180.7009 | 78.7932 | 111.115 | 141.6 | 146.6635 | 141.6 | 146.5039 | -185.2 | -195.366 | -168.8 | -173.5208 | -172.5 | -177.1744 | -172 | -176.7498 | 0 | 0
2021-02-22 07:30 | -58 | -58.2151 | 26.7581 | 29.9851 | 75.6607 | 76.4343 | -58 | -58.2151 | -201.9184 | 202.0692 | -201.9184 | 202.0692 | 79.919 | 108.3784 | 141 | 145.4493 | 140.1 | 144.8018 | -185.1 | -194.2756 | -168.5 | -172.7744 | -172.7 | -176.896 | -172.1 | -176.5079 | 0 | 0
2021-02-22 08:00 | -69 | -69.029 | 19.5732 | 23.6256 | 88.194 | 88.4892 | -69 | -69.0072 | -214.186 | 214.1874 | -214.186 | 214.1874 | 52.1835 | 96.5118 | 141.9 | 147.322 | 141.6 | 147.278 | -186 | -196.8333 | -171.2 | -176.3964 | -175.5 | -180.5727 | -174.9 | -180.0369 | 0 | 0
2021-02-22 08:30 | -80 | -80.1561 | 7.5805 | 18.3008 | 99.6454 | 100.0697 | -80 | -80.0999 | -215.5853 | 215.6161 | -215.5853 | 215.6161 | 42.6971 | 93.1139 | 139.5 | 145.094 | 139.5 | 145.5482 | -182.9 | -193.9066 | -168.7 | -173.8496 | -172.6 | -177.7078 | -171.9 | -177.0519 | 0 | 0
2021-02-22 09:00 | -96 | -96.1873 | -22.6324 | 26.1374 | 114.472 | 114.7027 | -95 | -95.1315 | -231.8774 | 231.8777 | -231.8774 | 231.8777 | 51.3674 | 91.3634 | 134.1 | 138.9262 | 132.9 | 138.1711 | -174.2 | -183.5703 | -159.1 | -163.2555 | -162.6 | -166.6683 | -161.7 | -165.9239 | 0 | 0
2021-02-22 09:30 | -107 | -107.2287 | -33.2633 | 37.0026 | 120.5803 | 120.9836 | -107 | -107.2287 | -243.7108 | 243.7127 | -243.7108 | 243.7127 | 38.2059 | 80.8893 | 118.8 | 124.2221 | 118.8 | 124.4881 | -156.4 | -164.755 | -142.4 | -145.7565 | -145.6 | -148.9474 | -145 | -148.3398 | 0 | 0
2021-02-22 10:00 | -113 | -113.4416 | -43.8175 | 47.3799 | 128.0713 | 128.4936 | -112 | -112.361 | -245.6668 | 245.6674 | -245.6668 | 245.6674 | 40.5436 | 83.2775 | 118.5 | 124.2018 | 117.9 | 123.6295 | -155.4 | -163.8376 | -142 | -145.4953 | -145.2 | -148.6414 | -144.3 | -147.7624 | 0 | 0
2021-02-22 10:30 | -117 | -117.2732 | -39.3557 | 43.2693 | 120.9024 | 121.3112 | -115 | -115.3516 | -239.2449 | 239.2669 | -239.2449 | 239.2669 | 45.2546 | 85.6224 | 122.1 | 127.3817 | 120.6 | 126.1189 | -158.9 | -166.8228 | -142.9 | -146.1816 | -146.2 | -149.4091 | -145.8 | -149.2617 | 0 | 0
2021-02-22 11:00 | -113 | -113.4416 | -44.4965 | 47.409 | 121.3399 | 121.771 | -112 | -112.361 | -238.4621 | 238.4763 | -238.4621 | 238.4763 | 40.844 | 76.1265 | 111.3 | 116.1748 | 112.8 | 117.6126 | -148.7 | -155.1016 | -134.7 | -137.3597 | -137.7 | -140.3221 | -137.2 | -139.9683 | 0 | 0
2021-02-22 11:30 | -100 | -100.1249 | -34.5316 | 37.4445 | 110.8356 | 111.1893 | -100 | -100.1249 | -228.2838 | 228.3445 | -228.2838 | 228.3445 | 33.5719 | 79.8241 | 104.7 | 110.4269 | 104.4 | 110.4326 | -139 | -146.4138 | -127.3 | -130.2789 | -129.9 | -132.9184 | -129.4 | -132.4294 | 0 | 0
2021-02-22 12:00 | -111 | -111.2879 | -45.2828 | 48.2208 | 123.4193 | 123.7711 | -110 | -110.2905 | -243.7186 | 243.7622 | -243.7186 | 243.7622 | 55.9194 | 81.2223 | 104.1 | 109.1151 | 105.9 | 111.0122 | -138.8 | -145.1609 | -127.5 | -130.025 | -129.9 | -132.3792 | -129.8 | -132.3393 | 0 | 0
2021-02-22 12:30 | -114 | -114.1578 | -40.2945 | 43.7531 | 124.3657 | 124.6221 | -113 | -113.1592 | -245.912 | 246.0079 | -245.912 | 246.0079 | 46.2778 | 85.8002 | 97.5 | 102.4622 | 95.7 | 100.9543 | -128.7 | -133.9407 | -137.2 | -139.2798 | -140 | -141.9093 | -140.7 | -142.7155 | 331.3583 | 331.3583
2021-02-22 13:00 | -113 | -113.2828 | -35.6859 | 40.305 | 119.4135 | 119.9003 | -114 | -114.2804 | -244.2383 | 244.2572 | -244.2383 | 244.2572 | 46.0284 | 96.2277 | 98.1 | 103.6073 | 97.2 | 103.4456 | -129.7 | -136.6108 | -136.4 | -139.1842 | -139.8 | -142.5961 | -139.8 | -142.6357 | 330.7392 | 330.7599
2021-02-22 13:30 | -115 | -115.434 | -41.5669 | 45.3037 | 125.3898 | 125.838 | -115 | -115.3516 | -252.7802 | 252.8036 | -252.7802 | 252.8036 | 33.2003 | 90.886 | 95.7 | 102.6758 | 96.6 | 103.5152 | -128.2 | -136.1692 | -136.7 | -140.083 | -140.1 | -143.5005 | -139.9 | -143.3151 | 339.4358 | 339.5153
2021-02-22 14:00 | -109 | -109.3709 | -24.0357 | 33.9744 | 122.5755 | 123.5903 | -109 | -109.2932 | -241.4959 | 241.6105 | -241.4959 | 241.6105 | 28.676 | 90.6529 | 96.9 | 104.4539 | 97.8 | 105.2893 | -130.3 | -138.5855 | -138.4 | -142.1133 | -142.1 | -145.6415 | -141.6 | -145.2463 | 340.0455 | 340.0647
2021-02-22 14:30 | -128 | -129.124 | -41.8462 | 49.4929 | 143.8405 | 144.742 | -128 | -129.124 | -270.555 | 270.7241 | -270.555 | 270.7241 | 18.5061 | 79.6016 | 96 | 102.8475 | 95.7 | 102.6758 | -128.4 | -135.17 | -138.3 | -141.0705 | -141.8 | -144.4289 | -141.3 | -143.8983 | 365.9232 | 365.9232
2021-02-22 15:00 | -128 | -129.7112 | -39.3648 | 45.9167 | 136.463 | 137.689 | -128 | -129.5531 | -261.5527 | 261.8254 | -261.5527 | 261.8254 | 14.3574 | 81.569 | 94.8 | 101.9475 | 94.8 | 101.6199 | -126.7 | -134.1444 | -137.3 | -140.1915 | -140.8 | -143.8363 | -141 | -143.7816 | 386.2088 | 386.212
2021-02-22 15:30 | -127 | -129.0659 | -39.4245 | 48.7249 | 142.4753 | 144.0418 | -129 | -130.8625 | -274.1072 | 274.657 | -274.1072 | 274.657 | 3.9851 | 79.2762 | 94.8 | 101.9475 | 96.3 | 103.5152 | -127.8 | -135.4301 | -136.7 | -141.6448 | -140.6 | -145.0727 | -139.9 | -144.3564 | 396.8049 | 396.8427
2021-02-22 16:00 | -126 | -127.9062 | -35.0484 | 45.4795 | 139.2547 | 140.9198 | -126 | -127.9062 | -268.0381 | 268.8291 | -268.0381 | 268.8291 | 3.7091 | 76.7157 | 95.7 | 102.5675 | 96 | 103.1738 | -127.6 | -135.1041 | -137.2 | -140.725 | -140.9 | -144.4 | -140.4 | -143.9122 | 400.6608 | 400.8302
2021-02-22 16:30 | -121 | -122.6418 | -23.0476 | 35.874 | 136.3268 | 137.7152 | -121 | -121.6553 | -268.1254 | 268.6111 | -268.1254 | 268.6111 | 21.0672 | 87.9563 | 111 | 118.3647 | 110.1 | 117.5211 | -145.2 | -155.2323 | -153.9 | -158.9131 | -158.1 | -163.2023 | -157.7 | -162.7679 | 388.0327 | 388.136
2021-02-22 17:00 | -109 | -110.3177 | -11.3716 | 26.8682 | 124.7128 | 125.9438 | -109 | -110.1681 | -255.45 | 255.8226 | -255.45 | 255.8226 | 32.2685 | 96.7333 | 115.5 | 122.7971 | 114.6 | 121.7472 | -153.7 | -163.9289 | -163.2 | -168.5178 | -167.8 | -173.0977 | -166.9 | -172.2509 | 383.5901 | 383.7813
2021-02-22 17:30 | -109 | -110.6436 | -7.2574 | 28.509 | 125.5836 | 127.0886 | -109 | -110.6436 | -258.5824 | 259.1588 | -258.5824 | 259.1588 | 42.7498 | 96.285 | 120 | 126.6501 | 120.6 | 127.411 | -158.9 | -168.4127 | -167.3 | -172.4671 | -171.7 | -176.8338 | -171 | -176.2023 | 385.7951 | 386.1807
2021-02-22 18:00 | -104 | -105.0762 | -3.3745 | 23.12 | 121.0558 | 122.2514 | -103 | -104.0865 | -250.4389 | 250.7966 | -250.4389 | 250.7966 | 36.6383 | 92.0209 | 117.3 | 121.4559 | 117.9 | 121.7313 | -157.6 | -163.5465 | -164.6 | -169.751 | -169 | -174.262 | -168.8 | -174.117 | 367.3307 | 367.9752
2021-02-22 18:30 | -97 | -98.0051 | -2.8172 | 20.8463 | 120.4741 | 121.5728 | -97 | -97.8673 | -252.5271 | 252.7951 | -252.5271 | 252.7951 | 76.0596 | 109.6465 | 129 | 132.5107 | 129 | 132.4424 | -171.8 | -177.9036 | -180 | -185.4672 | -184.1 | -189.6669 | -184.3 | -190.0756 | 383.709 | 384.5355
2021-02-22 19:00 | -79 | -79.1581 | 22.1908 | 25.226 | 98.5975 | 99.0117 | -80 | -80.1561 | -220.8901 | 220.8945 | -220.8901 | 220.8945 | 71.1431 | 111.681 | 130.2 | 134.0272 | 131.7 | 135.3452 | -172.7 | -179.2733 | -180.8 | -186.6342 | -185.4 | -191.2892 | -184.8 | -190.8069 | 361.6518 | 362.8645
2021-02-22 19:30 | -77 | -77.1038 | 26.9831 | 29.564 | 97.9695 | 98.1533 | -77 | -77.0584 | -223.993 | 224.0052 | -223.993 | 224.0052 | 68.5075 | 109.8106 | 130.2 | 133.9563 | 130.8 | 134.5396 | -173.3 | -179.8781 | -181.2 | -186.8986 | -185.5 | -191.3616 | -185.2 | -191.0708 | 352.5256 | 353.5654
2021-02-22 20:00 | -75 | -75 | 27.9333 | 30.0129 | 96.1132 | 96.3283 | -75 | -75.0067 | -228.4871 | 228.4944 | -228.4871 | 228.4944 | 81.7689 | 116.9507 | 130.2 | 133.4123 | 130.5 | 133.5758 | -172 | -177.6884 | -180.8 | -185.936 | -185.5 | -190.7863 | -185 | -190.418 | 359.2757 | 360.302
2021-02-22 20:30 | -69 | -69.0652 | 29.1244 | 31.0021 | 90.1805 | 90.495 | -69 | -69.0652 | -208.2862 | 208.3091 | -208.2862 | 208.3091 | 84.957 | 120.6769 | 129.9 | 133.8797 | 129.9 | 133.9526 | -173.4 | -180.3709 | -180 | -185.9093 | -184.7 | -190.735 | -184.1 | -190.3051 | 338.2282 | 339.6184
2021-02-22 21:00 | -53 | -53 | 42.6867 | 42.8596 | 71.7387 | 71.9166 | -54 | -54 | -183.8969 | 183.8978 | -183.8969 | 183.8978 | 98.4404 | 133.7066 | 130.8 | 135.2734 | 130.2 | 134.4656 | -174.1 | -181.6712 | -180.1 | -186.5161 | -184.5 | -190.9731 | -183.9 | -190.5498 | 323.7418 | 325.6471
2021-02-22 21:30 | -45 | -45 | 48.4013 | 48.5529 | 61.3744 | 61.869 | -47 | -47 | -170.4804 | 170.5703 | -170.4804 | 170.5703 | 108.7234 | 141.1941 | 130.5 | 134.39 | 130.8 | 134.9723 | -175.4 | -182.1158 | -181.2 | -187.9453 | -185.7 | -192.3135 | -184.6 | -191.4093 | 294.6234 | 296.8123
2021-02-22 22:00 | -51 | -51 | 39.4865 | 39.5178 | 65.7894 | 65.9782 | -52 | -52 | -171.5887 | 171.5993 | -171.5887 | 171.5993 | 114.8848 | 153.5123 | 131.7 | 136.0681 | 132 | 136.5102 | -174.6 | -182.4379 | -180 | -187.25 | -184.5 | -191.8241 | -183.8 | -191.2889 | 275.7113 | 276.8533
2021-02-22 22:30 | -33 | -33.1361 | 48.8374 | 49.3572 | 50.1001 | 50.2348 | -33 | -33.2415 | -153.2828 | 153.2878 | -153.2828 | 153.2878 | 132.1949 | 165.6527 | 131.4 | 135.1932 | 132 | 135.5004 | -174.6 | -181.1842 | -177.7 | -183.658 | -182.4 | -188.4583 | -181.9 | -188.1777 | 280.0005 | 281.4631
2021-02-22 23:00 | -29 | -29.1548 | 50.1665 | 50.5538 | 47.5192 | 47.8043 | -29 | -29.1548 | -152.4871 | 152.4886 | -152.4871 | 152.4886 | 135.8384 | 171.2046 | 133.2 | 137.2994 | 132.9 | 137.2299 | -175.4 | -183.1172 | -178.5 | -185.2096 | -182.6 | -189.4279 | -182.4 | -189.5039 | 264.7539 | 266.1527
2021-02-22 23:30 | -20 | -20.2237 | 59.3066 | 59.7418 | 35.7505 | 36.006 | -21 | -21.2132 | -143.6266 | 143.6454 | -143.6266 | 143.6454 | 128.2431 | 163.5535 | 132.3 | 136.3535 | 132.3 | 136.5742 | -175.6 | -183.2051 | -178.4 | -185.2743 | -183.1 | -190.0969 | -182.5 | -189.709 | 276.7022 | 278.4098
2021-02-23 | -22 | -22.2036 | 54.3982 | 54.8261 | 37.9576 | 38.2889 | -22 | -22.2036 | -136.1832 | 136.1879 | -136.1832 | 136.1879 | 131.4505 | 165.2932 | 132.3 | 136.5742 | 132.6 | 136.8648 | -175.2 | -183.0122 | -177.9 | -184.9561 | -182 | -189.1189 | -181.5 | -188.9127 | 258.7809 | 260.9628
2021-02-23 00:30 | -19 | -19.0263 | 52.5447 | 52.9638 | 35.2017 | 36.0996 | -19 | -19.0263 | -126.9177 | 127.1176 | -126.9177 | 127.1176 | 132.351 | 166.181 | 132 | 136.6644 | 132.9 | 137.0816 | -175.8 | -184.054 | -177.8 | -185.1083 | -182.1 | -189.656 | -181.6 | -189.3281 | 244.5535 | 246.874
2021-02-23 01:00 | -28 | -28 | 42.8088 | 43.3472 | 43.1767 | 43.8509 | -28 | -28 | -133.5056 | 133.6527 | -133.5056 | 133.6527 | 128.2392 | 165.0681 | 133.2 | 137.747 | 132.6 | 137.5584 | -175.7 | -184.1971 | -177.2 | -184.6441 | -181.7 | -189.2161 | -181.3 | -189.0289 | 228.5128 | 231.1815
2021-02-23 01:30 | -31 | -31 | 43.2106 | 43.8386 | 41.1511 | 41.9005 | -31 | -31.0161 | -131.5878 | 131.7583 | -131.5878 | 131.7583 | 129.1566 | 165.077 | 133.5 | 138.2688 | 132.9 | 137.7683 | -176.9 | -185.3421 | -178 | -185.3282 | -182.2 | -189.613 | -181.5 | -189.1362 | 212.1207 | 215.6951
2021-02-23 02:00 | -30 | -30.0167 | 40.4435 | 41.3409 | 44.0735 | 44.5822 | -29 | -29.0172 | -129.2104 | 129.2888 | -129.2104 | 129.2888 | 133.0483 | 166.908 | 134.1 | 138.5419 | 133.8 | 138.2515 | -177.8 | -186.024 | -177.4 | -184.6963 | -182 | -189.4486 | -181.7 | -189.4409 | 203.1003 | 208.1732
2021-02-23 02:30 | -29 | -29.0172 | 41.965 | 42.7644 | 42.4892 | 43.1235 | -28 | -28.0713 | -126.2048 | 126.3053 | -126.2048 | 126.3053 | 134.7037 | 169.2788 | 133.8 | 138.1017 | 132.9 | 137.5339 | -177.4 | -185.7897 | -177.5 | -184.932 | -181.6 | -189.1201 | -181.3 | -189.1141 | 196.164 | 200.8612
2021-02-23 03:00 | -31 | -31.0161 | 40.1752 | 40.988 | 44.652 | 45.255 | -30 | -30.0666 | -131.4571 | 131.5642 | -131.4571 | 131.5642 | 133.9888 | 169.4879 | 133.8 | 138.9557 | 133.5 | 138.6669 | -177.8 | -186.959 | -177.5 | -185.3874 | -182 | -189.9849 | -181.5 | -189.7375 | 196.7552 | 200.8937
2021-02-23 03:30 | -29 | -29.0689 | 41.9198 | 42.7841 | 43.8605 | 44.2325 | -29 | -29.0689 | -130.0123 | 130.0628 | -130.0123 | 130.0628 | 138.1435 | 171.1543 | 132 | 136.821 | 132.3 | 137.4305 | -174.7 | -183.6092 | -174.9 | -182.9876 | -179.1 | -187.2086 | -179 | -187.2298 | 209.3995 | 213.4051
2021-02-23 04:00 | -21 | -21.3776 | 50.8063 | 51.6708 | 37.7013 | 37.9075 | -21 | -21.3776 | -122.4688 | 122.475 | -122.4688 | 122.475 | 135.5161 | 168.1025 | 132.9 | 137.8238 | 133.8 | 138.1763 | -176.2 | -184.5189 | -176.6 | -184.2385 | -180.8 | -188.6063 | -180.8 | -188.7688 | 215.6392 | 219.9257
2021-02-23 04:30 | -25 | -25.318 | 51.0748 | 51.7754 | 40.4521 | 40.599 | -24 | -24.3311 | -130.9898 | 130.9905 | -130.9898 | 130.9905 | 129.8857 | 162.4231 | 132.6 | 136.7174 | 133.8 | 137.9543 | -176 | -184.01 | -176.3 | -183.7524 | -180.7 | -188.2 | -180.1 | -187.8215 | 232.1634 | 236.3564
2021-02-23 05:00 | -19 | -19.9249 | 58.8959 | 59.3234 | 40.1706 | 40.6381 | -19 | -19.9249 | -135.5573 | 135.6384 | -135.5573 | 135.6384 | 122.6913 | 153.8991 | 132 | 135.847 | 132 | 135.9182 | -175.1 | -182.2776 | -176.5 | -183.2291 | -180.9 | -187.6827 | -180.6 | -187.5816 | 255.4031 | 258.3733
2021-02-23 05:30 | -20 | -21.5407 | 70.1265 | 70.4861 | 38.3289 | 39.354 | -20 | -21.5407 | -139.2824 | 139.6925 | -139.2824 | 139.6925 | 105.6659 | 130.8636 | 132.3 | 136.1385 | 132.6 | 136.3598 | -176.6 | -183.6786 | -179.5 | -186.3337 | -184.7 | -191.5688 | -184.5 | -191.6879 | 282.9654 | 285.7311
2021-02-23 06:00 | -20 | -20.2237 | 72.7563 | 72.8116 | 41.2348 | 41.5087 | -20 | -20.2237 | -144.1786 | 144.3555 | -144.1786 | 144.3555 | 78.4975 | 112.8619 | 132 | 135.3 | 132 | 135.7764 | -175.5 | -181.7623 | -178.5 | -184.0605 | -183.1 | -188.6928 | -182.7 | -188.4264 | 282.1448 | 285.479
2021-02-23 06:30 | -26 | -26 | 70.3665 | 70.9096 | 48.4297 | 48.5847 | -25 | -25 | -162.5692 | 162.6476 | -162.5692 | 162.6476 | 49.1758 | 94.5268 | 130.8 | 136.5765 | 132.3 | 137.6768 | -173.2 | -182.4952 | -177.6 | -182.7314 | -182.1 | -187.2701 | -181.6 | -186.6908 | 295.6357 | 298.2044
2021-02-23 07:00 | -33 | -33.541 | 60.0974 | 60.1476 | 57.2021 | 57.4679 | -32 | -32.5576 | -171.3792 | 171.9116 | -171.3792 | 171.9116 | 46.5778 | 98.9099 | 131.1 | 136.6927 | 130.2 | 135.9156 | -173.7 | -183.2546 | -178.1 | -183.288 | -182.6 | -187.7797 | -182.3 | -187.5818 | 316.0599 | 316.9996
2021-02-23 07:30 | -47 | -47.3814 | 53.0509 | 53.3555 | 62.6271 | 62.7028 | -47 | -47.2652 | -176.1992 | 176.7678 | -176.1992 | 176.7678 | 63.3286 | 107.6835 | 130.8 | 136.1524 | 129.9 | 135.7148 | -173.4 | -182.5595 | -179.5 | -184.6526 | -184.5 | -189.5129 | -183.6 | -188.6828 | 330.4683 | 330.9205
2021-02-23 08:00 | -50 | -50.636 | 40.1912 | 40.205 | 69.4555 | 69.8884 | -51 | -51.788 | -185.9208 | 186.8962 | -185.9208 | 186.8962 | 75.2412 | 116.0647 | 129.9 | 135.5422 | 131.1 | 137.0373 | -171.5 | -180.9144 | -178.7 | -183.8947 | -183.3 | -188.4604 | -182.9 | -188.1885 | 335.7906 | 336.0651
2021-02-23 08:30 | -73 | -73.0069 | 19.8027 | 21.7429 | 94.4396 | 94.4434 | -73 | -73.0274 | -218.0996 | 218.291 | -218.0996 | 218.291 | 65.8332 | 102.8879 | 119.4 | 125.423 | 118.2 | 124.3742 | -157.3 | -166.0223 | -164.5 | -168.991 | -168.9 | -173.3217 | -168.6 | -173.0519 | 336.0827 | 336.3174
2021-02-23 09:00 | -101 | -101.2423 | -25.0566 | 29.6341 | 115.4665 | 115.9515 | -100 | -100.2447 | -240.8268 | 240.8278 | -240.8268 | 240.8278 | 53.3325 | 94.3242 | 109.5 | 116.4406 | 108 | 115.1347 | -145.1 | -154.3739 | -151.8 | -156.2205 | -155.8 | -160.1795 | -155.4 | -159.7672 | 327.6115 | 327.8028
2021-02-23 09:30 | -95 | -96.1769 | -28.5889 | 34.6394 | 104.8509 | 106.3931 | -95 | -96.026 | -228.0497 | 228.4621 | -228.0497 | 228.4621 | 40.546 | 88.6005 | 108 | 114.3252 | 107.7 | 113.9435 | -144.9 | -152.9608 | -152.5 | -156.6002 | -157 | -161.1497 | -156.4 | -160.6322 | 318.8193 | 319.1779
2021-02-23 10:00 | -97 | -98.3107 | -35.1321 | 41.3117 | 110.8685 | 112.3813 | -96 | -97.3242 | -230.63 | 231.0991 | -230.63 | 231.0991 | 41.5257 | 89.3314 | 106.8 | 113.292 | 108.6 | 114.9904 | -141.2 | -149.4277 | -149.2 | -153.319 | -153.2 | -157.2593 | -152.8 | -156.9378 | 316.4974 | 316.863
2021-02-23 10:30 | -98 | -98.326 | -21.2067 | 26.7696 | 106.9724 | 107.6308 | -97 | -97.3293 | -217.4484 | 217.4938 | -217.4484 | 217.4938 | 38.1669 | 100.786 | 96.9 | 103.5817 | 96 | 102.528 | -129.3 | -136.5479 | -136 | -139.0784 | -139.5 | -142.4419 | -138.9 | -141.8951 | 310.7563 | 310.9521
2021-02-23 11:00 | -100 | -100.4042 | -23.9387 | 27.216 | 109.9504 | 110.3335 | -99 | -99.3227 | -218.4266 | 218.4268 | -218.4266 | 218.4268 | 38.628 | 100.3857 | 96.9 | 102.5601 | 97.2 | 103.2419 | -129 | -135.6032 | -136.9 | -139.6347 | -140.4 | -143.0678 | -140.3 | -143.0472 | 316.8468 | 316.9531
2021-02-23 11:30 | -101 | -101.0198 | -26.4209 | 27.987 | 114.7787 | 114.8402 | -102 | -102.0049 | -228.8483 | 229.1234 | -228.8483 | 229.1234 | 30.1565 | 99.4611 | 96.3 | 102.6004 | 96.6 | 102.7792 | -129.5 | -136.2645 | -137.4 | -140.1842 | -140.8 | -143.5571 | -140.2 | -143.0277 | 328.7565 | 328.7761
2021-02-23 12:00 | -92 | -92.0054 | -30.6441 | 31.1996 | 101.2148 | 101.2893 | -91 | -91 | -216.5802 | 216.7575 | -216.5802 | 216.7575 | 32.1598 | 85.5365 | 95.7 | 102.46 | 95.7 | 102.5675 | -128 | -135.3189 | -137.1 | -140.4734 | -141 | -144.3248 | -141 | -144.3248 | 321.0615 | 321.2761
2021-02-23 12:30 | -82 | -81 | -24.5807 | 25.1407 | 93.5033 | 93.6632 | -82 | -81 | -194.0462 | 194.0615 | -194.0462 | 194.0615 | 39.5481 | 80.8384 | 94.8 | 98.1697 | 96.3 | 99.6962 | -128.3 | -131.4708 | -137 | -139.8722 | -140.7 | -143.6173 | -140.2 | -143.1476 | 312.5153 | 313.0188
2021-02-23 13:00 | -86 | -86 | -8.1354 | 9.2016 | 83.2768 | 83.38 | -88 | -86 | -174.4 | 174.4629 | -174.4 | 174.4629 | 41.1671 | 84.1234 | 96.9 | 100.4319 | 96.6 | 99.909 | -129.1 | -132.6769 | -135.3 | -138.4787 | -139.2 | -142.4172 | -138.2 | -141.4399 | 292.3506 | 292.6713
2021-02-23 13:30 | -78 | -78 | -23.8502 | 25.3604 | 88.6314 | 89.2617 | -78 | -78 | -181.2672 | 181.3084 | -181.2672 | 181.3084 | 40.7126 | 85.1228 | 96 | 98.8107 | 96.3 | 99.1735 | -129.3 | -132.13 | -135.4 | -138.2424 | -139 | -141.7724 | -137.8 | -140.6159 | 310.9509 | 311.5217
2021-02-23 14:00 | -76 | -76.1643 | -25.4867 | 26.8317 | 91.272 | 91.8557 | -77 | -77.1622 | -188.1897 | 188.2379 | -188.1897 | 188.2379 | 44.4372 | 85.8154 | 95.7 | 99.5177 | 97.8 | 101.7845 | -129.3 | -133.0615 | -136.9 | -140.1272 | -140.5 | -143.7512 | -140 | -143.3051 | 305.2306 | 305.8701
2021-02-23 14:30 | -83 | -83.2166 | -34.4806 | 35.8993 | 93.5219 | 94.3201 | -82 | -82.2982 | -188.2527 | 188.3484 | -188.2527 | 188.3484 | 43.2001 | 88.6587 | 96 | 99.8887 | 96.6 | 100.5483 | -129.8 | -133.6373 | -136.3 | -139.6927 | -139.8 | -143.2175 | -139.5 | -143.0122 | 305.5101 | 305.9661
2021-02-23 15:00 | -91 | -89.6772 | -30.8815 | 33.4303 | 101.7849 | 103.0003 | -89 | -89.56 | -195.0822 | 195.3366 | -195.0822 | 195.3366 | 33.0023 | 89.3893 | 97.5 | 101.6646 | 96 | 100.6682 | -128.6 | -133.3664 | -136 | -139.876 | -139.9 | -143.7624 | -138.8 | -142.762 | 313.6494 | 314.1318
2021-02-23 15:30 | -85 | -85.7088 | -24.8406 | 27.4078 | 96.6523 | 97.8551 | -86 | -86.5794 | -195.8923 | 196.2513 | -195.8923 | 196.2513 | 27.4071 | 84.6552 | 96 | 99.8887 | 96.9 | 100.6722 | -128.1 | -132.4333 | -136.5 | -140.23 | -140.1 | -143.9629 | -139.8 | -143.5507 | 328.096 | 328.8589
2021-02-23 16:00 | -91 | -91.6624 | -25.0909 | 27.602 | 101.81 | 102.9757 | -90 | -90.6697 | -215.4555 | 215.8995 | -215.4555 | 215.8995 | 37.2887 | 91.9965 | 107.4 | 111.6742 | 108 | 112.2513 | -145.9 | -151.2575 | -152.2 | -156.7997 | -156.6 | -161.1661 | -156.8 | -161.5773 | 310.9849 | 311.548
2021-02-23 16:30 | -90 | -90.5538 | -13.8709 | 18.0755 | 105.3869 | 106.3221 | -89 | -89.4539 | -221.4119 | 221.6358 | -221.4119 | 221.6358 | 28.8699 | 88.8244 | 108 | 112.0093 | 111 | 114.9047 | -146 | -151.1709 | -153.6 | -158.1351 | -157.3 | -161.9456 | -156.5 | -161.214 | 328.2554 | 328.9307
2021-02-23 17:00 | -88 | -88.8144 | -7.3889 | 15.8609 | 98.6181 | 100.0329 | -89 | -89.6772 | -218.1235 | 218.5433 | -218.1235 | 218.5433 | 9.2578 | 86.6008 | 109.8 | 114.2291 | 108.9 | 113.1175 | -145.6 | -151.2897 | -153.9 | -158.7646 | -157.9 | -162.7172 | -157.4 | -162.2806 | 324.7755 | 325.5335
2021-02-23 17:30 | -81 | -81.7435 | 1.6184 | 13.8762 | 98.2718 | 99.4208 | -82 | -82.7345 | -229.0555 | 229.3645 | -229.0555 | 229.3645 | 17.9055 | 89.5127 | 110.1 | 114.684 | 109.5 | 113.8582 | -145.6 | -151.6201 | -154.7 | -159.9135 | -158.5 | -163.7123 | -157.3 | -162.5303 | 334.133 | 335.1907
2021-02-23 18:00 | -65 | -65.3758 | 24.0784 | 25.9558 | 82.2981 | 83.1183 | -64 | -64.2806 | -208.3249 | 208.4252 | -208.3249 | 208.4252 | 31.0543 | 94.8681 | 114.6 | 119.174 | 113.4 | 118.1882 | -152.5 | -158.832 | -160.1 | -165.6964 | -164.4 | -170.0321 | -163.9 | -169.6516 | 336.4853 | 337.8381
2021-02-23 18:30 | -59 | -59.2115 | 37.1132 | 38.4684 | 79.7893 | 80.3455 | -58 | -58.1378 | -202.5372 | 202.5668 | -202.5372 | 202.5668 | 47.3426 | 101.2024 | 126.3 | 130.0966 | 126 | 129.9509 | -168 | -174.4236 | -174.9 | -180.8735 | -179.4 | -185.4039 | -178.8 | -184.8996 | 326.3611 | 328.58
2021-02-23 19:00 | -50 | -51.0098 | 49.7283 | 50.4074 | 70.8147 | 71.131 | -51 | -51.0098 | -187.8994 | 187.9017 | -187.8994 | 187.9017 | 40.5892 | 95.1965 | 127.8 | 131.3428 | 128.7 | 132.3575 | -169.5 | -175.7891 | -175.4 | -181.1303 | -180.3 | -186.0016 | -179.4 | -185.2783 | 305.4154 | 308.5076
2021-02-23 19:30 | -40 | -39.4588 | 62.8672 | 62.8908 | 62.6951 | 62.8655 | -39 | -39.4588 | -179.0386 | 179.4167 | -179.0386 | 179.4167 | 35.0622 | 97.7341 | 128.1 | 130.853 | 128.4 | 130.9664 | -170 | -174.9448 | -176.1 | -180.432 | -180.4 | -184.7382 | -180.1 | -184.5538 | 305.2301 | 306.4559
2021-02-23 20:00 | -46 | -46.2709 | 57.1464 | 57.1623 | 67.1114 | 67.1159 | -45 | -45.2769 | -185.5989 | 185.8315 | -185.5989 | 185.8315 | 45.0144 | 103.078 | 128.1 | 130.853 | 128.4 | 131.2081 | -170.4 | -175.3048 | -176.2 | -180.5732 | -180.8 | -185.2912 | -180.3 | -184.8366 | 310.2873 | 311.5138
2021-02-23 20:30 | -46 | -46.0977 | 52.1389 | 52.1389 | 67.9617 | 67.9653 | -47 | -47.1699 | -180.2173 | 180.3759 | -180.2173 | 180.3759 | 66.8318 | 117.0175 | 129 | 132.0464 | 127.8 | 131.0049 | -171.1 | -176.6421 | -176.9 | -181.7027 | -181.2 | -185.914 | -181 | -185.8771 | 308.496 | 310.0165
2021-02-23 21:00 | -43 | -43.0465 | 48.5792 | 48.583 | 65.7577 | 65.7925 | -44 | -44.0454 | -173.5992 | 173.6819 | -173.5992 | 173.6819 | 80.6432 | 126.536 | 129 | 132.4424 | 128.4 | 131.9267 | -170.8 | -176.7116 | -177 | -181.9379 | -181.4 | -186.335 | -181 | -186.084 | 303.0652 | 304.367
2021-02-23 21:30 | -36 | -38.2099 | 55.6919 | 55.8217 | 54.2712 | 54.2967 | -37 | -37.2156 | -159.597 | 159.6526 | -159.597 | 159.6526 | 96.2221 | 139.3367 | 130.5 | 134.2479 | 129.9 | 133.5943 | -172.7 | -179.5168 | -177.9 | -183.4055 | -182.1 | -187.7229 | -181.9 | -187.6263 | 276.8233 | 278.6399
2021-02-23 22:00 | -25 | -25.7099 | 58.9223 | 59.4231 | 45.7947 | 46.1804 | -25 | -30.4138 | -144.1563 | 144.2671 | -144.1563 | 144.2671 | 103.5678 | 144.8868 | 131.1 | 134.6923 | 130.5 | 134.2479 | -173.5 | -180.0174 | -177.3 | -183.0204 | -181.9 | -187.6754 | -181.3 | -187.268 | 262.2536 | 264.8085
2021-02-23 22:30 | -17 | -13.8924 | 65.8929 | 66.7524 | 34.8141 | 35.6045 | -13 | -14.7648 | -132.4655 | 132.6623 | -132.4655 | 132.6623 | 120.1914 | 161.2076 | 131.4 | 135.3452 | 130.5 | 134.4619 | -175.6 | -182.4164 | -179 | -184.9664 | -183.4 | -189.4513 | -182.9 | -189.17 | 253.7294 | 256.5873
2021-02-23 23:00 | -14 | -15.2315 | 71.113 | 71.8323 | 28.1946 | 28.8395 | -15 | -16.1555 | -126.7397 | 126.8495 | -126.7397 | 126.8495 | 119.5287 | 161.4783 | 131.1 | 135.0443 | 131.7 | 135.8447 | -175 | -181.9206 | -177.9 | -184.0807 | -182 | -188.2488 | -181.5 | -187.92 | 246.138 | 249.0743
2021-02-23 23:30 | -7 | -9.2195 | 72.7387 | 73.4664 | 24.5052 | 25.5195 | -8 | -10 | -132.8338 | 133.0777 | -132.8338 | 133.0777 | 113.9536 | 156.3166 | 132.3 | 136.1385 | 131.1 | 135.0443 | -176.7 | -183.5294 | -179.3 | -185.4086 | -183.6 | -189.7455 | -182.8 | -189.1502 | 244.7317 | 247.9631
2021-02-24 | -4 | -7.2801 | 73.1692 | 74.194 | 20.6362 | 21.9821 | -4 | -8.0623 | -116.5761 | 116.796 | -116.5761 | 116.796 | 114.5134 | 159.3481 | 132.3 | 136.5742 | 132.9 | 137.0084 | -176.4 | -183.9048 | -177.1 | -183.542 | -182.1 | -188.5514 | -180.7 | -187.3309 | 233.6805 | 237.3571
2021-02-24 00:30 | 0 | 6 | 69.4592 | 70.6102 | 19.5644 | 20.3702 | 0 | 6 | -108.5314 | 108.5561 | -108.5314 | 108.5561 | 118.9531 | 161.2026 | 132 | 136.4341 | 132 | 136.587 | -174.5 | -182.4878 | -175.9 | -182.7593 | -180.3 | -187.0617 | -179.7 | -186.7033 | 229.9011 | 234.8976
2021-02-24 01:00 | -11 | -12.083 | 61.3561 | 62.35 | 26.4881 | 26.7904 | -11 | -12.083 | -115.5703 | 115.5795 | -115.5703 | 115.5795 | 122.9172 | 164.1848 | 131.7 | 135.7715 | 133.8 | 137.7379 | -175.9 | -182.9505 | -176.6 | -183.1216 | -180.9 | -187.4188 | -180.3 | -187.0246 | 225.6214 | 231.9055
2021-02-24 01:30 | -8 | -9.434 | 61.3646 | 62.56 | 25.2265 | 25.6502 | -8 | -10 | -113.9873 | 113.9931 | -113.9873 | 113.9931 | 126.6313 | 168.029 | 132.3 | 136.4265 | 131.7 | 135.993 | -176.7 | -184.052 | -177.3 | -183.8667 | -181.9 | -188.5675 | -180.8 | -187.5597 | 213.8984 | 219.844
2021-02-24 02:00 | -7 | -9.8995 | 57.7198 | 59.4775 | 27.5779 | 28.2169 | -7 | -9.8995 | -114.3625 | 114.3726 | -114.3625 | 114.3726 | 132.4029 | 169.1955 | 132.6 | 136.2211 | 132.9 | 136.5132 | -176 | -182.6669 | -176.8 | -182.9349 | -181.4 | -187.4906 | -180.7 | -186.9409 | 205.978 | 216.587
2021-02-24 02:30 | -14 | -16.1245 | 55.6424 | 57.5411 | 29.5493 | 30.2347 | -14 | -16.1245 | -115.5584 | 115.559 | -115.5584 | 115.559 | 135.0672 | 169.7066 | 133.8 | 137.2545 | 133.2 | 136.7372 | -177.5 | -183.9018 | -177.5 | -183.3424 | -182.3 | -188.2363 | -181.5 | -187.5621 | 201.0016 | 211.822
2021-02-24 03:00 | -10 | -12.2066 | 55.25 | 57.1711 | 29.7585 | 30.4527 | -9 | -11.4018 | -115.8517 | 115.8519 | -115.8517 | 115.8519 | 131.4745 | 167.5742 | 132.9 | 136.5132 | 132.6 | 136.085 | -176.7 | -183.1824 | -177.1 | -183.0522 | -181 | -186.9776 | -180.4 | -186.5349 | 196.6668 | 207.0727
2021-02-24 03:30 | -15 | -17 | 61.6078 | 63.2722 | 25.2347 | 26.2705 | -14 | -16.1245 | -108.9041 | 108.9044 | -108.9041 | 108.9044 | 127.0998 | 164.5371 | 132.6 | 136.1528 | 133.2 | 136.8053 | -176.8 | -183.5181 | -176.6 | -182.6959 | -180.5 | -186.6454 | -180.5 | -186.8764 | 197.1448 | 207.4895
2021-02-24 04:00 | -13 | -16.1245 | 59.1847 | 60.9735 | 29.305 | 30.3617 | -13 | -15.2643 | -116.1124 | 116.1228 | -116.1124 | 116.1228 | 119.7488 | 159.0326 | 133.5 | 137.166 | 132.9 | 136.4449 | -177.4 | -183.884 | -177.3 | -183.2204 | -181.6 | -187.6086 | -181 | -187.1798 | 196.9677 | 206.9146
2021-02-24 04:30 | -4 | -9.8489 | 69.9735 | 71.3399 | 21.4142 | 23.3613 | -4 | -9.8489 | -104.3022 | 104.3803 | -104.3022 | 104.3803 | 115.608 | 155.7592 | 133.5 | 136.3842 | 133.2 | 136.3417 | -176.9 | -182.7578 | -177.4 | -182.9932 | -181.8 | -187.383 | -181.3 | -187.1662 | 217.7164 | 227.3665
2021-02-24 05:00 | -2 | -10.0499 | 78.5319 | 79.3946 | 20.8138 | 22.731 | -1 | -10.0499 | -106.028 | 106.169 | -106.028 | 106.169 | 104.3483 | 147.2583 | 132.6 | 135.6282 | 133.8 | 136.992 | -176.9 | -182.5585 | -177.9 | -183.2845 | -182.1 | -187.5299 | -181.9 | -187.383 | 238.2481 | 243.6209
2021-02-24 05:30 | -1 | -10.0499 | 89.5348 | 89.6813 | 21.449 | 25.0797 | 0 | 10 | -112.1257 | 112.7548 | -112.1257 | 112.7548 | 82.1866 | 129.5012 | 132.3 | 135.3349 | 132.6 | 135.6916 | -175.3 | -180.9341 | -177.5 | -182.7288 | -182.4 | -187.679 | -181.4 | -186.8024 | 251.054 | 253.8187
2021-02-24 06:00 | 0 | 9 | 95.4571 | 95.5002 | 19.4857 | 23.2918 | 1 | 9 | -114.4693 | 115.2245 | -114.4693 | 115.2245 | 56.1411 | 121.2628 | 132 | 135.5004 | 132 | 135.7764 | -175.4 | -181.5879 | -179.5 | -185.3004 | -183.6 | -189.4708 | -182.9 | -188.8672 | 269.2601 | 273.7502
2021-02-24 06:30 | 3 | 11.4018 | 103.71 | 103.7517 | 18.4038 | 23.3064 | 3 | 12.3693 | -120.8873 | 122.1416 | -120.8873 | 122.1416 | 44.0697 | 90.7834 | 130.5 | 133.0259 | 130.8 | 133.4973 | -173.7 | -178.5476 | -179 | -184.069 | -183.4 | -188.4882 | -182.7 | -187.8536 | 290.7453 | 296.6546
2021-02-24 07:00 | 0 | 1 | 98.4091 | 98.5435 | 23.7976 | 24.853 | 0 | 3 | -128.6474 | 128.8898 | -128.6474 | 128.8898 | 33.0176 | 91.9847 | 131.7 | 136.5316 | 131.4 | 136.1438 | -173.9 | -182.3338 | -179.9 | -185.2026 | -184.1 | -189.3316 | -184.1 | -189.3784 | 298.2176 | 302.4523
2021-02-24 07:30 | -8 | -8.544 | 88.3206 | 88.5187 | 30.2297 | 30.653 | -8 | -8.544 | -136.3964 | 136.512 | -136.3964 | 136.512 | 38.4442 | 97.5904 | 130.2 | 135.4928 | 131.7 | 136.853 | -173.5 | -182.3475 | -180 | -185.5884 | -184.2 | -189.6647 | -183.8 | -189.3721 | 303.9044 | 306.929
2021-02-24 08:00 | -9 | -10.2956 | 80.834 | 80.9913 | 33.5204 | 34.0865 | -9 | -9.8489 | -141.9344 | 142.0115 | -141.9344 | 142.0115 | 47.3013 | 111.2578 | 130.5 | 135.7811 | 130.5 | 135.7811 | -172.7 | -181.7073 | -179.2 | -185.0098 | -183.6 | -189.3724 | -183.1 | -188.9864 | 314.8773 | 317.2514
2021-02-24 08:30 | -6 | -7.8102 | 81.975 | 81.9774 | 26.1314 | 27.5854 | -6 | -7.8102 | -129.0773 | 129.3707 | -129.0773 | 129.3707 | 63.8018 | 113.2183 | 129.9 | 134.8766 | 129.6 | 134.8332 | -173.7 | -182.0792 | -180.4 | -185.8793 | -184.8 | -190.4391 | -184.4 | -190.1238 | 310.7152 | 315.5595
2021-02-24 09:00 | -10 | -11.6619 | 59.9532 | 60.7908 | 32.3755 | 36.3845 | -10 | -12.8062 | -126.6973 | 130.1495 | -126.6973 | 130.1495 | 86.4511 | 129.8444 | 131.4 | 136.3202 | 129.9 | 135.5422 | -174.8 | -183.3607 | -180.7 | -185.9326 | -184.9 | -190.1328 | -184.6 | -189.8879 | 271.5472 | 273.1728
2021-02-24 09:30 | -10 | -12.8062 | 49.7394 | 49.76 | 24.7326 | 25.1492 | -10 | -12.8062 | -125.5962 | 125.6596 | -125.5962 | 125.6596 | 94.1491 | 146.3648 | 132 | 136.7424 | 132.9 | 137.7683 | -175.2 | -183.3626 | -180.3 | -185.3335 | -184.6 | -189.5874 | -184.1 | -189.1924 | 285.7985 | 289.1167
2021-02-24 10:00 | -10 | -10.0499 | 46.1074 | 46.4579 | 23.341 | 24.964 | -10 | -10 | -125.5885 | 125.658 | -125.5885 | 125.658 | 100.1347 | 148.5804 | 132.6 | 137.6385 | 132.3 | 137.9286 | -175.4 | -183.6128 | -181.8 | -186.7701 | -186.1 | -191.0709 | -185.8 | -190.8929 | 285.0627 | 286.9741
2021-02-24 10:30 | -9 | -9.0554 | 48.4323 | 48.8477 | 23.1989 | 24.7764 | -9 | -9.0554 | -124.0726 | 124.1178 | -124.0726 | 124.1178 | 103.6399 | 151.7581 | 127.5 | 132.816 | 128.1 | 133.3087 | -169.6 | -177.6586 | -176.6 | -181.3878 | -180.9 | -185.689 | -180.1 | -184.978 | 286.8196 | 288.9699
2021-02-24 11:00 | -12 | -13 | 39.7393 | 39.8403 | 24.2004 | 24.8565 | -12 | -13.4164 | -125.0632 | 125.2577 | -125.0632 | 125.2577 | 100.9084 | 143.5386 | 129 | 133.6115 | 127.8 | 132.4533 | -169.9 | -177.8265 | -176.4 | -181.1021 | -180.6 | -185.2844 | -180.3 | -185.1046 | 273.8412 | 275.9571
2021-02-24 11:30 | -12 | -13.8924 | 43.8106 | 44.0492 | 22.4817 | 23.65 | -13 | -14.7648 | -113.4778 | 113.7468 | -113.4778 | 113.7468 | 110.6669 | 150.0904 | 128.1 | 132.5097 | 128.4 | 132.7736 | -169.7 | -177.0546 | -176.8 | -181.1806 | -181 | -185.3888 | -180.7 | -185.2806 | 280.7376 | 282.6856
2021-02-24 12:00 | -13 | -14.7648 | 39.2232 | 39.5056 | 25.1851 | 26.4263 | -13 | -14.7648 | -109.6173 | 109.8983 | -109.6173 | 109.8983 | 97.0807 | 143.5448 | 128.1 | 133.1439 | 129 | 133.4565 | -170 | -178.3401 | -175.3 | -180.1684 | -179.4 | -184.2508 | -179.3 | -184.1939 | 256.3269 | 258.1126
2021-02-24 12:30 | -15 | -18.0278 | 34.0063 | 34.7365 | 26.3877 | 28.0424 | -16 | -18.868 | -106.3273 | 106.6707 | -106.3273 | 106.6707 | 84.4269 | 132.6324 | 117 | 122.1516 | 117.9 | 123.5396 | -156 | -162.9264 | -163 | -166.8637 | -167 | -170.8784 | -166.5 | -170.4324 | 274.8695 | 276.6115
2021-02-24 13:00 | -16 | -16.7631 | 30.1855 | 31.0344 | 27.9231 | 29.2114 | -16 | -17.088 | -106.534 | 107.0319 | -106.534 | 107.0319 | 83.3272 | 128.6841 | 109.2 | 114.7024 | 111 | 116.5082 | -147.3 | -153.8373 | -154.4 | -157.8872 | -157.9 | -161.3938 | -157.6 | -161.0515 | 296.1981 | 297.8796
2021-02-24 13:30 | -18 | -20.5913 | 32.4672 | 33.9057 | 27.1823 | 29.3427 | -17 | -20.2485 | -105.4708 | 106.4188 | -105.4708 | 106.4188 | 89.6688 | 128.7895 | 108 | 112.8419 | 108.9 | 113.9909 | -145.1 | -151.0008 | -153.4 | -156.5807 | -157.4 | -160.6399 | -156.9 | -160.1902 | 317.9967 | 320.0974
2021-02-24 14:00 | -8 | -8.9443 | 37.9213 | 38.1309 | 21.5436 | 22.1306 | -7 | -8.6023 | -95.5098 | 95.6585 | -95.5098 | 95.6585 | 98.2264 | 143.8056 | 118.5 | 123.42 | 118.8 | 123.8768 | -157.6 | -164.5647 | -166.2 | -170.2038 | -170.2 | -174.1966 | -169.8 | -173.9348 | 311.8683 | 313.8409
2021-02-24 14:30 | -14 | -14 | 35.673 | 35.8019 | 24.494 | 24.8325 | -14 | -14.0357 | -99.1233 | 99.1799 | -99.1233 | 99.1799 | 81.3891 | 132.5778 | 108.9 | 114.144 | 109.8 | 114.7385 | -144.7 | -151.447 | -153.8 | -157.5133 | -157.5 | -161.2343 | -157 | -160.6818 | 317.6772 | 319.979
2021-02-24 15:00 | -31 | -31.1448 | 19.0401 | 19.3895 | 41.7162 | 41.9804 | -31 | -31.0644 | -128.8022 | 128.8081 | -128.8022 | 128.8081 | 90.0173 | 138.5168 | 114 | 118.9336 | 113.1 | 118.3328 | -151.6 | -158.3384 | -160.3 | -164.0978 | -164 | -167.7982 | -163.7 | -167.5689 | 318.9702 | 321.2036
2021-02-24 15:30 | -32 | -32.0156 | 20.1392 | 20.528 | 45.1601 | 45.4427 | -32 | -32.0156 | -133.4867 | 133.4867 | -133.4867 | 133.4867 | 100.2389 | 145.1037 | 129 | 134.01 | 129.3 | 134.5449 | -171.9 | -179.3817 | -179.1 | -183.6885 | -183.3 | -187.8951 | -182.5 | -187.2258 | 304.7514 | 306.9252
2021-02-24 16:00 | -29 | -29.0689 | 23.8617 | 24.1653 | 45.611 | 45.8687 | -31 | -31.1448 | -141.8662 | 141.8682 | -141.8662 | 141.8682 | 93.5198 | 140.9611 | 130.8 | 135.6637 | 131.4 | 136.085 | -173.1 | -180.9154 | -180.4 | -185.202 | -184.7 | -189.3844 | -184.3 | -189.2271 | 312.7877 | 314.9866
2021-02-24 16:30 | -23 | -23.0868 | 39.4987 | 39.6393 | 38.5867 | 38.9315 | -23 | -23.0868 | -133.512 | 133.5128 | -133.512 | 133.5128 | 71.3153 | 129.6491 | 131.4 | 136.4021 | 131.1 | 136.1941 | -174.7 | -183.0633 | -181.8 | -186.8853 | -186 | -191.0875 | -185.8 | -191.0314 | 306.595 | 308.8853
2021-02-24 17:00 | -24 | -24.0208 | 44.5718 | 45.1249 | 43.4367 | 43.851 | -24 | -24.0208 | -144.6762 | 144.8284 | -144.6762 | 144.8284 | 62.0499 | 120.2369 | 130.5 | 135.8642 | 130.5 | 135.5353 | -174 | -182.4856 | -181.7 | -186.8578 | -186.1 | -191.2538 | -185.7 | -190.9341 | 316.5966 | 319.396
2021-02-24 17:30 | -30 | -30.0666 | 51.1018 | 51.1296 | 44.4768 | 44.6895 | -31 | -31.0644 | -146.9424 | 146.9579 | -146.9424 | 146.9579 | 49.166 | 116.2859 | 129.9 | 135.5422 | 130.8 | 136.236 | -173.3 | -182.2158 | -180.2 | -185.5893 | -184.5 | -189.9584 | -184.3 | -189.7618 | 316.6809 | 319.5814
2021-02-24 18:00 | -24 | -24.3311 | 60.7023 | 60.7857 | 42.7127 | 42.9117 | -23 | -23.3452 | -146.7076 | 146.8488 | -146.7076 | 146.8488 | 48.3047 | 114.3322 | 132 | 137.2234 | 131.1 | 136.5241 | -174.7 | -183.6092 | -181.2 | -186.6101 | -185.7 | -191.0981 | -185.3 | -190.8283 | 307.0579 | 310.5801
2021-02-24 18:30 | -19 | -19.4165 | 77.329 | 77.3379 | 36.3198 | 36.6222 | -20 | -20.3961 | -136.9864 | 137.0769 | -136.9864 | 137.0769 | 44.7263 | 112.7938 | 132 | 137.472 | 132 | 137.5247 | -175.4 | -184.206 | -180.8 | -186.2434 | -185.1 | -190.5152 | -185 | -190.537 | 293.9238 | 298.08
2021-02-24 19:00 | -10 | -11.1803 | 85.622 | 85.6282 | 34.389 | 35.1024 | -10 | -11.1803 | -135.2188 | 135.4031 | -135.2188 | 135.4031 | 35.4284 | 103.9712 | 133.2 | 138.2971 | 131.7 | 136.9348 | -176 | -184.9078 | -180.5 | -185.9525 | -184.4 | -189.8114 | -183.8 | -189.2762 | 272.36 | 278.5502
2021-02-24 19:30 | -17 | -17.72 | 89.4131 | 89.4429 | 34.3898 | 35.1075 | -18 | -18.6815 | -136.8792 | 137.1702 | -136.8792 | 137.1702 | 31.7669 | 97.9994 | 132.3 | 137.032 | 131.7 | 136.6111 | -175.6 | -183.5983 | -179.6 | -184.4228 | -183.7 | -188.5072 | -183.1 | -187.9226 | 270.8683 | 276.5894
2021-02-24 20:00 | -20 | -20.0998 | 79.3453 | 79.4167 | 43.7282 | 43.8792 | -20 | -20.0998 | -152.524 | 152.6277 | -152.524 | 152.6277 | 40.0082 | 104.9662 | 132.3 | 137.512 | 132.6 | 137.8826 | -175.9 | -184.9357 | -179.6 | -184.8875 | -184.8 | -190.2 | -184 | -189.3991 | 277.3414 | 282.6707
2021-02-24 20:30 | -16 | -16.2788 | 76.8687 | 76.8982 | 42.6395 | 42.8058 | -16 | -16.2788 | -149.4256 | 149.4708 | -149.4256 | 149.4708 | 50.6706 | 107.5967 | 129 | 132.1758 | 128.1 | 131.4979 | -173.4 | -178.7974 | -176.9 | -182.1699 | -181.3 | -186.5864 | -180.7 | -186.1227 | 277.4585 | 282.9346
2021-02-24 21:00 | -19 | -19.0263 | 74.3672 | 74.3876 | 40.866 | 41.1026 | -20 | -20.025 | -143.3012 | 143.3014 | -143.3012 | 143.3014 | 66.4825 | 119.8174 | 128.4 | 131.7902 | 129.6 | 133.0949 | -172.1 | -178.3236 | -175.9 | -181.4662 | -180.5 | -186.1954 | -180.3 | -186.125 | 264.8934 | 271.2651
2021-02-24 21:30 | -13 | -13 | 72.5919 | 72.6054 | 38.4858 | 38.9269 | -14 | -14 | -140.4038 | 140.4292 | -140.4038 | 140.4292 | 88.8591 | 137.1027 | 129.9 | 133.8797 | 129.6 | 133.387 | -172.2 | -178.9812 | -176.2 | -182.2836 | -180.4 | -186.5742 | -179.8 | -186.0968 | 266.7504 | 273.5373
2021-02-24 22:00 | -14 | -14.3178 | 76.4386 | 76.4587 | 29.7348 | 30.1105 | -13 | -13.3417 | -123.4018 | 123.4298 | -123.4018 | 123.4298 | 106.7722 | 144.971 | 131.7 | 134.5609 | 131.4 | 134.5191 | -174.9 | -180.3253 | -178.2 | -183.198 | -182.7 | -187.7149 | -182.4 | -187.6086 | 254.8627 | 259.8949
2021-02-24 22:30 | 0 | 1 | 83.4295 | 83.6273 | 17.5212 | 18.0321 | 0 | 1 | -111.4159 | 111.4201 | -111.4159 | 111.4201 | 124.0376 | 158.7253 | 131.7 | 134.4997 | 131.7 | 134.6853 | -175.9 | -181.151 | -178.3 | -183.1799 | -182.6 | -187.6176 | -182 | -187.1496 | 251.2218 | 257.0972
2021-02-24 23:00 | 0 | 1 | 78.3766 | 78.715 | 19.2903 | 19.7783 | 0 | 1 | -117.0464 | 117.0468 | -117.0464 | 117.0468 | 125.9489 | 160.3053 | 132 | 134.9163 | 132.6 | 135.442 | -175.2 | -180.862 | -177.1 | -182.3641 | -181.8 | -187.1196 | -181.3 | -186.7531 | 243.5173 | 249.9398
2021-02-24 23:30 | 5 | 5.3852 | 86.1051 | 86.2702 | 11.119 | 12.0732 | 5 | 5.831 | -114.2306 | 114.2315 | -114.2306 | 114.2315 | 110.1958 | 147.3336 | 132.9 | 135.675 | 132.6 | 135.442 | -177.6 | -182.7549 | -178.7 | -183.6843 | -182.6 | -187.6868 | -182.5 | -187.7058 | 239.2229 | 246.0796
2021-02-25 | 8 | 8.2462 | 82.5651 | 82.7695 | 9.9529 | 11.8182 | 8 | 8.0623 | -102.1615 | 102.3381 | -102.1615 | 102.3381 | 113.1787 | 149.4147 | 132.9 | 135.675 | 133.2 | 136.0294 | -177.1 | -182.4599 | -178.8 | -183.8512 | -183.4 | -188.5113 | -183.1 | -188.4064 | 226.0699 | 233.9369
2021-02-25 00:30 | 0 | 0 | 76.7883 | 77.0047 | 13.454 | 15.3465 | 0 | 0 | -101.757 | 102.1476 | -101.757 | 102.1476 | 122.1258 | 157.6537 | 132 | 135.1053 | 132.6 | 135.6282 | -176 | -181.5877 | -177.6 | -182.8022 | -181.9 | -187.099 | -181.4 | -186.8262 | 229.9326 | 237.7094
2021-02-25 01:00 | 0 | 0 | 73.7617 | 74.2746 | 14.0258 | 15.1572 | 0 | 1 | -98.8654 | 99.093 | -98.8654 | 99.093 | 124.9035 | 163.9145 | 133.5 | 136.5082 | 132.3 | 135.3984 | -176.9 | -182.8081 | -178.1 | -183.551 | -182.8 | -188.2574 | -181.8 | -187.4803 | 221.1796 | 229.2579
2021-02-25 01:30 | 4 | 4.4721 | 75.2036 | 75.8493 | 11.3586 | 12.4097 | 2 | 2.8284 | -94.6778 | 94.8192 | -94.6778 | 94.8192 | 134.379 | 172.2815 | 132.9 | 136.4449 | 132.6 | 136.1528 | -176.8 | -183.0178 | -177.5 | -183.0663 | -181.8 | -187.5293 | -182 | -187.9208 | 215.3586 | 223.834
2021-02-25 02:00 | 5 | 5.831 | 76.1607 | 76.7612 | 11.1395 | 12.1237 | 5 | 6.4031 | -91.3452 | 91.5374 | -91.3452 | 91.5374 | 140.5971 | 177.1794 | 132.9 | 136.3773 | 133.2 | 136.8053 | -177 | -183.4455 | -177.8 | -183.6041 | -182.3 | -188.0631 | -182 | -188.1217 | 213.8367 | 222.6219
2021-02-25 02:30 | 15 | 15.5242 | 79.6105 | 80.2989 | 6.6059 | 8.1518 | 14 | 14.3178 | -82.9131 | 83.1374 | -82.9131 | 83.1374 | 143.9978 | 178.7645 | 132.3 | 136.2096 | 133.8 | 137.458 | -176.5 | -183.3523 | -177.7 | -183.7086 | -182 | -188.0712 | -181.5 | -187.7911 | 209.6492 | 218.9401
2021-02-25 03:00 | 14 | 17.2047 | 82.1801 | 83.9853 | 3.4697 | 10.9341 | 13 | 16.4012 | -77.8549 | 78.0431 | -77.8549 | 78.0431 | 149.1255 | 174.5754 | 133.5 | 136.7638 | 132.9 | 136.1782 | -177 | -183.1853 | -177.6 | -183.0659 | -182.7 | -188.2563 | -182.3 | -188.137 | 219.0417 | 224.8973
2021-02-25 03:30 | 12 | 16.2788 | 84.0651 | 85.7913 | 3.5314 | 11.4192 | 12 | 15.6205 | -77.5538 | 78.0112 | -77.5538 | 78.0112 | 147.917 | 174.4721 | 132.6 | 135.8202 | 133.2 | 136.471 | -175.7 | -181.6726 | -177.7 | -182.9468 | -182.3 | -187.5583 | -181.2 | -186.6081 | 221.4276 | 226.8636
2021-02-25 04:00 | 19 | 21.4709 | 85.0633 | 86.5065 | 3.5672 | 10.7736 | 18 | 20.5913 | -78.8147 | 79.1907 | -78.8147 | 79.1907 | 139.7627 | 167.0572 | 132.9 | 136.0486 | 134.4 | 137.3885 | -176.7 | -182.536 | -178.3 | -183.5297 | -182.6 | -187.7331 | -182.5 | -187.9422 | 220.8422 | 226.4418
2021-02-25 04:30 | 7 | 13.0384 | 81.6477 | 83.0342 | 10.273 | 14.9788 | 6 | 12.53 | -90.1372 | 90.5737 | -90.1372 | 90.5737 | 138.2827 | 166.5266 | 133.2 | 136.1524 | 132.3 | 135.4625 | -177 | -182.4111 | -178.3 | -183.3185 | -183 | -188.0529 | -183.1 | -188.43 | 250.1258 | 253.8495
2021-02-25 05:00 | 0 | 12.0416 | 81.7225 | 83.2614 | 16.8747 | 21.0355 | 1 | 11.0454 | -104.459 | 105.3368 | -104.459 | 105.3368 | 124.4833 | 151.4987 | 133.5 | 135.9702 | 132.9 | 135.5555 | -177 | -181.8458 | -179.1 | -183.733 | -183.5 | -188.1122 | -182.9 | -187.6828 | 273.3552 | 276.2967
2021-02-25 05:30 | 3 | 13.3417 | 93.1276 | 93.3983 | 17.1065 | 22.5461 | 2 | 13.1529 | -108.7227 | 110.0766 | -108.7227 | 110.0766 | 99.4907 | 124.1154 | 133.2 | 135.5628 | 132.3 | 134.6786 | -176.1 | -180.7722 | -179.8 | -184.6631 | -184.4 | -189.2343 | -183.9 | -188.9518 | 277.5987 | 282.1171
2021-02-25 06:00 | 2 | 20.0998 | 96.7027 | 97.8365 | 17.34 | 28.7517 | 3 | 20.2237 | -112.8284 | 117.5968 | -112.8284 | 117.5968 | 75.5712 | 105.0565 | 132.3 | 134.7351 | 132.9 | 134.9967 | -175 | -179.6253 | -180 | -184.544 | -184.5 | -189.0442 | -183.9 | -188.5024 | 296.169 | 298.5917
2021-02-25 06:30 | 9 | 22.8473 | 101.826 | 102.4615 | 19.6768 | 29.2398 | 10 | 24.1661 | -123.1551 | 127.9725 | -123.1551 | 127.9725 | 57.8702 | 99.342 | 131.7 | 133.3637 | 131.1 | 132.819 | -174.7 | -177.9587 | -181.7 | -184.7082 | -186.4 | -189.4041 | -186.3 | -189.5833 | 342.2906 | 343.823
2021-02-25 07:00 | -7 | -21.1896 | 87.2689 | 87.8753 | 30.9424 | 37.5626 | -6 | -20.8806 | -131.3408 | 136.1134 | -131.3408 | 136.1134 | 70.2635 | 109.8001 | 129.9 | 133.5943 | 129.3 | 133.011 | -172.8 | -179.0778 | -180.4 | -183.5391 | -185.2 | -188.2771 | -185.1 | -188.2877 | 379.894 | 380.7888
2021-02-25 07:30 | -27 | -31.3847 | 66.9779 | 67.5399 | 49.6448 | 52.9731 | -27 | -31.9061 | -158.9979 | 162.0627 | -158.9979 | 162.0627 | 73.5174 | 110.4622 | 130.2 | 134.0272 | 131.7 | 135.5555 | -172.3 | -178.8343 | -180.8 | -184.1756 | -185.8 | -189.0678 | -185.5 | -188.7681 | 376.9295 | 377.6641
2021-02-25 08:00 | -30 | -34.4819 | 54.1899 | 55.2921 | 48.664 | 51.6328 | -30 | -34.9857 | -146.9969 | 149.7651 | -146.9969 | 149.7651 | 79.6931 | 115.3454 | 130.2 | 133.6792 | 129.6 | 133.4444 | -173.1 | -179.0055 | -183.8 | -186.8639 | -188.7 | -191.6681 | -188.1 | -191.166 | 383.0712 | 383.3457
2021-02-25 08:30 | -39 | -41.1096 | 39.5574 | 40.3513 | 58.4014 | 59.7366 | -39 | -41.4367 | -149.7169 | 151.6187 | -149.7169 | 151.6187 | 75.639 | 112.7085 | 130.5 | 134.6078 | 130.2 | 134.3169 | -173.1 | -180.066 | -182.3 | -185.7435 | -187.1 | -190.4942 | -186.9 | -190.3925 | 367.6057 | 367.8798
2021-02-25 09:00 | -59 | -59.4138 | 7.5054 | 8.2488 | 73.1193 | 73.1361 | -59 | -59.4138 | -164.146 | 165.1112 | -164.146 | 165.1112 | 47.0571 | 91.1788 | 115.5 | 120.7156 | 114.9 | 120.1417 | -153.7 | -160.609 | -163.6 | -166.5861 | -168.2 | -171.1426 | -167.8 | -170.7867 | 367.4664 | 367.5939
2021-02-25 09:30 | -68 | -68.1836 | -7.8198 | 8.3352 | 79.9042 | 79.9054 | -67 | -67.2681 | -169.381 | 170.0115 | -169.381 | 170.0115 | 49.2588 | 83.5025 | 108.6 | 111.2203 | 108.6 | 111.2203 | -144.5 | -147.6017 | -154.7 | -157.0903 | -158.8 | -161.1978 | -158.5 | -160.9368 | 350.8357 | 350.9837
2021-02-25 10:00 | -75 | -75.0267 | -16.9319 | 17.2558 | 87.1282 | 87.1821 | -75 | -75.0067 | -179.111 | 179.5051 | -179.111 | 179.5051 | 56.2067 | 85.7164 | 107.7 | 110.6089 | 108 | 110.8333 | -144.3 | -147.6 | -153.4 | -155.9525 | -157.8 | -160.3176 | -157.4 | -159.9594 | 321.5898 | 321.6806
2021-02-25 10:30 | -81 | -81 | -26.0844 | 26.3179 | 89.9857 | 90.0725 | -79 | -79 | -176.994 | 177.3016 | -176.994 | 177.3016 | 68.9497 | 91.0965 | 107.7 | 110.5409 | 108.3 | 111.0588 | -144.8 | -148.0812 | -153.8 | -156.2569 | -157.9 | -160.3634 | -157.5 | -160.0223 | 317.0635 | 317.2326
2021-02-25 11:00 | -78 | -78 | -32.2731 | 32.4389 | 86.5348 | 86.6924 | -77 | -77 | -172.3228 | 172.6177 | -172.3228 | 172.6177 | 67.6038 | 94.5215 | 108.6 | 111.2854 | 106.2 | 109.1489 | -143.7 | -146.9847 | -152.5 | -155.0492 | -156.9 | -159.4853 | -156.6 | -159.2082 | 303.9605 | 304.075
2021-02-25 11:30 | -76 | -76.0592 | -33.2222 | 33.2419 | 85.8724 | 85.8905 | -77 | -77.0584 | -170.2256 | 170.9178 | -170.2256 | 170.9178 | 87.7448 | 107.4794 | 108.3 | 110.8629 | 109.5 | 112.0993 | -145 | -148.0507 | -154 | -156.4537 | -158.3 | -160.7922 | -157.5 | -160.04 | 302.8357 | 303.0755
2021-02-25 12:00 | -75 | -75.0267 | -23.4038 | 23.6574 | 74.6791 | 74.6818 | -75 | -75.06 | -153.0416 | 154.1312 | -153.0416 | 154.1312 | 85.465 | 108.5451 | 109.5 | 112.0993 | 110.1 | 112.5592 | -144.8 | -148.0187 | -153 | -155.5051 | -157.1 | -159.6642 | -156.9 | -159.5033 | 289.6688 | 289.7921
2021-02-25 12:30 | -79 | -79.0569 | -34.7816 | 34.7988 | 85.4468 | 85.4601 | -81 | -81.0555 | -170.3555 | 171.159 | -170.3555 | 171.159 | 94.2033 | 114.3255 | 108.6 | 111.323 | 109.2 | 111.9366 | -146.5 | -149.6006 | -153.8 | -156.2392 | -157.8 | -160.3 | -157.4 | -159.9772 | 292.7616 | 292.8044
2021-02-25 13:00 | -76 | -76.0592 | -33.8442 | 35.0903 | 86.7914 | 87.2014 | -75 | -75.0267 | -177.8105 | 177.9286 | -177.8105 | 177.9286 | 89.2925 | 110.8939 | 109.8 | 112.2658 | 110.7 | 113.0821 | -146.8 | -149.834 | -154.1 | -156.4821 | -158.5 | -160.9368 | -158.2 | -160.7922 | 291.3421 | 291.3422
2021-02-25 13:30 | -85 | -85.0529 | -39.7806 | 40.5816 | 91.1134 | 91.4893 | -84 | -84.0536 | -182.5111 | 182.6396 | -182.5111 | 182.6396 | 90.7093 | 110.8153 | 110.7 | 112.9041 | 109.8 | 111.679 | -146.6 | -149.194 | -154.9 | -156.9353 | -159 | -161.1604 | -159 | -161.1608 | 296.6355 | 296.6628
2021-02-25 14:00 | -93 | -93.1933 | -43.2453 | 44.7589 | 100.8341 | 101.4552 | -92 | -92.1954 | -200.4585 | 200.4719 | -200.4585 | 200.4719 | 91.0267 | 113.6575 | 110.1 | 113.58 | 111.6 | 114.7495 | -145.5 | -149.5806 | -154.4 | -157.5605 | -158.6 | -161.7961 | -158.1 | -161.4837 | 302.7669 | 303.6136
2021-02-25 14:30 | -91 | -91.351 | -34.9919 | 38.0015 | 105.8929 | 106.5652 | -93 | -93.3435 | -210.9454 | 210.9468 | -210.9454 | 210.9468 | 79.2133 | 106.1859 | 108.6 | 112.2016 | 109.5 | 113.2157 | -145.4 | -150.0092 | -153.9 | -157.3773 | -157.6 | -161.1419 | -157 | -160.5971 | 303.2008 | 304.1213
2021-02-25 15:00 | -102 | -102.5914 | -31.9182 | 35.2238 | 109.4591 | 110.171 | -101 | -101.4938 | -228.8044 | 228.806 | -228.8044 | 228.806 | 67.434 | 97.0945 | 110.4 | 113.9447 | 109.8 | 113.5907 | -147.2 | -151.5382 | -154.7 | -158.036 | -158.6 | -162.1201 | -158.5 | -162.1057 | 318.2071 | 318.9861
2021-02-25 15:30 | -89 | -89.3588 | -10.4026 | 19.0069 | 104.6899 | 105.362 | -88 | -88.278 | -219.8934 | 219.896 | -219.8934 | 219.896 | 19.1877 | 76.1753 | 108.9 | 112.8774 | 109.5 | 113.3782 | -145.9 | -150.8433 | -154.6 | -158.3376 | -158.6 | -162.373 | -158.1 | -161.8847 | 347.5483 | 348.0238
2021-02-25 16:00 | -83 | -83.2947 | -0.47512 | 14.2616 | 99.4294 | 100.0505 | -83 | -83.2166 | -221.2527 | 221.2669 | -221.2527 | 221.2669 | 12.9965 | 68.832 | 109.8 | 113.2157 | 109.8 | 113.3635 | -146.1 | -150.4461 | -154.5 | -157.8813 | -158.5 | -161.9398 | -158.1 | -161.5483 | 363.0483 | 363.8717
2021-02-25 16:30 | -87 | -87.4643 | -0.071273 | 15.9963 | 103.4048 | 104.1572 | -87 | -87.367 | -230.0549 | 230.0556 | -230.0549 | 230.0556 | 11.3452 | 71.598 | 109.2 | 112.4884 | 110.4 | 113.6537 | -147 | -151.0171 | -155.1 | -158.3667 | -159.3 | -162.6619 | -159.2 | -162.6046 | 401.5394 | 402.2992
2021-02-25 17:00 | -95 | -95.0053 | 2.0194 | 8.809 | 112.6175 | 112.644 | -96 | -96.0052 | -246.402 | 246.7453 | -246.402 | 246.7453 | 34.4794 | 73.4387 | 108.9 | 111.5782 | 108.6 | 111.3513 | -147.3 | -150.2842 | -157.5 | -160.2573 | -161.6 | -164.3247 | -161.2 | -164.0229 | 438.8899 | 440.4408
2021-02-25 17:30 | -91 | -91.0055 | 13.1391 | 14.8262 | 98.261 | 98.3294 | -92 | -92.0217 | -229.3006 | 229.5971 | -229.3006 | 229.5971 | 51.3796 | 87.8503 | 120.6 | 123.5854 | 119.4 | 122.5484 | -160.1 | -164.6875 | -171.6 | -175.2336 | -175.7 | -179.3102 | -175.1 | -178.7625 | 417.9999 | 419.2379
2021-02-25 18:00 | -66 | -66.0076 | 28.532 | 28.9512 | 85.8996 | 85.9282 | -66 | -66.0303 | -209.1252 | 209.5218 | -209.1252 | 209.5218 | 56.3329 | 92.8384 | 124.2 | 127.8426 | 124.2 | 127.7718 | -165.1 | -170.9949 | -175.4 | -179.9122 | -180.1 | -184.5547 | -179.3 | -183.8835 | 401.095 | 403.4926
2021-02-25 18:30 | -61 | -61.131 | 36.2151 | 36.3385 | 83.382 | 83.3829 | -61 | -61.131 | -204.7658 | 205.4306 | -204.7658 | 205.4306 | 64.6577 | 101.3266 | 125.1 | 128.8597 | 124.2 | 128.2064 | -166.6 | -172.6752 | -175.5 | -180.135 | -180 | -184.6022 | -179.5 | -184.2801 | 393.8905 | 396.6435
2021-02-25 19:00 | -56 | -56.2228 | 52.8352 | 52.854 | 71.0732 | 71.0845 | -56 | -56.2228 | -186.7456 | 187.4536 | -186.7456 | 187.4536 | 51.4001 | 98.4411 | 124.2 | 128.7433 | 122.7 | 127.1384 | -164.5 | -171.6714 | -172.7 | -177.8526 | -177.1 | -182.2455 | -177.4 | -182.6554 | 376.2809 | 378.854
2021-02-25 19:30 | -42 | -43.6807 | 62.094 | 62.2666 | 64.3242 | 65.6296 | -42 | -43.9659 | -173.6541 | 175.8136 | -173.6541 | 175.8136 | 49.3566 | 107.7388 | 123.6 | 126.911 | 124.2 | 127.7017 | -164.9 | -170.2638 | -173.1 | -176.9477 | -177.2 | -180.9564 | -177.3 | -181.2365 | 362.5045 | 362.8399
2021-02-25 20:00 | -36 | -38.2753 | 64.0748 | 64.3372 | 59.7922 | 61.2213 | -36 | -38.2753 | -174.7641 | 176.3794 | -174.7641 | 176.3794 | 64.8457 | 119.22 | 124.2 | 127.914 | 123.6 | 127.404 | -164.9 | -170.6693 | -172.7 | -176.7457 | -177.2 | -181.2077 | -176.8 | -180.9433 | 362.6585 | 363.4058
2021-02-25 20:30 | -33 | -35.4683 | 66.8277 | 67.3716 | 52.7352 | 54.6412 | -33 | -35.8469 | -165.7002 | 167.2373 | -165.7002 | 167.2373 | 73.2399 | 124.2332 | 124.8 | 128.7877 | 123.3 | 127.5625 | -163.9 | -170.3413 | -170.7 | -175.1432 | -175.3 | -179.8057 | -174.9 | -179.5731 | 340.0609 | 341.2025
2021-02-25 21:00 | -31 | -33.6155 | 64.2568 | 65.3578 | 49.4145 | 51.4662 | -30 | -32.6956 | -155.2193 | 156.6473 | -155.2193 | 156.6473 | 94.3503 | 139.3 | 125.1 | 130.1392 | 125.1 | 130.5996 | -166.4 | -175.0046 | -173.7 | -180.0776 | -178.1 | -184.507 | -177.2 | -183.6647 | 339.0269 | 340.0719
2021-02-25 21:30 | -20 | -24.4131 | 69.8449 | 71.0015 | 40.9181 | 43.6519 | -20 | -24.4131 | -144.9003 | 146.3564 | -144.9003 | 146.3564 | 104.4287 | 147.8494 | 124.5 | 130.1409 | 124.8 | 130.6627 | -166.4 | -175.3484 | -171.7 | -178.555 | -176 | -182.9372 | -176.1 | -183.2808 | 319.3267 | 320.1455
2021-02-25 22:00 | -17 | -18.3848 | 68.5335 | 69.1982 | 35.384 | 36.2955 | -17 | -18.3848 | -131.0565 | 131.3101 | -131.0565 | 131.3101 | 121.5252 | 151.1475 | 126 | 130.7174 | 126 | 130.7976 | -167.6 | -175.5112 | -171.9 | -178.342 | -176.4 | -182.823 | -175.9 | -182.6512 | 303.4134 | 304.5715
2021-02-25 22:30 | -12 | -14.4222 | 69.7142 | 70.5687 | 30.2407 | 31.4379 | -12 | -14.4222 | -125.8178 | 126.193 | -125.8178 | 126.193 | 132.4061 | 158.9139 | 126.3 | 130.693 | 126.6 | 131.0602 | -167.9 | -175.1973 | -171.3 | -177.5516 | -176 | -182.4281 | -175.6 | -182.2548 | 301.0471 | 302.5063
2021-02-25 23:00 | -1 | -8.0623 | 72.9817 | 74.0035 | 23.5578 | 24.8974 | -1 | -8.0623 | -118.4451 | 118.8045 | -118.4451 | 118.8045 | 131.8658 | 160.266 | 127.2 | 132.0341 | 127.2 | 131.954 | -169.1 | -177.4266 | -171.6 | -178.3767 | -175.9 | -182.8137 | -175.5 | -182.6212 | 287.9139 | 289.6217
2021-02-25 23:30 | 7 | 10.6301 | 85.8323 | 86.7138 | 8.52 | 11.8999 | 7 | 10.6301 | -105.3046 | 105.8282 | -105.3046 | 105.8282 | 120.6169 | 151.9933 | 127.2 | 131.7174 | 126.9 | 131.5851 | -167.3 | -175.1062 | -170.6 | -177.0893 | -175.1 | -181.7195 | -174.7 | -181.5229 | 278.8963 | 280.8421
2021-02-26 | 0 | 8.0623 | 71.5579 | 72.8171 | 19.7194 | 21.3844 | 0 | 9 | -111.9632 | 112.2768 | -111.9632 | 112.2768 | 134.2552 | 163.5603 | 127.8 | 132.7736 | 127.2 | 132.1148 | -168.9 | -176.901 | -172.2 | -178.8726 | -175.9 | -182.5818 | -175.8 | -182.745 | 289.4487 | 290.843
2021-02-26 00:30 | -3 | -8.544 | 68.1236 | 69.5357 | 19.3888 | 20.4575 | -4 | -8.9443 | -107.5988 | 107.7095 | -107.5988 | 107.7095 | 128.2139 | 163.5694 | 127.5 | 133.0709 | 128.4 | 134.3678 | -168.8 | -178.3247 | -171 | -178.5868 | -175.1 | -182.8875 | -174.8 | -182.7747 | 262.0222 | 263.584
2021-02-26 01:00 | 3 | 9.4868 | 75.305 | 76.8259 | 11.1102 | 13.8682 | 4 | 8.9443 | -88.4571 | 88.6573 | -88.4571 | 88.6573 | 136.1099 | 166.8328 | 127.2 | 132.1148 | 127.8 | 132.4533 | -169.5 | -177.3193 | -171.7 | -178.3642 | -175.7 | -182.4855 | -175.5 | -182.5385 | 261.1328 | 264.7496
2021-02-26 01:30 | 3 | 9.4868 | 72.4596 | 74.1593 | 12.2787 | 14.7822 | 2 | 9.2195 | -95.0438 | 95.2268 | -95.0438 | 95.2268 | 141.3851 | 171.2422 | 128.1 | 132.9816 | 127.5 | 132.4037 | -169.2 | -177.4567 | -170.9 | -177.882 | -175.6 | -182.7033 | -174.9 | -182.156 | 249.9675 | 254.0187
2021-02-26 02:00 | 1 | 9.0554 | 71.4197 | 73.1756 | 12.2316 | 14.7798 | 1 | 9.0554 | -89.7262 | 89.867 | -89.7262 | 89.867 | 147.2263 | 176.5093 | 128.7 | 133.9684 | 128.1 | 133.5607 | -169.8 | -178.332 | -170.8 | -177.8283 | -176.3 | -183.5284 | -175.6 | -183.0701 | 242.8553 | 247.8826
2021-02-26 02:30 | 6 | 10.8167 | 75.0419 | 76.8398 | 8.4752 | 11.7645 | 6 | 11.6619 | -85.0359 | 85.0793 | -85.0359 | 85.0793 | 144.8425 | 175.9379 | 127.8 | 133.1882 | 127.8 | 133.273 | -170.9 | -179.81 | -172.6 | -179.932 | -177.3 | -184.6003 | -176.7 | -184.3628 | 232.9586 | 236.4596
2021-02-26 03:00 | 5 | 10.2956 | 75.632 | 77.5402 | 8.536 | 12.6924 | 5 | 10.2956 | -86.3415 | 86.5991 | -86.3415 | 86.5991 | 149.6891 | 178.9786 | 128.1 | 134.1701 | 128.4 | 134.1054 | -170 | -179.397 | -171.3 | -178.9318 | -175.5 | -183.213 | -175.7 | -183.7817 | 236.2541 | 240.6596
2021-02-26 03:30 | 5 | 10.2956 | 77.3967 | 79.1393 | 6.7443 | 11.4838 | 7 | 12.2066 | -82.9752 | 83.2529 | -82.9752 | 83.2529 | 146.7636 | 176.9995 | 128.1 | 133.226 | 128.4 | 133.8484 | -170.5 | -179.1515 | -172.3 | -179.5201 | -176.4 | -183.7081 | -175.8 | -183.301 | 237.8344 | 241.8463
2021-02-26 04:00 | 10 | 14.1421 | 79.7658 | 81.3997 | 6.8145 | 11.7087 | 10 | 14.1421 | -84.2908 | 84.6111 | -84.2908 | 84.6111 | 140.9777 | 171.0551 | 128.7 | 133.7213 | 128.1 | 133.1439 | -170.3 | -178.7473 | -172.4 | -179.3932 | -176.4 | -183.5138 | -176 | -183.3404 | 246.8354 | 250.3692
2021-02-26 04:30 | 1 | 9.0554 | 71.806 | 73.2585 | 17.3928 | 19.5552 | 1 | 9.0554 | -102.2068 | 102.4742 | -102.2068 | 102.4742 | 134.4869 | 164.9966 | 128.4 | 133.1905 | 127.8 | 132.2969 | -169.5 | -177.5334 | -171.3 | -178.0742 | -175.9 | -182.841 | -175.3 | -182.5401 | 248.948 | 253.6132
2021-02-26 05:00 | -2 | -10.198 | 74.7869 | 75.8266 | 21.0925 | 23.5311 | -1 | -11.0454 | -111.3808 | 111.8289 | -111.3808 | 111.8289 | 121.3892 | 150.9958 | 128.1 | 132.2823 | 126.6 | 130.9829 | -169.7 | -176.9127 | -172.5 | -178.7358 | -177.6 | -183.9983 | -176.7 | -183.2352 | 275.818 | 279.3543
2021-02-26 05:30 | -4 | -12.6491 | 88.8571 | 89.323 | 17.2121 | 21.8483 | -3 | -12.3693 | -112.6646 | 113.8867 | -112.6646 | 113.8867 | 95.205 | 124.5629 | 127.5 | 131.9298 | 126.9 | 131.5851 | -169.7 | -177.547 | -172.8 | -179.5586 | -176.9 | -183.6144 | -176.4 | -183.2948 | 289.5313 | 292.9867
2021-02-26 06:00 | -7 | -21.1896 | 88.7324 | 89.7309 | 23.2868 | 30.8932 | -6 | -19.9249 | -128.3311 | 131.7681 | -128.3311 | 131.7681 | 75.7282 | 106.6092 | 126.6 | 129.9014 | 126 | 129.453 | -168.4 | -173.9566 | -172.9 | -177.7002 | -177.1 | -181.8519 | -176.5 | -181.3362 | 308.4027 | 311.5368
2021-02-26 06:30 | 0 | 18 | 94.3546 | 95.0351 | 20.2727 | 27.8796 | 0 | 18 | -129.5754 | 133.0578 | -129.5754 | 133.0578 | 46.5404 | 152.7225 | 126.3 | 129.542 | 126.6 | 130.1755 | -168 | -173.7171 | -173.5 | -177.8512 | -177.9 | -182.2977 | -177.3 | -181.7782 | 316.3805 | 320.3055
2021-02-26 07:00 | 0 | 13 | 92.0315 | 92.1508 | 24.4884 | 28.2564 | 0 | 12 | -134.5011 | 136.513 | -134.5011 | 136.513 | 54.4195 | 167.1672 | 124.2 | 127.914 | 125.4 | 129.3692 | -166.4 | -172.196 | -174.2 | -178.6001 | -178.6 | -182.8299 | -178.8 | -183.3295 | 378.4879 | 379.6756
2021-02-26 07:30 | -10 | -19.7231 | 78.5537 | 79.2315 | 34.4575 | 39.4488 | -10 | -20.5913 | -149.4199 | 152.7113 | -149.4199 | 152.7113 | 68.6606 | 163.0751 | 124.5 | 127.3941 | 123.9 | 127.2032 | -165.8 | -170.4403 | -175.9 | -179.7287 | -180.7 | -184.5298 | -180.1 | -184.0446 | 402.6689 | 403.7367
2021-02-26 08:00 | -27 | -30.4138 | 61.562 | 62.0665 | 47.3668 | 49.6637 | -29 | -32.2025 | -166.9658 | 168.8437 | -166.9658 | 168.8437 | 47.303 | 154.4941 | 125.4 | 128.6647 | 125.1 | 128.3723 | -165.4 | -170.6492 | -175.1 | -179.2184 | -180 | -184.0504 | -180 | -184.219 | 364.0488 | 364.9807
2021-02-26 08:30 | -37 | -38.3275 | 50.2925 | 50.5483 | 54.7119 | 55.6888 | -37 | -38.6005 | -175.066 | 176.1504 | -175.066 | 176.1504 | 47.7434 | 154.1806 | 126 | 129.2495 | 125.7 | 128.9571 | -166.9 | -172.2015 | -176 | -180.1191 | -180.8 | -184.8607 | -180.4 | -184.6524 | 363.7151 | 364.2788
2021-02-26 09:00 | -44 | -44.7214 | 33.2576 | 33.5852 | 63.33 | 63.6227 | -42 | -42.7551 | -187.0727 | 187.7797 | -187.0727 | 187.7797 | 49.6797 | 154.5887 | 126.9 | 130.061 | 127.5 | 130.7787 | -167.6 | -173.2035 | -175.5 | -179.8028 | -181.1 | -185.4865 | -180.5 | -185.0312 | 349.4684 | 350.0876
2021-02-26 09:30 | -45 | -45.5412 | 28.5682 | 29.1338 | 60.0966 | 60.4446 | -46 | -46.6905 | -176.6963 | 177.4744 | -176.6963 | 177.4744 | 57.6444 | 158.3336 | 125.7 | 129.5868 | 126.6 | 130.46 | -167.8 | -173.9645 | -176.7 | -181.3043 | -181.7 | -186.3346 | -180.9 | -185.6216 | 347.4503 | 348.0148
2021-02-26 10:00 | -38 | -39.0512 | 34.2498 | 34.7351 | 52.6291 | 53.0904 | -39 | -40.025 | -156.817 | 157.5686 | -156.817 | 157.5686 | 43.3294 | 155.2474 | 113.1 | 117.3245 | 113.4 | 117.7744 | -149.5 | -154.9591 | -159.5 | -163.4029 | -163.8 | -167.688 | -163.2 | -167.1666 | 355.5604 | 356.0386
2021-02-26 10:30 | -45 | -46.3249 | 32.8313 | 33.7571 | 53.4849 | 54.2817 | -46 | -47.2969 | -155.9409 | 157.0688 | -155.9409 | 157.0688 | 43.6466 | 147.0413 | 108.6 | 111.9788 | 109.5 | 112.8519 | -144.3 | -148.6026 | -154.5 | -157.6785 | -158.8 | -161.8941 | -158.3 | -161.5417 | 353.1541 | 353.7425
2021-02-26 11:00 | -39 | -40.2616 | 38.6056 | 39.2186 | 45.4518 | 46.2027 | -39 | -40.2616 | -148.4382 | 149.2142 | -148.4382 | 149.2142 | 37.1114 | 147.2795 | 107.7 | 112.9092 | 108.6 | 114.1314 | -144.6 | -151.3514 | -154.2 | -159.1293 | -158.4 | -163.3725 | -157.9 | -162.9123 | 334.3239 | 334.5865
2021-02-26 11:30 | -43 | -43.7379 | 21.7894 | 21.8132 | 53.034 | 53.3167 | -43 | -43.7379 | -160.0698 | 160.1083 | -160.0698 | 160.1083 | 31.1167 | 145.803 | 109.8 | 115.1828 | 109.8 | 115.4579 | -145.3 | -153.2124 | -152.7 | -158.2389 | -157 | -162.6246 | -156.4 | -162.0716 | 307.5274 | 307.6536
2021-02-26 12:00 | -48 | -48.0104 | 20.2289 | 20.3489 | 62.4673 | 62.6606 | -47 | -47 | -170.9349 | 170.9765 | -170.9349 | 170.9765 | 59.3253 | 149.9462 | 111.6 | 116.0422 | 112.5 | 117.0727 | -148.1 | -154.5836 | -154.9 | -159.7098 | -159.2 | -164.1017 | -158.3 | -163.2266 | 307.111 | 307.5772
2021-02-26 12:30 | -49 | -49 | 5.4058 | 5.7675 | 64.9023 | 65.3524 | -49 | -49 | -168.8088 | 168.8102 | -168.8088 | 168.8102 | 49.3461 | 150.1476 | 110.1 | 115.8361 | 110.4 | 116.2147 | -146.5 | -153.9465 | -153.2 | -158.5086 | -157.9 | -163.288 | -156.8 | -162.2245 | 289.5635 | 289.7633
2021-02-26 13:00 | -50 | -50.04 | 3.1242 | 5.037 | 63.6667 | 63.8054 | -51 | -51.0392 | -157.2425 | 157.3276 | -157.2425 | 157.3276 | 69.0453 | 105.3513 | 111.6 | 115.7988 | 112.2 | 116.6194 | -147 | -152.7186 | -153.7 | -157.3941 | -157.8 | -161.506 | -157.7 | -161.5373 | 293.4266 | 293.4311
2021-02-26 13:30 | -55 | -55.0818 | 2.9907 | 5.727 | 66.6402 | 66.6885 | -55 | -55.0364 | -159.2205 | 159.3712 | -159.2205 | 159.3712 | 82.8657 | 116.4766 | 111 | 115.3831 | 111.6 | 116.1248 | -147.6 | -153.432 | -152.3 | -156.1366 | -156.4 | -160.2903 | -155.9 | -159.8465 | 284.6543 | 284.6635
2021-02-26 14:00 | -50 | -50.0899 | 5.8412 | 7.4817 | 60.0537 | 60.2296 | -47 | -47.0956 | -146.7761 | 146.829 | -146.7761 | 146.829 | 83.9131 | 118.0494 | 111 | 115.5483 | 111 | 115.974 | -148 | -154.0922 | -152.8 | -156.735 | -155.6 | -159.5539 | -155 | -158.9911 | 278.1868 | 278.2003
2021-02-26 14:30 | -45 | -45.0444 | 2.9786 | 7.7973 | 52.8994 | 53.0845 | -44 | -44.1814 | -133.6739 | 133.7628 | -133.6739 | 133.7628 | 83.712 | 123.4263 | 112.5 | 117.4104 | 112.2 | 117.4729 | -149.1 | -155.7428 | -153.4 | -157.8461 | -157 | -161.4164 | -157.1 | -161.6776 | 274.8082 | 274.8105
2021-02-26 15:00 | -33 | -33.2415 | 8.3275 | 11.731 | 44.416 | 44.6126 | -33 | -33.2415 | -124.8831 | 124.9611 | -124.8831 | 124.9611 | 92.8431 | 127.7975 | 112.5 | 116.6664 | 112.2 | 116.7844 | -148.8 | -154.7779 | -153.1 | -157.0944 | -157.3 | -161.3003 | -156.8 | -160.902 | 293.2032 | 293.3038
2021-02-26 15:30 | -40 | -40.3113 | 3.2823 | 10.6652 | 51.9859 | 52.071 | -40 | -40.3113 | -136.645 | 136.8165 | -136.645 | 136.8165 | 108.7928 | 139.9969 | 125.7 | 129.9596 | 124.5 | 128.9543 | -167 | -173.7613 | -172.1 | -176.8471 | -176.3 | -181.0729 | -176 | -180.9188 | 302.4412 | 302.4643
2021-02-26 16:00 | -45 | -45.0999 | 8.6064 | 11.7661 | 52.2017 | 52.4535 | -45 | -45.0999 | -140.7021 | 140.7727 | -140.7021 | 140.7727 | 101.5322 | 129.6633 | 127.5 | 132.4037 | 128.7 | 133.4798 | -168 | -175.834 | -174.4 | -180.5071 | -178.5 | -184.5585 | -177.8 | -183.8816 | 300.0429 | 300.4946
2021-02-26 16:30 | -38 | -38.2099 | 16.9387 | 19.1732 | 54.2812 | 54.3789 | -37 | -37.3363 | -150.2369 | 150.3983 | -150.2369 | 150.3983 | 90.807 | 123.6706 | 124.2 | 129.1464 | 125.1 | 129.9308 | -164.9 | -172.6065 | -171.5 | -177.5042 | -176.1 | -182.0849 | -175.7 | -181.7491 | 327.1034 | 327.5071
2021-02-26 17:00 | -40 | -40.3113 | 26.5946 | 27.8385 | 55.7506 | 55.8085 | -40 | -40.1995 | -156.8726 | 157.0695 | -156.8726 | 157.0695 | 85.1159 | 120.1598 | 124.8 | 129.642 | 125.1 | 129.8501 | -165.4 | -173.3217 | -173.4 | -179.3978 | -177.9 | -183.9783 | -177.5 | -183.6304 | 342.7798 | 343.3071
2021-02-26 17:30 | -35 | -35.2278 | 39.7258 | 40.2717 | 53.0586 | 53.0884 | -37 | -37.3363 | -159.4258 | 159.7775 | -159.4258 | 159.7775 | 71.8922 | 111.674 | 125.7 | 130.191 | 126 | 130.8485 | -166.6 | -173.8553 | -175 | -180.6931 | -179.3 | -185.0571 | -179.2 | -185.1348 | 349.418 | 350.4072
2021-02-26 18:00 | -26 | -26.4764 | 57.0433 | 57.4782 | 45.5672 | 46.0583 | -26 | -26.9258 | -148.8773 | 149.6222 | -148.8773 | 149.6222 | 79.8295 | 114.3963 | 124.8 | 127.9464 | 125.7 | 129.0244 | -166.8 | -171.6464 | -175.1 | -179.008 | -179.4 | -183.2774 | -179.5 | -183.6667 | 367.577 | 370.3293
2021-02-26 18:30 | -14 | -16.1245 | 74.4578 | 74.77 | 35.2552 | 36.2579 | -14 | -16.1245 | -134.6719 | 135.6121 | -134.6719 | 135.6121 | 69.6207 | 107.5903 | 124.8 | 128.2162 | 123.9 | 127.4802 | -165.5 | -170.845 | -172.8 | -176.9504 | -177.7 | -181.8866 | -176.7 | -180.9527 | 366.2317 | 368.7992
2021-02-26 19:00 | -17 | -19.7231 | 76.3533 | 76.7569 | 38.006 | 39.2936 | -17 | -19.2354 | -145.675 | 146.7812 | -145.675 | 146.7812 | 79.3948 | 114.0063 | 125.1 | 128.3723 | 126 | 129.183 | -166.2 | -171.4985 | -174 | -178.2085 | -178.6 | -182.7236 | -178.3 | -182.5583 | 371.9332 | 374.8405
2021-02-26 19:30 | -19 | -21.0238 | 79.1803 | 79.3274 | 40.8529 | 42.2896 | -19 | -21.0238 | -153.6967 | 155.0289 | -153.6967 | 155.0289 | 67.4339 | 107.1081 | 125.1 | 128.5772 | 124.5 | 128.0635 | -166.3 | -171.9713 | -173.3 | -177.3959 | -177.9 | -181.9901 | -177.2 | -181.4625 | 359.6811 | 362.2054
2021-02-26 20:00 | -25 | -25.7099 | 72.5782 | 72.6312 | 46.1663 | 46.7312 | -25 | -26.2488 | -159.1855 | 159.8352 | -159.1855 | 159.8352 | 80.2983 | 116.2157 | 123.6 | 127.3315 | 124.8 | 128.2162 | -165.8 | -171.2853 | -172.5 | -176.4953 | -177.5 | -181.5851 | -177.4 | -181.6578 | 361.1929 | 363.9175
2021-02-26 20:30 | -19 | -20.2485 | 75.3479 | 75.4601 | 40.4956 | 41.1726 | -20 | -21.1896 | -149.0919 | 149.5789 | -149.0919 | 149.5789 | 93.0316 | 126.5867 | 125.1 | 129.5337 | 124.8 | 129.4012 | -165.4 | -172.534 | -172 | -177.3665 | -176.8 | -182.3143 | -176.1 | -181.7587 | 357.1245 | 359.2337
2021-02-26 21:00 | -30 | -30.5941 | 60.9318 | 61.1666 | 50.9585 | 51.2635 | -31 | -31.7805 | -159.9585 | 160.2163 | -159.9585 | 160.2163 | 89.8649 | 131.7901 | 125.1 | 129.4562 | 126 | 130.4031 | -166 | -172.9962 | -172.1 | -177.5124 | -176.4 | -181.8775 | -175.8 | -181.3711 | 318.4812 | 319.7977
2021-02-26 21:30 | -29 | -29.6142 | 59.159 | 59.4384 | 48.277 | 48.4062 | -29 | -29.6142 | -156.7551 | 156.8981 | -156.7551 | 156.8981 | 102.303 | 135.5035 | 125.7 | 129.9596 | 125.1 | 129.5337 | -166.6 | -173.4881 | -171.3 | -176.5659 | -175.1 | -180.2787 | -175 | -180.398 | 310.9308 | 312.5325
2021-02-26 22:00 | -28 | -28.1603 | 57.5762 | 57.8157 | 45.8707 | 46.0308 | -27 | -27.1662 | -149.5035 | 149.5289 | -149.5035 | 149.5289 | 105.4311 | 141.7039 | 126 | 130.9599 | 126.6 | 131.619 | -168.6 | -176.378 | -172.1 | -178.2713 | -176.2 | -182.335 | -175.7 | -182.0598 | 282.666 | 283.9708
2021-02-26 22:30 | -26 | -26.3059 | 56.8952 | 57.2844 | 42.7436 | 42.9393 | -26 | -26.3059 | -149.3242 | 149.3461 | -149.3242 | 149.3461 | 119.4653 | 150.0644 | 127.2 | 131.1878 | 127.5 | 131.4787 | -169.5 | -176.2474 | -171.7 | -177.9376 | -176.1 | -182.4198 | -175.6 | -182.1215 | 270.4931 | 271.2966
2021-02-26 23:00 | -25 | -25.02 | 54.4557 | 54.9093 | 42.1502 | 42.5843 | -24 | -24.0832 | -150.6833 | 150.6921 | -150.6833 | 150.6921 | 120.1301 | 154.7172 | 128.7 | 133.0137 | 127.5 | 131.9298 | -169.9 | -177.5624 | -170.8 | -177.5252 | -175 | -181.8388 | -174.1 | -181.1652 | 255.1109 | 256.0731
2021-02-26 23:30 | -13 | -13.3417 | 65.0133 | 65.5018 | 29.4331 | 29.8218 | -13 | -13.3417 | -139.9756 | 139.9784 | -139.9756 | 139.9784 | 111.5914 | 146.9843 | 128.1 | 131.9881 | 126 | 130.0247 | -169.7 | -176.4124 | -171.1 | -177.571 | -175.1 | -181.5335 | -174.8 | -181.4572 | 271.3871 | 272.8621
2021-02-27 | -13 | -13.6015 | 57.5483 | 58.4558 | 33.1738 | 33.3866 | -15 | -15.8114 | -136.6365 | 136.6365 | -136.6365 | 136.6365 | 109.4512 | 148.7236 | 128.7 | 133.0898 | 128.7 | 133.4005 | -170.4 | -178.0413 | -171 | -177.9372 | -175.4 | -182.4423 | -174.4 | -181.6733 | 257.0422 | 258.486
2021-02-27 00:30 | -17 | -17.4642 | 53.2734 | 54.6401 | 33.4914 | 33.6764 | -16 | -16.7631 | -130.7353 | 130.7452 | -130.7353 | 130.7452 | 114.7572 | 150.6964 | 129 | 133.08 | 128.4 | 132.5728 | -170 | -177.2287 | -169.6 | -176.2616 | -174 | -180.7678 | -173.8 | -180.8216 | 240.6438 | 243.5301
2021-02-27 01:00 | -15 | -15.5242 | 52.7838 | 54.1973 | 31.0134 | 31.3253 | -15 | -15.5242 | -121.4723 | 121.5418 | -121.4723 | 121.5418 | 118.2982 | 150.53 | 128.4 | 132.4248 | 127.8 | 131.6969 | -170 | -176.838 | -170.3 | -176.587 | -174.7 | -181.0686 | -174.3 | -180.9756 | 233.6081 | 236.537
2021-02-27 01:30 | -14 | -14.3178 | 53.9136 | 55.2307 | 28.6667 | 29.0972 | -10 | -10.7703 | -117.3599 | 117.3806 | -117.3599 | 117.3806 | 126.9733 | 158.0464 | 128.7 | 132.7892 | 128.7 | 133.0066 | -171.3 | -178.448 | -170 | -176.4906 | -174.8 | -181.3844 | -174.4 | -181.2615 | 218.6143 | 222.0629
2021-02-27 02:00 | -8 | -8.544 | 54.3374 | 55.5881 | 26.9986 | 27.651 | -8 | -8.544 | -111.9555 | 112.0212 | -111.9555 | 112.0212 | 130.3612 | 161.1403 | 128.4 | 132.6478 | 129 | 133.304 | -170.5 | -177.9929 | -170.7 | -177.3474 | -174.7 | -181.4958 | -174.4 | -181.3709 | 213.8584 | 217.9774
2021-02-27 02:30 | -7 | -9.2195 | 60.0385 | 61.9319 | 19.9832 | 20.6601 | -7 | -9.2195 | -102.1229 | 102.1394 | -102.1229 | 102.1394 | 139.0744 | 168.5625 | 128.7 | 133.4798 | 129.6 | 134.5071 | -170.7 | -179.0596 | -170.2 | -177.879 | -174.5 | -182.2553 | -173.9 | -181.9142 | 212.4271 | 215.3681
2021-02-27 03:00 | -1 | -6.0828 | 63.7612 | 65.5477 | 16.0718 | 16.9359 | -1 | -6.0828 | -95.0725 | 95.0771 | -95.0725 | 95.0771 | 142.0155 | 170.3092 | 128.7 | 133.3219 | 128.1 | 132.7428 | -170.6 | -178.6135 | -170.2 | -177.5339 | -174.9 | -182.4096 | -174.3 | -182.0928 | 212.1177 | 216.4874
2021-02-27 03:30 | 4 | 8.0623 | 69.5584 | 71.5103 | 11.0136 | 12.9924 | 4 | 8.9443 | -86.9841 | 86.9841 | -86.9841 | 86.9841 | 142.9279 | 171.4498 | 129.3 | 133.9603 | 129.3 | 133.8235 | -171.1 | -178.8273 | -170.8 | -178.1376 | -175.1 | -182.573 | -174.4 | -182.1308 | 212.735 | 217.1199
2021-02-27 04:00 | 0 | 8 | 65.6398 | 67.9375 | 14.0151 | 15.5725 | 0 | 8 | -92.0465 | 92.047 | -92.0465 | 92.047 | 141.6378 | 169.7912 | 129 | 133.3799 | 130.2 | 134.5409 | -170.7 | -178.3118 | -170.5 | -177.7726 | -174.7 | -182.0201 | -173.9 | -181.4509 | 216.9513 | 221.8512
2021-02-27 04:30 | 5 | 11.1803 | 73.0278 | 75.3783 | 8.2981 | 12.0493 | 5 | 11.1803 | -83.6654 | 83.7219 | -83.6654 | 83.7219 | 142.2206 | 170.2896 | 129.3 | 133.5192 | 128.7 | 133.0137 | -170.3 | -178.1577 | -170.6 | -177.9743 | -175.1 | -182.6867 | -174.5 | -182.2842 | 225.5288 | 230.322
2021-02-27 05:00 | 15 | 18.0278 | 81.9455 | 84.0645 | 0.50719 | 9.4043 | 15 | 18.0278 | -74.7401 | 74.9259 | -74.7401 | 74.9259 | 133.8622 | 162.3123 | 128.4 | 132.4248 | 129 | 133.304 | -170.4 | -177.5 | -170.7 | -177.6489 | -175 | -182.0854 | -174.6 | -181.84 | 223.4251 | 228.2185
2021-02-27 05:30 | 18 | 21.095 | 85.4078 | 87.2275 | 2.3507 | 11.1245 | 18 | 21.095 | -81.4807 | 81.8805 | -81.4807 | 81.8805 | 118.3479 | 156.1276 | 128.4 | 132.2793 | 129.6 | 133.4444 | -171.2 | -178.2125 | -171.8 | -178.5964 | -176.1 | -182.9518 | -175.6 | -182.6897 | 224.365 | 229.7764
2021-02-27 06:00 | 12 | 16.2788 | 85.0299 | 86.6898 | 3.6023 | 11.4211 | 11 | 15.5563 | -86.4561 | 86.8822 | -86.4561 | 86.8822 | 117.3228 | 152.5668 | 129.3 | 132.7347 | 128.7 | 132.0825 | -171.5 | -177.4588 | -172.4 | -178.2015 | -177.1 | -182.9014 | -176.3 | -182.4059 | 234.4533 | 240.4566
2021-02-27 06:30 | 22 | 23.7697 | 93.6943 | 95.0275 | -4.3052 | 9.8917 | 22 | 23.7697 | -77.9739 | 78.3755 | -77.9739 | 78.3755 | 103.3247 | 129.3769 | 127.8 | 130.5593 | 128.1 | 130.7921 | -169.8 | -174.3112 | -171.9 | -176.5607 | -176.5 | -181.2448 | -176 | -180.8957 | 247.765 | 256.0249
2021-02-27 07:00 | 8 | 12.0416 | 81.6138 | 82.9987 | 9.8314 | 13.5103 | 8 | 12.0416 | -98.4809 | 98.7142 | -98.4809 | 98.7142 | 95.5329 | 122.6797 | 128.1 | 130.5552 | 127.2 | 129.6722 | -170.2 | -174.5443 | -172.9 | -177.4441 | -177.5 | -182.0313 | -177.5 | -182.3325 | 255.4173 | 263.0982
2021-02-27 07:30 | 0 | 8.0623 | 71.9363 | 73.2522 | 17.1006 | 18.6521 | 0 | 8.0623 | -112.5033 | 112.6614 | -112.5033 | 112.6614 | 85.0382 | 115.1592 | 126 | 128.736 | 128.7 | 131.4404 | -168.5 | -172.9095 | -171.3 | -175.8177 | -176.3 | -180.9145 | -175.9 | -180.6834 | 265.8801 | 270.9736
2021-02-27 08:00 | -4 | -7.2111 | 66.56 | 67.6539 | 19.9665 | 20.7213 | -4 | -7.2111 | -117.0331 | 117.1506 | -117.0331 | 117.1506 | 88.2458 | 119.7525 | 125.4 | 128.0874 | 127.5 | 130.2045 | -167.5 | -172.2608 | -171.7 | -176.4579 | -176.5 | -181.3362 | -175.7 | -180.7436 | 286.9868 | 289.8873
2021-02-27 08:30 | -2 | -6.3246 | 62.7747 | 64.277 | 20.4802 | 21.2583 | -2 | -6.3246 | -112.7989 | 112.8709 | -112.7989 | 112.8709 | 88.2875 | 119.8661 | 126.6 | 129.3233 | 126.9 | 129.6785 | -168.7 | -173.2855 | -172.9 | -177.6257 | -177.7 | -182.4362 | -177.2 | -182.1094 | 283.5142 | 286.4032
2021-02-27 09:00 | -3 | -8.544 | 63.3073 | 65.155 | 18.9824 | 20.3484 | -2 | -8.2462 | -110.5312 | 110.7106 | -110.5312 | 110.7106 | 95.8554 | 124.6935 | 127.5 | 130.025 | 126.6 | 129.2022 | -168.8 | -173.1795 | -173.6 | -178.1039 | -178 | -182.5271 | -177.6 | -182.3388 | 293.5488 | 295.3626
2021-02-27 09:30 | -5 | -9.434 | 60.1467 | 61.9478 | 22.1845 | 23.1561 | -5 | -9.434 | -118.4548 | 118.6268 | -118.4548 | 118.6268 | 105.1504 | 133.907 | 127.8 | 130.5593 | 126.6 | 129.3233 | -168.7 | -173.2855 | -174.5 | -179.2978 | -178.6 | -183.4263 | -178.5 | -183.3976 | 293.4704 | 295.3417
2021-02-27 10:00 | -7 | -10.6301 | 59.3553 | 61.2128 | 25.045 | 26.2076 | -6 | -10 | -121.0876 | 121.3314 | -121.0876 | 121.3314 | 116.562 | 141.5146 | 126.9 | 129.5562 | 126.3 | 129.0914 | -168.8 | -173.5673 | -173.6 | -178.4683 | -178.5 | -183.4898 | -177.2 | -182.3191 | 288.3404 | 290.2729
2021-02-27 10:30 | -5 | -9.434 | 60.5417 | 62.3196 | 21.3187 | 22.4942 | -5 | -9.434 | -116.2972 | 116.4618 | -116.2972 | 116.4618 | 104.7988 | 132.2492 | 126.6 | 129.2624 | 127.5 | 130.0842 | -169 | -173.6462 | -173.9 | -178.6679 | -178.6 | -183.472 | -178.2 | -183.2212 | 285.2137 | 286.8222
2021-02-27 11:00 | -6 | -9.2195 | 43.0315 | 46.2772 | 15.7819 | 16.7177 | -5 | -8.6023 | -113.551 | 113.6175 | -113.551 | 113.6175 | 99.6173 | 129.2846 | 126.9 | 129.8667 | 127.2 | 130.034 | -169.9 | -174.7069 | -174.4 | -179.3393 | -178.5 | -183.4436 | -178.1 | -183.2174 | 276.207 | 277.8785
2021-02-27 11:30 | -10 | -12.2066 | 34.9685 | 38.874 | 21.9708 | 22.6509 | -11 | -13.0384 | -121.1094 | 121.1685 | -121.1094 | 121.1685 | 98.5672 | 122.9738 | 121.5 | 123.9062 | 120.9 | 123.3773 | -161.3 | -165.2468 | -166.7 | -170.9099 | -170.9 | -175.161 | -170.7 | -175.2106 | 293.0613 | 294.2881
2021-02-27 12:00 | -8 | -10.6301 | 45.432 | 48.3442 | 20.4111 | 21.1353 | -8 | -10 | -115.6678 | 115.7235 | -115.6678 | 115.7235 | 100.1278 | 123.4474 | 119.1 | 121.6751 | 119.1 | 121.8624 | -159.2 | -163.002 | -164.9 | -168.9129 | -169.4 | -173.5227 | -168.3 | -172.5366 | 300.5311 | 301.5881
2021-02-27 12:30 | -16 | -17.088 | 39.0508 | 41.8611 | 28.3489 | 28.6447 | -16 | -17.4642 | -125.7399 | 125.7567 | -125.7399 | 125.7567 | 96.641 | 121.2583 | 119.4 | 121.9687 | 118.8 | 121.3814 | -158.3 | -162.1447 | -165.3 | -169.5224 | -168.9 | -173.0346 | -168.8 | -173.1572 | 293.2996 | 294.673
2021-02-27 13:00 | -16 | -16.7631 | 37.0046 | 40.2503 | 27.3678 | 27.675 | -15 | -16.1555 | -122.7267 | 122.7362 | -122.7267 | 122.7362 | 97.3001 | 121.6193 | 120.3 | 123.0355 | 120 | 122.8056 | -159.8 | -163.9155 | -165.9 | -170.1741 | -170.2 | -174.5665 | -169.4 | -173.899 | 267.5889 | 269.1668
2021-02-27 13:30 | -8 | -10.6301 | 38.0805 | 41.7016 | 18.292 | 18.9115 | -7 | -9.8995 | -108.3011 | 108.3156 | -108.3011 | 108.3156 | 99.5624 | 134.7197 | 117.9 | 120.6899 | 117 | 119.6831 | -156.6 | -160.8887 | -160.4 | -164.2599 | -165.1 | -169.065 | -164.6 | -168.6636 | 267.0914 | 267.7854
2021-02-27 14:00 | -16 | -16.7631 | 28.1357 | 31.6337 | 26.999 | 27.5693 | -16 | -16.7631 | -120.1446 | 120.1718 | -120.1446 | 120.1718 | 101.6004 | 131.6775 | 118.2 | 121.1781 | 118.8 | 121.8296 | -157.7 | -161.9769 | -161.5 | -165.8264 | -165.7 | -169.9791 | -164.9 | -169.2668 | 260.7782 | 261.7634
2021-02-27 14:30 | -14 | -15.2315 | 31.9485 | 35.7586 | 26.8694 | 27.1806 | -13 | -14.3178 | -119.5852 | 119.5863 | -119.5852 | 119.5863 | 108.12 | 138.801 | 120 | 122.8697 | 120 | 123 | -159.6 | -164.1079 | -163.5 | -167.7902 | -167.5 | -171.9126 | -167.4 | -171.8768 | 265.4532 | 266.5096
2021-02-27 15:00 | -12 | -13.4164 | 38.735 | 41.9674 | 26.0529 | 26.4037 | -11 | -12.53 | -117.8187 | 117.8254 | -117.8187 | 117.8254 | 96.4094 | 130.7661 | 117.9 | 120.9521 | 118.2 | 121.4481 | -158.2 | -162.7467 | -163.2 | -167.5656 | -167.1 | -171.5455 | -166.9 | -171.4875 | 270.0055 | 271.1553
2021-02-27 15:30 | -20 | -20.2237 | 39.5004 | 41.3391 | 31.4774 | 31.8808 | -20 | -20.2237 | -125.6321 | 125.6468 | -125.6321 | 125.6468 | 91.6396 | 131.9909 | 118.5 | 121.879 | 117.3 | 120.6422 | -157.6 | -162.2582 | -163.3 | -167.8925 | -167.5 | -172.1405 | -167.1 | -171.891 | 286.1 | 287.5287
2021-02-27 16:00 | -16 | -16.7631 | 43.6894 | 45.7659 | 29.4548 | 29.6813 | -17 | -17.72 | -126.0266 | 126.0514 | -126.0266 | 126.0514 | 87.7083 | 132.1402 | 119.7 | 123.1864 | 118.5 | 121.9495 | -158.7 | -163.811 | -163.1 | -168.0291 | -167.4 | -172.3716 | -167.1 | -172.2246 | 277.3573 | 279.1679
2021-02-27 16:30 | -10 | -11.1803 | 48.4333 | 50.2829 | 24.866 | 25.2607 | -11 | -12.53 | -120.9909 | 121.0129 | -120.9909 | 121.0129 | 91.3902 | 134.4201 | 121.5 | 124.6622 | 120.9 | 124.2829 | -162.2 | -167.3508 | -166.5 | -171.4499 | -170.6 | -175.6225 | -170.4 | -175.6201 | 283.7877 | 285.5533
2021-02-27 17:00 | -8 | -10 | 53.1758 | 55.3373 | 22.4787 | 22.9935 | -9 | -10.8167 | -121.2937 | 121.3888 | -121.2937 | 121.3888 | 85.6272 | 133.1212 | 126.6 | 130.0371 | 124.8 | 128.3551 | -168.1 | -173.8393 | -172.4 | -177.8769 | -176.9 | -182.4846 | -176.2 | -182.0049 | 276.1435 | 277.2489
2021-02-27 17:30 | -1 | -6.0828 | 65.091 | 66.803 | 18.0463 | 18.8587 | -2 | -6.3246 | -115.4233 | 115.5841 | -115.4233 | 115.5841 | 73.5427 | 127.6434 | 126.9 | 130.3292 | 127.5 | 131.1909 | -169 | -175.3336 | -171.4 | -177.2088 | -175.9 | -181.7145 | -175.6 | -181.8004 | 269.7354 | 271.3326
2021-02-27 18:00 | 13 | 15.8114 | 81.0218 | 82.7467 | 2.9299 | 8.5546 | 13 | 15.2643 | -93.2429 | 93.7027 | -93.2429 | 93.7027 | 74.3074 | 120.4916 | 126.9 | 129.3779 | 126.9 | 129.3779 | -169.3 | -173.6003 | -173 | -177.1781 | -177.7 | -181.9723 | -177.2 | -181.6146 | 270.7585 | 273.4079
2021-02-27 18:30 | 13 | 16.4012 | 89.2065 | 90.8214 | 3.6572 | 10.4631 | 12 | 15.6205 | -95.2118 | 95.9041 | -95.2118 | 95.9041 | 77.9327 | 121.0601 | 126.3 | 128.7895 | 127.5 | 129.9087 | -168.4 | -172.4383 | -172.4 | -176.4313 | -176.7 | -180.8031 | -176.8 | -181.137 | 271.6019 | 274.2842
2021-02-27 19:00 | 10 | 14.8661 | 91.3593 | 92.5943 | 8.9969 | 13.5644 | 9 | 14.2127 | -103.3689 | 104.0495 | -103.3689 | 104.0495 | 76.1741 | 120.6236 | 127.2 | 129.5569 | 126.6 | 128.8548 | -168.3 | -172.4055 | -172.2 | -176.3 | -176.5 | -180.6716 | -176.5 | -180.866 | 288.5492 | 291.6796
2021-02-27 19:30 | 6 | 11.6619 | 89.6278 | 90.5824 | 13.5242 | 16.9789 | 6 | 11.6619 | -111.1648 | 111.9692 | -111.1648 | 111.9692 | 78.3512 | 121.9391 | 126.3 | 128.3415 | 126.6 | 128.5601 | -168.6 | -172.1743 | -173.5 | -177.155 | -178.4 | -182.1762 | -177.5 | -181.3768 | 305.6075 | 308.0308
2021-02-27 20:00 | 1 | 9 | 87.1624 | 87.9723 | 17.2538 | 19.6156 | 0 | 9 | -115.7478 | 116.3186 | -115.7478 | 116.3186 | 83.8519 | 127.5749 | 126 | 128.379 | 127.2 | 129.5569 | -167.4 | -171.5927 | -172.4 | -176.3124 | -176.5 | -180.5654 | -176.3 | -180.5406 | 298.9966 | 300.8452
2021-02-27 20:30 | 1 | 10.0499 | 84.7076 | 85.6538 | 17.6901 | 19.8798 | 1 | 10.0499 | -114.2383 | 114.7466 | -114.2383 | 114.7466 | 90.3566 | 131.0991 | 126.3 | 128.6164 | 126.3 | 128.7311 | -168.1 | -172.3636 | -172.1 | -176.3102 | -177 | -181.3322 | -176.6 | -181.1399 | 293.6217 | 295.6305
2021-02-27 21:00 | 9 | 12.7279 | 90.1157 | 91.1809 | 9.7169 | 13.1057 | 9 | 12.0416 | -98.932 | 99.4151 | -98.932 | 99.4151 | 103.0718 | 140.6095 | 126.9 | 129.617 | 126.3 | 128.9686 | -169 | -173.6923 | -173.2 | -177.6249 | -177.5 | -181.9733 | -177.1 | -181.7614 | 291.2873 | 292.9428
2021-02-27 21:30 | 8 | 11.3137 | 85.8653 | 87.0233 | 10.539 | 12.8605 | 8 | 11.3137 | -102.7544 | 102.9672 | -102.7544 | 102.9672 | 110.8163 | 147.3748 | 126 | 128.8604 | 126.6 | 129.51 | -167.9 | -172.8572 | -171.4 | -176.0969 | -175.7 | -180.4659 | -175.2 | -180.1406 | 278.203 | 280.8379
2021-02-27 22:00 | 2 | 6.3246 | 78.9564 | 80.1708 | 13.757 | 14.9506 | 2 | 6.3246 | -104.4169 | 104.4717 | -104.4169 | 104.4717 | 120.3505 | 155.4959 | 126.9 | 130.2612 | 126.9 | 130.3979 | -168.5 | -174.3436 | -171.5 | -176.6635 | -176.1 | -181.3453 | -175.7 | -181.1743 | 266.8905 | 268.6953
2021-02-27 22:30 | 14 | 16.1245 | 83.1585 | 84.7498 | 6.6763 | 9.8073 | 14 | 16.6433 | -98.3291 | 98.4387 | -98.3291 | 98.4387 | 128.6075 | 162.4547 | 127.5 | 131.0509 | 127.8 | 131.1381 | -169.8 | -175.7388 | -172.1 | -177.7102 | -176.4 | -182.1237 | -175.9 | -181.866 | 256.2198 | 260.5583
2021-02-27 23:00 | 13 | 14.7648 | 83.1883 | 84.9885 | 1.6705 | 5.9476 | 14 | 15.6525 | -91.8451 | 92.0201 | -91.8451 | 92.0201 | 134.1905 | 164.0878 | 127.8 | 131.4825 | 128.1 | 131.4979 | -170 | -175.9837 | -172.2 | -177.8569 | -175.4 | -181.0557 | -175.2 | -181.0875 | 248.4281 | 252.5652
2021-02-27 23:30 | 23 | 23.7697 | 89.3816 | 90.8838 | -4.9683 | 7.6946 | 23 | 23.7697 | -92.2692 | 92.5704 | -92.2692 | 92.5704 | 114.1908 | 149.0575 | 128.1 | 131.7041 | 127.5 | 131.3359 | -171 | -177.0791 | -171.9 | -177.7178 | -176 | -181.7863 | -176.1 | -182.1614 | 248.6717 | 251.6854
2021-02-28 | 17 | 18.3848 | 83.1537 | 85.0009 | -2.3892 | 6.114 | 17 | 18.0278 | -88.5505 | 88.6463 | -88.5505 | 88.6463 | 119.3683 | 155.1567 | 127.8 | 131.6248 | 128.1 | 131.9881 | -170 | -176.4576 | -171 | -176.912 | -175.3 | -181.2722 | -174.8 | -181.0344 | 248.3873 | 251.0982
2021-02-28 00:30 | 18 | 19.6977 | 80.3779 | 82.5271 | -2.1543 | 6.3202 | 18 | 19.6977 | -79.6022 | 79.6924 | -79.6022 | 79.6924 | 130.7598 | 161.7897 | 127.5 | 131.1909 | 127.8 | 131.5533 | -170.2 | -176.4115 | -171.3 | -177.0109 | -175.7 | -181.5713 | -175.6 | -181.8004 | 244.3455 | 248.6065
2021-02-28 01:00 | 17 | 18.7883 | 78.6902 | 81.2177 | -3.0473 | 7.2384 | 17 | 18.7883 | -73.7935 | 73.7941 | -73.7935 | 73.7941 | 101.9995 | 146.712 | 127.8 | 132.2969 | 127.2 | 131.7174 | -169.9 | -177.6211 | -168.6 | -175.604 | -173.2 | -180.3282 | -172.4 | -179.7287 | 174.4083 | 188.281
2021-02-28 01:30 | 26 | 27.2029 | 81.9086 | 84.4449 | -7.6237 | 10.0304 | 26 | 27.2029 | -66.4248 | 66.4279 | -66.4248 | 66.4279 | 111.6595 | 155.7498 | 128.7 | 133.7213 | 129.3 | 134.3802 | -171 | -179.6274 | -169.4 | -177.3785 | -173.5 | -181.6203 | -173 | -181.3815 | 170.0355 | 183.4555
2021-02-28 02:00 | 19 | 20.6155 | 79.7436 | 82.4211 | -5.896 | 8.8588 | 18 | 19.6977 | -64.838 | 64.8397 | -64.838 | 64.8397 | 120.9075 | 158.4259 | 128.4 | 133.6802 | 128.1 | 133.1439 | -169.9 | -178.7065 | -168.9 | -176.7825 | -173 | -180.9951 | -172.6 | -180.88 | 174.9287 | 186.0706
2021-02-28 02:30 | 17 | 18.3848 | 77.6728 | 80.3003 | -5.0905 | 7.6301 | 17 | 18.3848 | -65.0438 | 65.0528 | -65.0438 | 65.0528 | 123.9223 | 161.7128 | 128.4 | 133.4326 | 129.3 | 134.3802 | -170.4 | -179.1796 | -168.7 | -176.6803 | -172.6 | -180.7608 | -172.3 | -180.6538 | 171.8362 | 183.253
2021-02-28 03:00 | 24 | 25 | 82.3822 | 84.8016 | -10.2377 | 11.6036 | 24 | 25 | -55.87 | 55.8817 | -55.87 | 55.8817 | 131.194 | 168.8492 | 128.4 | 134.2797 | 128.1 | 133.9929 | -170.9 | -181.0888 | -169.6 | -178.9852 | -173.9 | -183.3172 | -173.5 | -183.2237 | 173.9393 | 184.3335
2021-02-28 03:30 | 19 | 21.0238 | 77.6688 | 80.5868 | -5.9089 | 8.9247 | 18 | 20.1246 | -62.6437 | 62.6606 | -62.6437 | 62.6606 | 130.0896 | 166.0019 | 129 | 133.7691 | 129.3 | 134.2181 | -171.4 | -180.0082 | -170 | -178.2798 | -174.4 | -182.837 | -174.4 | -182.9836 | 173.7432 | 184.5493
2021-02-28 04:00 | 23 | 24.3516 | 82.3069 | 84.949 | -9.6827 | 11.5477 | 23 | 24.3516 | -55.2675 | 55.3064 | -55.2675 | 55.3064 | 131.5071 | 167.7376 | 129.3 | 134.712 | 128.7 | 134.2211 | -171 | -180.2498 | -169.6 | -178.452 | -173.9 | -182.725 | -173.7 | -182.9698 | 177.8665 | 189.9107
2021-02-28 04:30 | 26 | 27.2029 | 80.7771 | 83.6421 | -8.405 | 10.699 | 26 | 27.5136 | -58.3838 | 58.45 | -58.3838 | 58.45 | 131.7677 | 158.2127 | 128.4 | 133.764 | 128.4 | 133.8484 | -170.5 | -180.0308 | -169.6 | -178.2643 | -173.7 | -182.5039 | -173.2 | -182.3087 | 176.5342 | 186.8672
2021-02-28 05:00 | 27 | 28.4605 | 86.8889 | 89.4499 | -12.6143 | 14.4749 | 27 | 28.1603 | -53.7863 | 53.8917 | -53.7863 | 53.8917 | 132.0396 | 158.4223 | 127.8 | 133.1882 | 127.8 | 133.273 | -170.2 | -179.27 | -170.1 | -178.496 | -174.3 | -182.8622 | -174 | -182.7895 | 190.3257 | 199.283
2021-02-28 05:30 | 23 | 24.6982 | 84.4682 | 87.2984 | -8.6608 | 12.1962 | 23 | 25.0799 | -62.001 | 62.2725 | -62.001 | 62.2725 | 136.8845 | 161.4885 | 127.5 | 132.1639 | 128.4 | 132.7997 | -169.3 | -176.9888 | -170.2 | -177.6481 | -173.5 | -181.0105 | -173.5 | -181.1825 | 210.7796 | 220.315
2021-02-28 06:00 | 25 | 27.313 | 87.06 | 90.075 | -12.1277 | 15.141 | 25 | 26.9258 | -59.1464 | 59.4502 | -59.1464 | 59.4502 | 137.2784 | 159.8473 | 128.7 | 132.6427 | 128.1 | 132.2823 | -170.6 | -177.5251 | -171.9 | -178.9127 | -176.1 | -183.1979 | -175.3 | -182.624 | 222.5391 | 232.5265
2021-02-28 06:30 | 24 | 26 | 88.4721 | 91.389 | -14.4317 | 16.6026 | 23 | 25.0799 | -60.2751 | 60.5117 | -60.2751 | 60.5117 | 121.6831 | 148.8743 | 127.2 | 131.7174 | 127.8 | 132.2197 | -168.5 | -176.078 | -169.9 | -177.2178 | -174.3 | -181.7491 | -173.9 | -181.5943 | 231.1169 | 238.4399
2021-02-28 07:00 | 20 | 21.9317 | 75.4422 | 78.4063 | -3.9912 | 7.8293 | 20 | 21.9317 | -73.561 | 73.5948 | -73.561 | 73.5948 | 116.7754 | 144.1972 | 126.9 | 130.6792 | 125.7 | 129.7339 | -169.3 | -175.7565 | -171.2 | -177.2722 | -175.2 | -181.3947 | -174.7 | -181.1213 | 230.3756 | 237.7343
2021-02-28 07:30 | 4 | 8.9443 | 58.0387 | 61.7921 | 7.9612 | 9.7445 | 4 | 8.9443 | -90.6162 | 90.6165 | -90.6162 | 90.6165 | 113.0281 | 138.1073 | 127.2 | 130.034 | 126.9 | 129.8033 | -169.4 | -174.4093 | -171.5 | -176.3328 | -176.1 | -181.0392 | -175.5 | -180.4285 | 224.5463 | 231.4256
2021-02-28 08:00 | 0 | 7 | 48.5671 | 52.4565 | 10.5973 | 11.5859 | 0 | 7 | -90.5746 | 90.6773 | -90.5746 | 90.6773 | 117.5516 | 140.4875 | 126.3 | 128.9686 | 127.5 | 130.144 | -168.5 | -173.3495 | -171.5 | -176.0283 | -175.7 | -180.5177 | -175.1 | -179.9507 | 230.3376 | 236.4991
2021-02-28 08:30 | -6 | -9.2195 | 38.7193 | 43.6026 | 15.2812 | 15.8414 | -6 | -8.4853 | -94.6559 | 94.6888 | -94.6559 | 94.6888 | 116.9189 | 146.8452 | 126.3 | 129.6767 | 127.8 | 130.9393 | -168.3 | -173.9819 | -170.4 | -175.5959 | -175.3 | -180.6166 | -174.8 | -180.2311 | 219.991 | 226.3454
2021-02-28 09:00 | -4 | -8.0623 | 34.2317 | 39.5638 | 12.7319 | 13.3952 | -5 | -8.6023 | -87.5193 | 87.5327 | -87.5193 | 87.5327 | 124.2222 | 151.5565 | 126.6 | 129.6767 | 127.5 | 130.6465 | -170.4 | -175.7173 | -172.6 | -177.6333 | -176.5 | -181.5682 | -176.9 | -182.2662 | 215.5363 | 221.6305
2021-02-28 09:30 | -3 | -5 | 28.4871 | 33.4197 | 11.4686 | 13.2021 | -2 | -4.4721 | -82.4782 | 82.6469 | -82.4782 | 82.6469 | 118.1151 | 151.415 | 127.8 | 131.8431 | 126.9 | 130.897 | -168.9 | -175.7531 | -171.3 | -177.3429 | -175.7 | -181.8261 | -175.2 | -181.4988 | 200.1499 | 202.3921
2021-02-28 10:00 | -13 | -13.6015 | 14.2739 | 21.5569 | 19.9968 | 21.2187 | -13 | -13.3417 | -91.8639 | 92.0571 | -91.8639 | 92.0571 | 113.0217 | 149.4785 | 127.5 | 131.5523 | 128.1 | 132.1339 | -169.1 | -176.0415 | -170.1 | -176.1841 | -174.4 | -180.5961 | -174.1 | -180.4635 | 167.3708 | 171.032
2021-02-28 10:30 | -18 | -18.4391 | 13.2986 | 20.7442 | 16.977 | 18.1062 | -18 | -18.4391 | -84.0009 | 84.1689 | -84.0009 | 84.1689 | 102.4596 | 137.1196 | 119.4 | 122.3489 | 118.8 | 121.9639 | -158.3 | -163.0353 | -160.8 | -165.2061 | -164.6 | -169.1572 | -164.2 | -168.8842 | 166.9518 | 174.9043
2021-02-28 11:00 | -18 | -18.4391 | 5.0893 | 16.8001 | 22.6059 | 23.3433 | -17 | -17.4642 | -91.1053 | 91.1852 | -91.1053 | 91.1852 | 108.046 | 141.1401 | 115.8 | 119.0437 | 116.7 | 119.9887 | -155.4 | -159.744 | -158.6 | -162.8587 | -162.5 | -166.8385 | -162.1 | -166.796 | 176.0165 | 182.4456
2021-02-28 11:30 | -20 | -20.6155 | 2.3309 | 14.8363 | 24.7796 | 25.4547 | -21 | -21.3776 | -93.3343 | 93.3995 | -93.3343 | 93.3995 | 105.5297 | 137.9642 | 111 | 114.1661 | 112.5 | 115.4879 | -149.1 | -153.3144 | -153.1 | -157.2527 | -156.7 | -160.8948 | -157.1 | -161.4673 | 185.2259 | 191.4391
2021-02-28 12:00 | -19 | -19.2354 | -2.7559 | 12.4325 | 27.921 | 28.9398 | -19 | -19.105 | -98.5794 | 98.7517 | -98.5794 | 98.7517 | 107.1171 | 140.2806 | 110.4 | 114.4035 | 110.7 | 114.9317 | -149.3 | -154.4881 | -152.9 | -157.2428 | -156.2 | -160.6384 | -156 | -160.5379 | 189.3627 | 193.3629
2021-02-28 12:30 | -19 | -19.2354 | 2.4137 | 11.4218 | 22.589 | 24.1373 | -19 | -19.2354 | -87.5632 | 87.8727 | -87.5632 | 87.8727 | 114.9711 | 146.6326 | 111.6 | 115.7191 | 111.3 | 115.4299 | -148.2 | -153.2659 | -152 | -156.2281 | -155.7 | -160.0758 | -155.4 | -159.9312 | 204.5325 | 208.7034
2021-02-28 13:00 | -29 | -29.1548 | -0.1172 | 13.186 | 27.0921 | 27.4683 | -30 | -30.1496 | -100.2755 | 100.2934 | -100.2755 | 100.2934 | 107.9461 | 137.9468 | 109.5 | 112.5676 | 109.8 | 112.9292 | -146.6 | -150.6738 | -151.6 | -155.6329 | -155.3 | -159.4406 | -154.7 | -158.9476 | 207.21 | 211.1631
2021-02-28 13:30 | -24 | -24.5153 | 9.0568 | 16.1394 | 20.9924 | 21.3507 | -25 | -25.4951 | -94.6679 | 94.6693 | -94.6679 | 94.6693 | 104.4597 | 134.6971 | 111.9 | 114.1992 | 110.7 | 112.9634 | -148.2 | -151.0881 | -152.9 | -155.9319 | -156.8 | -160.012 | -156.1 | -159.3462 | 215.1301 | 219.7095
2021-02-28 14:00 | -26 | -26.1725 | 10.2931 | 16.531 | 27.2453 | 27.499 | -25 | -25.1794 | -106.4717 | 106.4818 | -106.4717 | 106.4818 | 104.1998 | 133.4093 | 110.7 | 113.0236 | 110.1 | 112.4972 | -147.7 | -150.6565 | -152.9 | -155.952 | -156.9 | -160.1682 | -156.7 | -159.9723 | 233.8722 | 238.3251
2021-02-28 14:30 | -37 | -37.0135 | 3.3518 | 8.2886 | 44.1495 | 44.7794 | -36 | -36.0139 | -124.661 | 124.6813 | -124.661 | 124.6813 | 84.7793 | 121.2298 | 112.2 | 114.8013 | 113.4 | 116.0376 | -149.6 | -153.082 | -152.3 | -155.5845 | -156.4 | -159.7819 | -155.8 | -159.319 | 210.7365 | 215.226
2021-02-28 15:00 | -47 | -47 | 2.0159 | 7.0037 | 59.0311 | 59.4615 | -47 | -47 | -128.7791 | 128.784 | -128.7791 | 128.784 | 95.0763 | 129.4859 | 123.9 | 126.0903 | 124.5 | 126.6799 | -165.2 | -169.0134 | -169.5 | -173.2601 | -173.3 | -177.2477 | -173.4 | -177.4722 | 221.4896 | 223.9178
2021-02-28 15:30 | -50 | -50.04 | 0.1021 | 8.736 | 57.4146 | 57.6941 | -49 | -49.0918 | -135.3734 | 135.3839 | -135.3734 | 135.3839 | 89.8462 | 123.0951 | 127.8 | 129.4179 | 127.2 | 128.8255 | -169.6 | -172.7279 | -174.4 | -177.8186 | -178.2 | -181.5854 | -178.2 | -181.8 | 260.329 | 263.2746
2021-02-28 16:00 | -42 | -42.2966 | 24.9886 | 25.7185 | 49.9317 | 50.3469 | -42 | -42.2966 | -127.6484 | 127.6523 | -127.6484 | 127.6523 | 85.1217 | 127.1697 | 126 | 127.9408 | 126.3 | 128.3415 | -167.3 | -170.6619 | -174.4 | -177.741 | -178.8 | -182.2127 | -178.7 | -182.2311 | 294.3141 | 297.8901
2021-02-28 16:30 | -44 | -44.1022 | 13.823 | 16.1278 | 56.3438 | 56.4781 | -45 | -45.1774 | -144.2266 | 144.3794 | -144.2266 | 144.3794 | 69.9748 | 120.5221 | 125.7 | 128.0273 | 126 | 128.379 | -167.3 | -171.2781 | -175 | -178.6847 | -178.8 | -182.5477 | -178.6 | -182.4534 | 315.6362 | 317.65
2021-02-28 17:00 | -50 | -50.04 | 15.9914 | 18.7665 | 71.9294 | 71.9929 | -51 | -51.0392 | -172.6405 | 173.4012 | -172.6405 | 173.4012 | 56.6029 | 97.0195 | 123.3 | 125.1263 | 124.2 | 126.0643 | -164.9 | -167.8023 | -174.4 | -177.4947 | -178.8 | -181.9297 | -178.5 | -181.728 | 361.5587 | 363.4707
2021-02-28 17:30 | -54 | -54.7449 | 20.7511 | 23.1833 | 69.5343 | 69.7211 | -54 | -54.9181 | -174.6416 | 175.5906 | -174.6416 | 175.5906 | 56.8364 | 99.3458 | 125.7 | 127.6978 | 124.2 | 126.3299 | -166.7 | -170.112 | -177.7 | -181.4908 | -181.8 | -185.6273 | -181.7 | -185.6311 | 369.001 | 370.6323
2021-02-28 18:00 | -43 | -44.1475 | 37.0265 | 38.2354 | 63.8868 | 64.3756 | -43 | -44.1475 | -173.5036 | 174.5027 | -173.5036 | 174.5027 | 54.9169 | 99.3376 | 125.1 | 127.1607 | 124.5 | 126.6799 | -166.6 | -170.014 | -175.8 | -179.776 | -180.5 | -184.3794 | -180.4 | -184.4834 | 371.2061 | 374.7091
2021-02-28 18:30 | -30 | -32.6956 | 58.2159 | 59.3885 | 49.1089 | 50.763 | -29 | -31.7805 | -158.7484 | 160.1579 | -158.7484 | 160.1579 | 55.2454 | 100.505 | 124.5 | 126.9656 | 124.5 | 126.9071 | -166.4 | -170.5833 | -175.2 | -179.5976 | -179.7 | -184.1198 | -179.5 | -184.0564 | 361.9761 | 365.9
2021-02-28 19:00 | -40 | -41 | 50.0667 | 50.7139 | 58.8587 | 59.2748 | -40 | -41 | -176.3513 | 176.8749 | -176.3513 | 176.8749 | 58.7673 | 103.3125 | 124.5 | 127.0248 | 125.1 | 127.6725 | -166.2 | -170.4222 | -175 | -179.4466 | -179.5 | -183.9902 | -178.9 | -183.5828 | 360.3946 | 364.9981
2021-02-28 19:30 | -42 | -42.9535 | 51.812 | 52.1467 | 61.3551 | 61.8723 | -42 | -42.9535 | -180.8207 | 181.2769 | -180.8207 | 181.2769 | 63.3853 | 107.6164 | 124.5 | 127.2064 | 124.8 | 127.6242 | -165.2 | -169.5141 | -172.7 | -177.0709 | -177.7 | -182.2124 | -176.9 | -181.5441 | 352.6439 | 356.2693
2021-02-28 20:00 | -42 | -42.5793 | 49.5762 | 49.7605 | 61.3599 | 61.4039 | -42 | -42.5793 | -178.5684 | 178.6712 | -178.5684 | 178.6712 | 64.3365 | 111.5404 | 123.9 | 127.0687 | 123.3 | 126.4172 | -164.9 | -169.9206 | -172.3 | -176.9959 | -176.7 | -181.3943 | -176.3 | -181.1186 | 342.5596 | 345.912
2021-02-28 20:30 | -42 | -42.5793 | 42.683 | 43.3095 | 64.7362 | 64.8445 | -43 | -43.566 | -180.5381 | 180.6676 | -180.5381 | 180.6676 | 81.2149 | 116.2437 | 124.2 | 127.2951 | 124.8 | 127.8155 | -165.8 | -170.6748 | -173 | -177.4744 | -177.8 | -182.3321 | -177.3 | -182.0014 | 329.8724 | 333.2359
2021-02-28 21:00 | -44 | -44.5533 | 42.2458 | 42.9416 | 62.0479 | 62.1066 | -44 | -44.4072 | -171.9893 | 172.1623 | -171.9893 | 172.1623 | 91.13 | 123.8705 | 125.7 | 128.8904 | 126 | 129.183 | -166.8 | -172.031 | -172.5 | -177.3519 | -177.3 | -182.1837 | -176.3 | -181.3269 | 320.6476 | 324.4789
2021-02-28 21:30 | -35 | -35.9026 | 46.2143 | 46.4075 | 51.8502 | 52.2268 | -35 | -35.9026 | -155.51 | 155.5303 | -155.51 | 155.5303 | 97.5711 | 138.894 | 125.4 | 129.0795 | 126.9 | 130.3261 | -167.3 | -173.2102 | -172 | -177.9934 | -176.5 | -182.5737 | -175.6 | -181.8329 | 279.9006 | 283.4885
2021-02-28 22:00 | -36 | -36.1248 | 43.2455 | 43.8388 | 50.9576 | 51.1704 | -35 | -35.1283 | -147.5962 | 147.6044 | -147.5962 | 147.6044 | 109.3771 | 140.7195 | 126 | 128.8604 | 127.2 | 130.0966 | -167.4 | -172.4926 | -171.3 | -176.2318 | -175 | -179.9229 | -174.7 | -179.7246 | 267.0842 | 271.3365
2021-02-28 22:30 | -22 | -22.2036 | 53.4666 | 54.0292 | 38.476 | 38.8238 | -22 | -22.2036 | -131.3915 | 131.3932 | -131.3915 | 131.3932 | 117.5213 | 147.4828 | 126.6 | 129.4471 | 127.2 | 130.1599 | -167.9 | -173.0492 | -169.5 | -174.3413 | -174.1 | -179.0944 | -173.6 | -178.7982 | 254.856 | 259.823
2021-02-28 23:00 | -28 | -28.0179 | 48.7055 | 49.3055 | 40.7374 | 41.2575 | -28 | -28.0713 | -137.2989 | 137.3252 | -137.2989 | 137.3252 | 123.0588 | 150.8155 | 127.2 | 130.034 | 127.8 | 130.81 | -168.7 | -173.9955 | -170.6 | -175.6701 | -175.7 | -180.7906 | -174.7 | -180.0343 | 251.6319 | 257.0778
2021-02-28 23:30 | -21 | -21.095 | 53.285 | 53.8502 | 35.9808 | 36.515 | -20 | -20.0998 | -141.2754 | 141.2764 | -141.2754 | 141.2764 | 117.0746 | 144.4904 | 127.8 | 130.2608 | 127.8 | 130.2031 | -169.2 | -173.532 | -171.2 | -175.7428 | -175.4 | -179.9926 | -174.4 | -179.0862 | 261.0299 | 269.1591
2021-03-01 | -29 | -29.0172 | 40.9658 | 41.7014 | 44.4483 | 45.0835 | -30 | -30.0167 | -147.1768 | 147.2107 | -147.1768 | 147.2107 | 117.866 | 146.9448 | 129 | 131.7342 | 128.4 | 131.1467 | -170.7 | -175.5782 | -171.7 | -176.4579 | -175.6 | -180.5065 | -175.2 | -180.1873 | 249.1404 | 256.2264
2021-03-01 00:30 | -31 | -31 | 37.4644 | 38.2247 | 45.9556 | 46.7759 | -30 | -30 | -136.9303 | 137.0446 | -136.9303 | 137.0446 | 117.1573 | 148.1863 | 127.2 | 130.2238 | 127.8 | 130.8743 | -169.2 | -174.8526 | -169.1 | -174.3347 | -172.9 | -178.1668 | -173.1 | -178.6293 | 233.7218 | 241.0126
2021-03-01 01:00 | -26 | -26 | 41.9444 | 42.8292 | 39.9392 | 40.7519 | -26 | -26 | -126.3878 | 126.5515 | -126.3878 | 126.5515 | 122.4439 | 150.7186 | 129.3 | 131.9676 | 128.4 | 131.2701 | -171.6 | -176.6441 | -171.4 | -176.2355 | -175.9 | -180.678 | -175.4 | -180.5227 | 229.7477 | 238.8867
2021-03-01 01:30 | -21 | -21.2132 | 46.0581 | 47.2866 | 34.5003 | 35.2271 | -21 | -21.2132 | -121.6773 | 121.8231 | -121.6773 | 121.8231 | 127.6019 | 156.4342 | 128.4 | 131.3962 | 129.3 | 132.1506 | -170.7 | -175.791 | -171.3 | -176.3737 | -175.2 | -180.1604 | -174.6 | -179.9131 | 216.6846 | 228.1314
2021-03-01 02:00 | -19 | -19.4165 | 46.129 | 47.8889 | 33.3546 | 33.7866 | -19 | -19.4165 | -116.9501 | 116.9793 | -116.9501 | 116.9793 | 133.1151 | 161.0289 | 128.4 | 131.7229 | 128.7 | 131.7229 | -171.7 | -177.1739 | -171.3 | -176.5176 | -176.5 | -181.8776 | -175.5 | -181.1031 | 213.5951 | 224.2334
2021-03-01 02:30 | -19 | -19.105 | 45.0048 | 46.4774 | 33.4993 | 34.2932 | -19 | -19.2354 | -115.7027 | 115.8225 | -115.7027 | 115.8225 | 131.8404 | 160.184 | 128.4 | 131.6562 | 130.5 | 133.6402 | -171.3 | -177.0867 | -170.5 | -175.9616 | -174.6 | -180.1816 | -174 | -179.775 | 203.3708 | 213.5193
2021-03-01 03:00 | -24 | -24.1868 | 41.7387 | 43.3312 | 37.7502 | 38.2706 | -23 | -23.1948 | -119.383 | 119.4358 | -119.383 | 119.4358 | 131.4363 | 160.4017 | 128.7 | 132.1503 | 129.6 | 132.9596 | -171.1 | -177.2799 | -170 | -175.7278 | -174.7 | -180.5785 | -173.8 | -179.8872 | 201.5666 | 212.1115
2021-03-01 03:30 | -21 | -21.095 | 45.858 | 47.0333 | 34.5821 | 35.3107 | -20 | -20.0998 | -114.0984 | 114.2385 | -114.0984 | 114.2385 | 132.912 | 159.8801 | 128.7 | 131.9489 | 127.8 | 131.0049 | -170.6 | -176.1081 | -170 | -175.2613 | -174.1 | -179.5495 | -173.3 | -178.9222 | 207.2296 | 217.8526
2021-03-01 04:00 | -19 | -19.4165 | 48.9433 | 50.3357 | 34.3147 | 34.6776 | -20 | -20.2237 | -115.2266 | 115.2386 | -115.2266 | 115.2386 | 132.1053 | 158.3874 | 128.7 | 131.5636 | 129.3 | 132.028 | -171.4 | -176.3761 | -170.9 | -175.9376 | -175.1 | -180.2312 | -174.9 | -180.2042 | 221.6972 | 231.5778
2021-03-01 04:30 | -22 | -22.3607 | 49.1587 | 50.3601 | 37.4395 | 37.6343 | -22 | -22.561 | -121.6981 | 121.6999 | -121.6981 | 121.6999 | 132.048 | 154.0799 | 128.7 | 131.0866 | 128.7 | 131.0866 | -171 | -175.5254 | -171.3 | -175.9767 | -175.6 | -180.3685 | -174.9 | -179.8256 | 241.2475 | 250.7399
2021-03-01 05:00 | -33 | -33.2415 | 44.0104 | 44.5568 | 49.8171 | 49.9192 | -32 | -32.249 | -146.1163 | 146.123 | -146.1163 | 146.123 | 119.0014 | 143.5033 | 128.4 | 130.7921 | 128.7 | 131.0866 | -170.7 | -174.8785 | -170.8 | -175.2855 | -174.9 | -179.4829 | -174.7 | -179.4695 | 268.4278 | 276.1244
2021-03-01 05:30 | -39 | -39.2046 | 47.9518 | 48.0447 | 57.6709 | 57.7292 | -39 | -39.2046 | -162.8282 | 162.8572 | -162.8282 | 162.8572 | 108.4356 | 140.5801 | 128.1 | 130.4976 | 128.1 | 130.4976 | -170.1 | -174.3366 | -172 | -176.2344 | -176.9 | -181.2128 | -176.1 | -180.6079 | 305.4438 | 309.7474
2021-03-01 06:00 | -38 | -38 | 51.2366 | 51.5485 | 58.2261 | 58.4361 | -39 | -39.0128 | -166.6022 | 166.6092 | -166.6022 | 166.6092 | 89.5119 | 129.3001 | 126.6 | 129.7683 | 126.6 | 129.9014 | -169 | -174.7097 | -173.1 | -178.4821 | -177.2 | -182.6779 | -176.8 | -182.4616 | 332.6092 | 337.7009
2021-03-01 06:30 | -45 | -45.0111 | 50.9493 | 51.3622 | 64.9672 | 65.082 | -47 | -47.0425 | -183.1524 | 183.253 | -183.1524 | 183.253 | 64.8515 | 111.2733 | 125.4 | 127.7901 | 126.3 | 128.6734 | -167.9 | -171.8429 | -172.1 | -175.9905 | -176.4 | -180.2798 | -176.3 | -180.3278 | 351.8429 | 355.9538
2021-03-01 07:00 | -47 | -47 | 38.8626 | 40.0642 | 73.5634 | 73.8498 | -47 | -47 | -192.9756 | 192.9775 | -192.9756 | 192.9775 | 58.1054 | 105.5059 | 125.4 | 129.7461 | 126.3 | 130.6379 | -166.7 | -173.8089 | -172.5 | -176.3817 | -176.4 | -180.3419 | -175.9 | -179.8529 | 364.7271 | 368.0167
2021-03-01 07:30 | -65 | -65.0077 | 20.9697 | 22.8053 | 83.1245 | 83.3573 | -64 | -64.0078 | -196.4617 | 196.4801 | -196.4617 | 196.4801 | 64.7603 | 104.9877 | 125.4 | 129.0087 | 125.1 | 128.6468 | -166.5 | -172.2926 | -172.4 | -175.6437 | -176.3 | -179.5108 | -176.5 | -179.8402 | 381.3762 | 383.7901
2021-03-01 08:00 | -68 | -68.1175 | 12.5916 | 17.1295 | 84.7013 | 85.2389 | -67 | -67.1193 | -194.9682 | 194.9744 | -194.9682 | 194.9744 | 36.5638 | 98.9299 | 125.1 | 129.77 | 125.7 | 130.4807 | -165.5 | -172.907 | -171.1 | -174.9083 | -175.1 | -178.9047 | -174.7 | -178.5752 | 345.1437 | 346.5758
2021-03-01 08:30 | -73 | -73.1095 | 7.6271 | 13.9898 | 89.4886 | 90.0456 | -73 | -73.0616 | -194.8247 | 194.8257 | -194.8247 | 194.8257 | 34.5294 | 97.6995 | 125.7 | 129.9596 | 126 | 130.4031 | -167.4 | -174.368 | -172.1 | -175.825 | -176 | -179.6843 | -175.9 | -179.6674 | 346.6379 | 348.0441
2021-03-01 09:00 | -80 | -80.1561 | 0.27455 | 13.3273 | 96.2223 | 96.7636 | -79 | -79.2275 | -208.581 | 208.5841 | -208.581 | 208.5841 | 48.7899 | 110.6711 | 125.4 | 130.1392 | 125.7 | 130.7535 | -168.3 | -176.0032 | -172.9 | -177.1781 | -176.7 | -180.8669 | -176.8 | -181.0394 | 345.4406 | 347.1985
2021-03-01 09:30 | -81 | -81.2219 | -3.7669 | 13.8498 | 95.5523 | 96.1059 | -81 | -81.2219 | -201.297 | 201.297 | -201.297 | 201.297 | 54.28 | 111.9667 | 127.2 | 131.6398 | 127.2 | 131.6398 | -168.2 | -175.1362 | -174 | -177.7366 | -178.3 | -182.1189 | -178.2 | -182.1236 | 342.3855 | 344.0899
2021-03-01 10:00 | -66 | -66.1211 | 11.5971 | 17.1656 | 80.667 | 81.1949 | -66 | -66.1211 | -189.3923 | 189.4367 | -189.3923 | 189.4367 | 48.4117 | 115.0666 | 126.9 | 131.9076 | 127.2 | 132.1148 | -168.8 | -176.985 | -173.1 | -177.461 | -177.2 | -181.5491 | -176.4 | -180.7903 | 312.7558 | 313.9683
2021-03-01 10:30 | -78 | -78.0577 | -1.045 | 12.7282 | 92.0901 | 92.3986 | -78 | -78.0577 | -199.2285 | 199.3152 | -199.2285 | 199.3152 | 15.3175 | 92.0099 | 114.9 | 120.0544 | 117 | 122.5018 | -154 | -161.2181 | -160.1 | -164.208 | -162.9 | -167.0049 | -162.9 | -166.9074 | 312.2946 | 312.8149
2021-03-01 11:00 | -96 | -96.421 | -14.8747 | 19.3564 | 100.4829 | 100.8921 | -97 | -97.4166 | -216.4105 | 216.4677 | -216.4105 | 216.4677 | 25.8175 | 92.5398 | 110.4 | 115.576 | 110.7 | 115.6869 | -147.6 | -154.3951 | -153.2 | -156.9709 | -156.6 | -160.3984 | -156.6 | -160.4994 | 330.5573 | 330.9145
2021-03-01 11:30 | -96 | -96.5194 | -28.1631 | 32.8562 | 109.7579 | 110.6164 | -95 | -95.5249 | -222.7348 | 222.7522 | -222.7348 | 222.7522 | 31.2031 | 90.4966 | 109.2 | 114.1645 | 109.2 | 114.5203 | -145.2 | -151.5187 | -152.6 | -156.1274 | -156.6 | -160.1431 | -156.4 | -159.9685 | 350.7963 | 351.2687
2021-03-01 12:00 | -108 | -109.1787 | -27.7004 | 36.2399 | 120.1964 | 121.4049 | -108 | -109.1787 | -232.2473 | 232.3137 | -232.2473 | 232.3137 | 33.2034 | 87.0153 | 110.4 | 114.972 | 110.4 | 115.0562 | -147.6 | -153.4047 | -154 | -157.3508 | -157.4 | -160.8016 | -156.9 | -160.2509 | 346.3806 | 347.1044
2021-03-01 12:30 | -107 | -108.1897 | -32.519 | 40.8098 | 121.1373 | 122.5458 | -106 | -107.2007 | -228.3422 | 228.4895 | -228.3422 | 228.4895 | 48.5177 | 96.0795 | 110.1 | 114.9317 | 111.3 | 116.0891 | -147.3 | -153.281 | -152.7 | -155.9761 | -156.3 | -159.6026 | -156.1 | -159.4474 | 334.0245 | 334.6456
2021-03-01 13:00 | -114 | -115.4123 | -42.8286 | 49.5492 | 127.5595 | 128.9824 | -115 | -116.2497 | -236.3446 | 236.523 | -236.3446 | 236.523 | 47.4906 | 96.4841 | 110.7 | 115.2601 | 110.4 | 114.7385 | -147 | -153.0482 | -153.1 | -156.5886 | -156.9 | -160.2918 | -156.6 | -160.0187 | 326.7573 | 327.4697
2021-03-01 13:30 | -111 | -112.1472 | -43.2948 | 48.3977 | 120.55 | 121.8187 | -110 | -111.1575 | -231.8901 | 231.9666 | -231.8901 | 231.9666 | 37.6903 | 94.3822 | 111.3 | 115.7538 | 111.3 | 116.0042 | -147.8 | -153.9001 | -154.4 | -157.7219 | -157.4 | -160.7203 | -157.8 | -161.1568 | 341.0993 | 341.5317
2021-03-01 14:00 | -107 | -108.8531 | -52.43 | 58.7737 | 121.2218 | 123.397 | -107 | -108.6738 | -236.9727 | 237.3337 | -236.9727 | 237.3337 | 30.9361 | 98.0996 | 109.2 | 114.8875 | 109.8 | 115.4579 | -145.9 | -153.2222 | -150.9 | -154.8832 | -154.6 | -158.6235 | -154.3 | -158.3761 | 328.3016 | 328.9408
2021-03-01 14:30 | -109 | -110.3177 | -40.6368 | 46.7574 | 120.2956 | 121.9417 | -107 | -108.342 | -230.5035 | 230.6799 | -230.5035 | 230.6799 | 33.4919 | 106.0158 | 109.5 | 115.8408 | 109.8 | 116.2224 | -146.2 | -154.8071 | -152.4 | -157.4107 | -156 | -161.1434 | -155.7 | -160.856 | 333.5057 | 334.2941
2021-03-01 15:00 | -107 | -108.8531 | -35.0205 | 43.6445 | 123.003 | 124.9845 | -106 | -107.6894 | -238.8021 | 239.253 | -238.8021 | 239.253 | 29.8827 | 101.2529 | 109.8 | 115.8346 | 109.2 | 115.4595 | -146.4 | -154.1305 | -153.6 | -158.3759 | -157.4 | -162.1117 | -157.2 | -161.9897 | 352.202 | 353.0953
2021-03-01 15:30 | -115 | -116.9017 | -41.8723 | 48.6804 | 124.5235 | 126.6718 | -114 | -115.9181 | -243.3231 | 243.8299 | -243.3231 | 243.8299 | 33.585 | 92.5923 | 108.9 | 115.266 | 109.2 | 115.1758 | -146.3 | -154.4793 | -152 | -156.8 | -156 | -160.8497 | -155.7 | -160.6323 | 338.8014 | 339.8236
2021-03-01 16:00 | -108 | -109.8362 | -31.6747 | 39.9374 | 121.4158 | 123.5315 | -107 | -108.8531 | -249.3105 | 249.7468 | -249.3105 | 249.7468 | 42.8746 | 94.3643 | 108 | 114.0331 | 109.2 | 114.981 | -144.2 | -152.2979 | -150.7 | -155.5154 | -154.3 | -159.2249 | -154.2 | -159.08 | 363.2593 | 364.579
2021-03-01 16:30 | -110 | -111.463 | -19.7965 | 32.101 | 126.607 | 128.2607 | -109 | -110.4762 | -262.5282 | 262.7797 | -262.5282 | 262.7797 | 42.3741 | 98.6356 | 121.8 | 127.8004 | 121.5 | 127.5145 | -161.4 | -170.3852 | -167.8 | -173.4983 | -170.9 | -176.5986 | -170.4 | -176.1401 | 345.7399 | 347.316
2021-03-01 17:00 | -100 | -101.1187 | -15.5518 | 25.0673 | 120.3967 | 121.6832 | -99 | -100.1299 | -249.313 | 249.4634 | -249.313 | 249.4634 | 37.2325 | 92.824 | 125.7 | 128.8244 | 125.7 | 128.6944 | -166.9 | -171.9832 | -172.7 | -177.8049 | -176.9 | -182.0984 | -176.6 | -181.8786 | 353.2851 | 354.7546
2021-03-01 17:30 | -93 | -93.771 | -3.1521 | 17.4629 | 112.0259 | 113.1943 | -92 | -92.7793 | -239.682 | 239.7643 | -239.682 | 239.7643 | 41.1791 | 94.443 | 125.7 | 128.2604 | 127.2 | 129.8501 | -167.6 | -172.146 | -173.2 | -178.1765 | -177.3 | -182.2761 | -177.2 | -182.2956 | 372.4217 | 375.0281
2021-03-01 18:00 | -89 | -89.4539 | 6.4045 | 16.636 | 108.9871 | 109.7462 | -89 | -89.4539 | -237.0822 | 237.0896 | -237.0822 | 237.0896 | 58.4192 | 102.9463 | 126 | 128.6143 | 125.7 | 128.3218 | -169.5 | -173.642 | -174.9 | -178.9381 | -179 | -183.1146 | -178.3 | -182.4941 | 393.2066 | 396.6292
2021-03-01 18:30 | -79 | -79.2275 | 20.3935 | 23.4464 | 97.7975 | 98.3756 | -80 | -80.1561 | -220.6066 | 220.6083 | -220.6066 | 220.6083 | 61.5868 | 106.8895 | 125.4 | 128.0266 | 124.8 | 127.4389 | -167.8 | -172.2049 | -173 | -177.1889 | -176.9 | -181.1265 | -177.1 | -181.4952 | 392.4547 | 395.953
2021-03-01 19:00 | -66 | -66.0681 | 35.0306 | 36.2827 | 86.7859 | 87.1726 | -66 | -66.0681 | -207.3315 | 207.3736 | -207.3315 | 207.3736 | 66.3244 | 110.352 | 124.2 | 126.8514 | 124.5 | 127.3941 | -166.5 | -171.0983 | -172 | -176.2781 | -176.2 | -180.5078 | -176 | -180.444 | 395.8176 | 399.6994
2021-03-01 19:30 | -67 | -67 | 35.6249 | 36.6365 | 88.5597 | 88.6933 | -67 | -67 | -210.1821 | 210.3926 | -210.1821 | 210.3926 | 66.5358 | 106.7149 | 124.5 | 126.9071 | 126.3 | 128.6164 | -165.9 | -169.6348 | -171.6 | -175.3151 | -175.9 | -179.6674 | -175.5 | -179.3579 | 387.4961 | 391.4164
2021-03-01 20:00 | -52 | -52.0096 | 46.1651 | 46.4111 | 76.6568 | 76.7021 | -51 | -51.0392 | -199.4342 | 199.5972 | -199.4342 | 199.5972 | 69.0355 | 110.6813 | 125.1 | 127.6129 | 125.1 | 127.6725 | -167.4 | -171.7032 | -171.9 | -175.9641 | -176.1 | -180.2168 | -175.8 | -180.074 | 372.946 | 377.1914
2021-03-01 20:30 | -52 | -52.0384 | 56.0719 | 56.3184 | 62.9125 | 63.156 | -51 | -51.1566 | -180.0412 | 180.0484 | -180.0412 | 180.0484 | 84.0769 | 121.9464 | 126 | 128.7979 | 126.6 | 129.51 | -167.4 | -172.2531 | -172.3 | -176.7474 | -176.3 | -180.8029 | -175.8 | -180.3824 | 365.8796 | 370.4984
2021-03-01 21:00 | -46 | -46.0977 | 49.7216 | 49.7261 | 65.1086 | 65.1405 | -45 | -45.1774 | -179.4412 | 179.5199 | -179.4412 | 179.5199 | 95.8733 | 131.2794 | 126 | 128.5545 | 126.6 | 129.2022 | -168 | -172.2799 | -172.6 | -177.1069 | -176.5 | -181.0424 | -175.8 | -180.609 | 345.8471 | 352.3043
2021-03-01 21:30 | -30 | -30.5941 | 54.2225 | 54.4433 | 54.6687 | 54.7977 | -30 | -30.8058 | -165.8127 | 165.9503 | -165.8127 | 165.9503 | 108.4497 | 138.1035 | 126.6 | 128.5839 | 127.5 | 129.4701 | -168.9 | -172.611 | -172.2 | -175.882 | -176.9 | -180.7485 | -176.6 | -180.6001 | 326.5425 | 330.0771
2021-03-01 22:00 | -38 | -38.2099 | 48.9878 | 49.2548 | 55.2314 | 55.2774 | -39 | -39.3192 | -163.3143 | 163.3395 | -163.3143 | 163.3395 | 116.0267 | 143.3365 | 128.1 | 130.3289 | 126.6 | 128.6902 | -169.3 | -173.0231 | -171.5 | -175.3828 | -176.2 | -180.1255 | -175.7 | -179.8047 | 301.3899 | 305.2052
2021-03-01 22:30 | -35 | -35.1283 | 49.4524 | 49.6938 | 51.8882 | 52.0203 | -33 | -33.1361 | -162.5584 | 162.5629 | -162.5584 | 162.5629 | 125.3464 | 150.9215 | 127.8 | 129.979 | 127.8 | 130.0842 | -170.8 | -174.8254 | -172 | -176.0618 | -175.7 | -179.7835 | -175.7 | -180.0854 | 289.8307 | 294.0717
2021-03-01 23:00 | -23 | -23.0868 | 51.3532 | 51.6181 | 47.1498 | 47.4452 | -24 | -24.0832 | -156.2125 | 156.2131 | -156.2125 | 156.2131 | 134.3191 | 158.258 | 127.5 | 129.9665 | 128.1 | 130.4976 | -169.7 | -173.8049 | -171.5 | -175.7683 | -174.1 | -178.3061 | -174 | -178.405 | 285.3697 | 289.9486
2021-03-01 23:30 | -23 | -23.3452 | 58.647 | 59.0144 | 38.004 | 38.2048 | -22 | -22.3607 | -151.9617 | 151.9969 | -151.9617 | 151.9969 | 116.9118 | 144.2377 | 124.2 | 126.2216 | 123.3 | 125.4452 | -165.7 | -169.2331 | -166.8 | -170.4944 | -170.8 | -174.5321 | -170.3 | -174.1886 | 299.6156 | 305.2182
2021-03-02 | -16 | -16.4924 | 59.9599 | 60.4206 | 32.9536 | 33.3287 | -16 | -16.4924 | -132.4354 | 132.4354 | -132.4354 | 132.4354 | 122.7028 | 150.7961 | 124.2 | 126.8514 | 123.9 | 126.4367 | -164.7 | -169.3239 | -165.3 | -169.7017 | -169.7 | -174.0568 | -169 | -173.6004 | 289.7807 | 294.456
2021-03-02 00:30 | -27 | -27.074 | 44.7726 | 45.4639 | 45.0853 | 45.4528 | -30 | -30.1496 | -144.5343 | 144.5533 | -144.5343 | 144.5533 | 124.7447 | 155.117 | 126 | 128.8604 | 127.5 | 130.3275 | -170 | -174.9921 | -168.9 | -173.4802 | -173.2 | -177.8494 | -173.9 | -178.7833 | 265.0207 | 270.5229
2021-03-02 01:00 | -38 | -38.0132 | 34.8803 | 35.6503 | 53.1294 | 53.5077 | -37 | -37.0135 | -148.8297 | 148.8701 | -148.8297 | 148.8701 | 122.1116 | 150.7566 | 127.5 | 130.0842 | 128.1 | 130.7319 | -169.3 | -174.0536 | -169.1 | -173.6521 | -173.2 | -177.8721 | -172.5 | -177.2824 | 255.5101 | 263.0347
2021-03-02 01:30 | -37 | -37.0135 | 42.4919 | 42.9172 | 42.5595 | 43.5886 | -35 | -35.0143 | -134.0171 | 134.2886 | -134.0171 | 134.2886 | 120.8181 | 150.1127 | 121.2 | 124.0419 | 120.9 | 123.7488 | -161.6 | -165.7514 | -161.8 | -165.822 | -165.7 | -169.7372 | -165.5 | -169.7619 | 257.1536 | 264.7811
2021-03-02 02:00 | -49 | -49 | 20.2344 | 20.6339 | 65.2588 | 66.0643 | -49 | -49.0102 | -162.4455 | 162.7618 | -162.4455 | 162.7618 | 118.1929 | 147.498 | 120.9 | 123.9439 | 121.5 | 124.5293 | -161.7 | -166.3837 | -161.4 | -165.7445 | -165.2 | -169.5816 | -165 | -169.5695 | 240.0687 | 247.4306
2021-03-02 02:30 | -54 | -54.037 | 16.4886 | 16.6327 | 69.4633 | 70.4588 | -54 | -54.037 | -165.7588 | 166.1907 | -165.7588 | 166.1907 | 114.1554 | 144.5148 | 121.2 | 124.7859 | 120.9 | 124.6391 | -161.3 | -167.0887 | -160.2 | -165.5383 | -163.7 | -169.0269 | -163.3 | -169.0398 | 227.7497 | 234.6471
2021-03-02 03:00 | -55 | -55.1453 | 10.8353 | 10.8906 | 74.5638 | 75.7149 | -54 | -54.1479 | -174.0601 | 174.7233 | -174.0601 | 174.7233 | 111.6571 | 141.491 | 120 | 123.478 | 121.8 | 125.228 | -160.8 | -166.5539 | -158.8 | -164.0325 | -163 | -168.2 | -162.9 | -168.5052 | 223.3383 | 231.4269
2021-03-02 03:30 | -56 | -56.0089 | 19.3466 | 19.7606 | 67.6072 | 68.26 | -56 | -56.0357 | -164.1051 | 164.3815 | -164.1051 | 164.3815 | 117.2099 | 144.9241 | 121.5 | 124.3351 | 120.6 | 123.9218 | -161.6 | -166.3602 | -160.1 | -164.7581 | -164.1 | -168.9311 | -163.8 | -168.8537 | 232.655 | 241.3415
2021-03-02 04:00 | -55 | -55.0091 | 18.599 | 18.8975 | 70.5861 | 71.1488 | -54 | -54.0093 | -168.1779 | 168.398 | -168.1779 | 168.398 | 110.2734 | 138.9053 | 121.8 | 124.6283 | 121.2 | 124.0775 | -161.2 | -165.9928 | -160 | -164.6609 | -164.6 | -169.4379 | -164 | -168.8789 | 242.1935 | 250.7328
2021-03-02 04:30 | -58 | -58 | 25.4692 | 25.6645 | 67.8721 | 68.1984 | -58 | -58 | -169.2349 | 169.3375 | -169.2349 | 169.3375 | 111.548 | 135.6905 | 120.9 | 123.1437 | 120.9 | 123.2591 | -161.4 | -165.1302 | -160 | -164.1296 | -164.6 | -168.8177 | -163 | -167.303 | 270.0955 | 277.5063
2021-03-02 05:00 | -56 | -56.0089 | 24.7636 | 25.0431 | 74.0351 | 74.0848 | -57 | -57.0351 | -182.1964 | 182.2072 | -182.1964 | 182.2072 | 116.2185 | 138.5213 | 127.5 | 129.4701 | 126.9 | 128.932 | -169.4 | -173.1003 | -170 | -174.0654 | -174.1 | -178.3061 | -174.1 | -178.3711 | 295.7429 | 301.1982
2021-03-02 05:30 | -58 | -58.0345 | 33.7882 | 34.0388 | 76.8512 | 76.8658 | -57 | -57.0351 | -193.7463 | 193.8271 | -193.7463 | 193.8271 | 92.3805 | 129.979 | 127.2 | 130.034 | 127.2 | 130.2238 | -168.6 | -173.49 | -170.8 | -175.0634 | -175 | -179.228 | -174.5 | -178.9369 | 318.4297 | 320.8269
2021-03-02 06:00 | -53 | -53 | 46.6043 | 48.0686 | 81.2725 | 81.2833 | -53 | -53 | -207.8287 | 207.9721 | -207.8287 | 207.9721 | 81.0116 | 112.7662 | 125.1 | 126.951 | 126.6 | 128.4294 | -167.3 | -170.4085 | -172.7 | -175.8811 | -176.9 | -180.1001 | -176.8 | -180.1155 | 374.5987 | 376.8241
2021-03-02 06:30 | -55 | -55.0091 | 60.3579 | 62.3406 | 72.688 | 72.8129 | -55 | -55.0364 | -203.8297 | 203.9301 | -203.8297 | 203.9301 | 47.5168 | 101.1341 | 123.9 | 125.7175 | 125.4 | 127.097 | -166.2 | -168.9809 | -172 | -174.9149 | -176.5 | -179.4786 | -176.1 | -179.0921 | 379.9642 | 383.8608
2021-03-02 07:00 | -54 | -54.0093 | 45.9956 | 48.9999 | 84.7426 | 84.871 | -54 | -54.0093 | -216.8462 | 216.9093 | -216.8462 | 216.9093 | 47.2368 | 97.2765 | 125.1 | 127.4382 | 125.1 | 127.5 | -167.2 | -171.0951 | -172.9 | -176.7107 | -177 | -180.8055 | -176.9 | -180.8103 | 387.0233 | 390.3842
2021-03-02 07:30 | -65 | -65.0308 | 40.0959 | 44.2501 | 88.6005 | 88.9237 | -65 | -65.123 | -222.3554 | 222.359 | -222.3554 | 222.359 | 51.7544 | 89.697 | 123.9 | 125.5198 | 123.9 | 125.8206 | -165.2 | -168.0284 | -173.3 | -176.3953 | -177.5 | -180.5966 | -177.6 | -180.7877 | 411.7821 | 413.893
2021-03-02 08:00 | -64 | -64.0312 | 41.6733 | 44.5735 | 84.9847 | 85.1812 | -63 | -63.0317 | -214.8302 | 214.8671 | -214.8302 | 214.8671 | 27.1865 | 83.1281 | 124.5 | 126.6799 | 125.4 | 127.298 | -166.2 | -169.8453 | -173.1 | -176.6627 | -177.4 | -180.996 | -177.5 | -181.1938 | 383.2449 | 384.5942
2021-03-02 08:30 | -69 | -69.0072 | 27.9572 | 30.4334 | 94.3813 | 94.3879 | -69 | -69.0072 | -225.5584 | 225.9395 | -225.5584 | 225.9395 | 47.2526 | 96.5722 | 125.1 | 127.554 | 126.3 | 128.7895 | -168 | -171.9193 | -173 | -176.8915 | -176.9 | -180.728 | -176.9 | -180.8935 | 388.862 | 390.1693
2021-03-02 09:00 | -83 | -83.006 | 9.0811 | 14.2097 | 101.8687 | 101.9222 | -84 | -84 | -234.1148 | 234.3604 | -234.1148 | 234.3604 | 39.3657 | 91.268 | 126.3 | 128.9082 | 126.3 | 128.9082 | -167.7 | -172.1075 | -172.4 | -176.3467 | -176.1 | -180.1322 | -175.8 | -179.8812 | 370.0514 | 371.0632
2021-03-02 09:30 | -75 | -75.06 | 10.978 | 12.2004 | 94.0165 | 94.0165 | -74 | -74.0608 | -226.2343 | 226.7364 | -226.2343 | 226.7364 | 33.2401 | 86.6554 | 118.8 | 121.3814 | 118.8 | 121.2598 | -159.2 | -162.8953 | -165.4 | -168.9191 | -169.1 | -172.6841 | -169.1 | -172.7248 | 385.0877 | 386.1074
2021-03-02 10:00 | -87 | -87.0057 | 6.6921 | 11.0268 | 107.1271 | 107.1279 | -87 | -87.023 | -236.4919 | 236.9473 | -236.4919 | 236.9473 | 40.9736 | 86.942 | 116.7 | 119.1423 | 116.7 | 119.3269 | -155.4 | -158.9278 | -160.6 | -163.8753 | -164.3 | -167.601 | -164 | -167.4066 | 371.7928 | 373.1284
2021-03-02 10:30 | -77 | -77.5242 | 23.5608 | 30.9595 | 89.7914 | 90.4565 | -78 | -78.4092 | -211.9754 | 211.9813 | -211.9754 | 211.9813 | 38.4487 | 96.5375 | 113.4 | 116.7104 | 114.6 | 117.8767 | -152.1 | -156.6068 | -157.7 | -161.6244 | -161.6 | -165.518 | -161.3 | -165.2903 | 363.946 | 365.3222
2021-03-02 11:00 | -66 | -66.2722 | 24.651 | 30.8703 | 86.6025 | 87.2163 | -66 | -66.2722 | -205.3999 | 205.4 | -205.3999 | 205.4 | 71.9044 | 114.3451 | 124.8 | 127.6873 | 125.7 | 128.6944 | -166.4 | -171.024 | -172.7 | -177.0268 | -176.6 | -180.8551 | -176.3 | -180.5732 | 364.4607 | 365.7912
2021-03-02 11:30 | -60 | -60.2993 | 35.0577 | 35.2567 | 79.0983 | 79.1727 | -60 | -60.407 | -197.5986 | 198.4544 | -197.5986 | 198.4544 | 81.4489 | 120.5086 | 126.3 | 129.8778 | 126 | 129.7336 | -167.9 | -173.9037 | -173.1 | -178.7285 | -177.2 | -182.8493 | -177.3 | -183.1701 | 353.6152 | 354.877
2021-03-02 12:00 | -62 | -62.1289 | 18.7041 | 18.9959 | 77.844 | 77.8482 | -62 | -62.2013 | -197.8644 | 198.4092 | -197.8644 | 198.4092 | 82.8555 | 119.5863 | 126.3 | 129.8141 | 126.9 | 130.6079 | -167.8 | -173.7292 | -172.5 | -177.9247 | -176.5 | -181.9745 | -176.6 | -182.2679 | 346.0109 | 347.337
2021-03-02 12:30 | -55 | -55.3263 | 25.3607 | 25.5748 | 69.4543 | 69.4546 | -54 | -54.3323 | -186.157 | 186.6741 | -186.157 | 186.6741 | 79.6399 | 117.7837 | 126 | 129.8778 | 126.6 | 130.5327 | -167.7 | -173.8681 | -171.5 | -177.2044 | -175.5 | -181.3022 | -175.2 | -181.1087 | 331.1278 | 332.1642
2021-03-02 13:00 | -53 | -53.3385 | 29.1876 | 29.47 | 73.0215 | 73.0246 | -53 | -53.3385 | -180.6462 | 181.295 | -180.6462 | 181.295 | 80.1958 | 120.9502 | 127.2 | 131.4866 | 127.5 | 131.7014 | -168.9 | -175.948 | -170.6 | -176.7712 | -174.7 | -180.9639 | -174.4 | -180.832 | 304.8482 | 305.9829
2021-03-02 13:30 | -68 | -68.0661 | 13.0653 | 13.8937 | 81.0391 | 81.0749 | -68 | -68.0294 | -188.7927 | 189.1027 | -188.7927 | 189.1027 | 77.6696 | 119.492 | 128.1 | 132.5868 | 127.8 | 132.2969 | -169.6 | -177.016 | -171.7 | -178.1492 | -175.6 | -182.095 | -176.1 | -182.7901 | 301.9804 | 303.1821
2021-03-02 14:00 | -69 | -69.3542 | 13.0452 | 13.1704 | 84.7994 | 84.8339 | -68 | -68.3593 | -196.5434 | 197.3057 | -196.5434 | 197.3057 | 91.0164 | 128.7579 | 126.3 | 130.693 | 126.3 | 130.6161 | -168.6 | -175.66 | -171.4 | -177.6744 | -175.6 | -181.8589 | -175.9 | -182.3053 | 310.8018 | 312.8205
2021-03-02 14:30 | -47 | -48.7647 | 30.6271 | 33.0713 | 63.5859 | 65.566 | -47 | -48.7647 | -160.5424 | 163.1521 | -160.5424 | 163.1521 | 77.9265 | 125.3949 | 126.6 | 131.3757 | 126.9 | 131.5061 | -168.2 | -175.7039 | -172 | -177.8654 | -175.5 | -181.403 | -175.4 | -181.3581 | 303.9549 | 304.7233
2021-03-02 15:00 | -47 | -48.5077 | 29.6274 | 30.3964 | 69.7798 | 70.5015 | -47 | -48.5077 | -170.0986 | 171.5192 | -170.0986 | 171.5192 | 83.9262 | 126.4082 | 126.3 | 130.4645 | 126.6 | 130.6161 | -167.8 | -174.4481 | -172.6 | -177.9485 | -176.9 | -182.3383 | -176.4 | -181.9509 | 331.9785 | 332.721
2021-03-02 15:30 | -57 | -57.0088 | 23.9409 | 24.1535 | 73.5487 | 73.6192 | -58 | -58.0345 | -183.5006 | 183.5864 | -183.5006 | 183.5864 | 86.8372 | 129.8124 | 127.5 | 131.1909 | 126.6 | 130.46 | -169.9 | -176.0694 | -172.9 | -178.4602 | -176.6 | -182.1939 | -176.4 | -182.1486 | 342.517 | 344.3048
2021-03-02 16:00 | -53 | -53.0094 | 19.3603 | 19.7238 | 68.959 | 69.3159 | -53 | -53 | -183.7615 | 183.7686 | -183.7615 | 183.7686 | 62.224 | 119.2272 | 126.3 | 130.3896 | 127.5 | 131.5523 | -168 | -174.8884 | -171.3 | -177.2912 | -175.5 | -181.5302 | -175.1 | -181.2981 | 341.8696 | 343.4137
2021-03-02 16:30 | -59 | -59 | 29.6521 | 30.3733 | 77.5356 | 77.7186 | -59 | -59 | -199.9513 | 199.973 | -199.9513 | 199.973 | 70.1119 | 120.4665 | 126.6 | 129.8345 | 126.3 | 129.954 | -168.2 | -173.9106 | -172.6 | -177.8999 | -176.6 | -181.9505 | -176.2 | -181.7816 | 369.1487 | 370.8714
2021-03-02 17:00 | -65 | -65 | 27.1527 | 27.8484 | 82.59 | 82.7375 | -64 | -64 | -206.7655 | 206.7847 | -206.7655 | 206.7847 | 52.4235 | 114.4057 | 126 | 129.5222 | 126.6 | 130.1755 | -168.1 | -174.019 | -172.9 | -178.4108 | -177.2 | -182.7755 | -176.9 | -182.5833 | 372.7339 | 374.6642
2021-03-02 17:30 | -52 | -52.0096 | 38.0171 | 38.2958 | 74.2703 | 74.3666 | -55 | -55.0091 | -199.8019 | 199.9253 | -199.8019 | 199.9253 | 45.5537 | 113.6583 | 126.3 | 130.025 | 127.2 | 130.8289 | -168.3 | -174.6323 | -173.4 | -179.1228 | -177.6 | -183.4105 | -177.2 | -183.1489 | 385.421 | 387.5494
2021-03-02 18:00 | -45 | -45.1774 | 51.0455 | 51.0722 | 66.0688 | 66.0871 | -44 | -44.1022 | -186.4099 | 186.6669 | -186.4099 | 186.6669 | 52.8715 | 108.4585 | 126.3 | 129.0914 | 126.6 | 129.3233 | -168.8 | -173.3828 | -173.1 | -177.5034 | -177.1 | -181.5057 | -176.9 | -181.2781 | 375.0062 | 378.2734
2021-03-02 18:30 | -46 | -46.2709 | 53.7336 | 53.7831 | 69.8334 | 69.8335 | -46 | -46.1736 | -195.4397 | 195.7929 | -195.4397 | 195.7929 | 47.5128 | 105.2762 | 126.6 | 129.3233 | 126.3 | 128.9686 | -168.2 | -172.8732 | -173.3 | -177.6444 | -177.3 | -181.5172 | -177 | -181.3539 | 382.2961 | 385.3661
2021-03-02 19:00 | -46 | -46.1736 | 62.2596 | 62.2977 | 65.5317 | 65.5318 | -45 | -45.1774 | -190.7321 | 191.2045 | -190.7321 | 191.2045 | 40.2401 | 100.7278 | 126.3 | 128.9082 | 127.5 | 130.2045 | -168.4 | -172.9705 | -173.2 | -177.341 | -177.5 | -181.6486 | -177.2 | -181.5057 | 362.5348 | 365.7169
2021-03-02 19:30 | -42 | -42.4264 | 70.5991 | 70.69 | 60.8847 | 61.2106 | -44 | -44.5533 | -183.958 | 184.6435 | -183.958 | 184.6435 | 42.5791 | 96.8539 | 125.4 | 127.8482 | 126.6 | 129.1426 | -168.1 | -172.3858 | -173 | -176.8915 | -176.9 | -180.728 | -176.5 | -180.3776 | 358.9355 | 361.9939
2021-03-02 20:00 | -40 | -40.1995 | 63.8229 | 63.9167 | 63.1292 | 63.1298 | -40 | -40.1995 | -184.072 | 184.4601 | -184.072 | 184.4601 | 51.2294 | 102.3353 | 127.2 | 129.9107 | 126.6 | 129.3233 | -169.1 | -173.6068 | -173.3 | -177.332 | -177.2 | -181.2497 | -177.1 | -181.2578 | 358.5933 | 361.1785
2021-03-02 20:30 | -39 | -39.1152 | 59.6361 | 59.6544 | 64.5938 | 64.5947 | -39 | -39.1152 | -183.6807 | 183.9507 | -183.6807 | 183.9507 | 67.8134 | 108.2937 | 126 | 129.2168 | 126.6 | 129.6378 | -168.5 | -173.0908 | -172.3 | -176.4191 | -176.7 | -180.8342 | -176.4 | -180.6814 | 346.3644 | 349.7244
2021-03-02 21:00 | -43 | -43.0116 | 57.1539 | 57.1982 | 61.1649 | 61.2927 | -44 | -44.0114 | -177.623 | 177.644 | -177.623 | 177.644 | 73.1543 | 118.2791 | 127.5 | 130.7122 | 128.1 | 131.3637 | -169 | -174.5586 | -172.3 | -177.1161 | -176.5 | -181.2676 | -176.3 | -181.1876 | 320.2054 | 324.5534
2021-03-02 21:30 | -37 | -37.0135 | 58.352 | 58.356 | 55.9054 | 56.0518 | -37 | -37.0135 | -169.3831 | 169.3873 | -169.3831 | 169.3873 | 94.5716 | 129.946 | 127.8 | 130.6833 | 127.5 | 130.39 | -169.6 | -174.4152 | -172.1 | -176.7555 | -176.2 | -180.9073 | -175.8 | -180.7011 | 315.9257 | 320.7173
2021-03-02 22:00 | -33 | -33.0606 | 55.9855 | 56.0185 | 52.4263 | 52.6188 | -33 | -33.0606 | -156.2146 | 156.2166 | -156.2146 | 156.2166 | 105.1746 | 139.2847 | 128.1 | 131.9161 | 128.1 | 131.8431 | -170.8 | -177.2018 | -172.1 | -178.2713 | -176.4 | -182.6315 | -175.7 | -182.0598 | 295.3947 | 301.1708
2021-03-02 22:30 | -34 | -34 | 51.5314 | 51.644 | 51.8626 | 52.1857 | -35 | -35 | -160.7221 | 160.7317 | -160.7221 | 160.7317 | 114.9389 | 145.9988 | 128.4 | 132.2793 | 127.5 | 131.4058 | -171 | -177.7722 | -170.7 | -177.6766 | -174.9 | -182.184 | -174.5 | -181.9693 | 280.218 | 285.4689
2021-03-02 23:00 | -33 | -33.1361 | 49.4305 | 49.6741 | 51.335 | 51.5584 | -33 | -33.1361 | -161.8868 | 161.8875 | -161.8868 | 161.8875 | 125.7714 | 148.1854 | 128.7 | 131.2019 | 129.3 | 131.7328 | -171.2 | -175.7428 | -171.4 | -176.5425 | -175.3 | -180.5445 | -175.1 | -180.5437 | 271.3009 | 273.8195
2021-03-02 23:30 | -23 | -23.3452 | 59.8382 | 60.2439 | 39.6801 | 39.8189 | -24 | -24.5153 | -154.9809 | 155.049 | -154.9809 | 155.049 | 115.2972 | 140.5363 | 127.8 | 129.8179 | 127.5 | 129.5757 | -171.3 | -175.1247 | -170.8 | -175.49 | -174.9 | -179.6413 | -174.5 | -179.4599 | 287.0541 | 290.8567
2021-03-03 | -18 | -18.4391 | 61.5332 | 62.0393 | 35.0383 | 35.2464 | -17 | -17.4642 | -138.2839 | 138.3323 | -138.2839 | 138.3323 | 112.9605 | 139.4316 | 127.2 | 129.6142 | 128.1 | 130.4976 | -169.6 | -173.9593 | -169.7 | -174.6274 | -173.7 | -178.8476 | -173 | -178.2639 | 265.7525 | 270.0852
2021-03-03 00:30 | -25 | -25.318 | 54.0595 | 54.6802 | 38.0827 | 38.2705 | -26 | -26.3059 | -133.9273 | 133.9292 | -133.9273 | 133.9292 | 113.2625 | 141.9278 | 128.1 | 130.5552 | 129 | 131.3812 | -170.3 | -175.0034 | -169.3 | -174.553 | -173.3 | -178.6518 | -172.8 | -178.3139 | 247.3292 | 251.9495
2021-03-03 01:00 | -18 | -18.4391 | 57.1964 | 57.9244 | 33.2469 | 33.4882 | -17 | -17.4642 | -124.328 | 124.3287 | -124.328 | 124.3287 | 116.9421 | 145.1356 | 129 | 131.6737 | 129.6 | 132.202 | -171.2 | -176.3004 | -170.3 | -175.9641 | -174.4 | -180.0847 | -174.2 | -180.0948 | 245.9005 | 250.1538
2021-03-03 01:30 | -26 | -26.0768 | 49.9065 | 50.4013 | 40.3326 | 40.7035 | -25 | -25.1794 | -136.3274 | 136.3623 | -136.3274 | 136.3623 | 121.4765 | 148.3694 | 128.7 | 131.3798 | 128.7 | 131.4404 | -171.4 | -176.329 | -169.6 | -175.0154 | -173.6 | -178.9671 | -173.9 | -179.6029 | 233.2081 | 238.0986
2021-03-03 02:00 | -18 | -18.2483 | 54.998 | 55.6035 | 34.0281 | 34.491 | -19 | -19.2354 | -124.5583 | 124.5973 | -124.5583 | 124.5973 | 124.7514 | 152.1507 | 129.6 | 132.3826 | 129.3 | 132.2129 | -172 | -177.2935 | -170.6 | -176.1828 | -174.5 | -180.184 | -174.1 | -179.9268 | 228.0076 | 232.6323
2021-03-03 02:30 | -31 | -31.0644 | 41.4194 | 42.0816 | 46.7799 | 47.152 | -32 | -32.0624 | -143.1158 | 143.2832 | -143.1158 | 143.2832 | 130.1784 | 154.6946 | 129 | 131.9826 | 130.2 | 133.0932 | -172.7 | -177.9538 | -170.7 | -176.2049 | -174.4 | -180.1371 | -174.3 | -180.2423 | 228.6711 | 233.0146
2021-03-03 03:00 | -33 | -33.0151 | 39.5333 | 40.1973 | 48.2089 | 48.5974 | -32 | -32.0156 | -144.6744 | 144.7826 | -144.6744 | 144.7826 | 123.058 | 149.8303 | 129 | 131.9195 | 129 | 132.1107 | -171.9 | -177.3185 | -169.4 | -175.122 | -173.7 | -179.2848 | -173.6 | -179.6682 | 217.0473 | 222.0244
2021-03-03 03:30 | -28 | -28.0713 | 40.9038 | 41.5688 | 48.3955 | 48.7611 | -27 | -27.074 | -141.9151 | 141.9825 | -141.9151 | 141.9825 | 130.4548 | 155.0531 | 128.4 | 131.3962 | 129 | 131.7953 | -170.7 | -176.1554 | -169.5 | -175.1895 | -173.5 | -179.3843 | -172.9 | -178.9403 | 229.1884 | 233.1918
2021-03-03 04:00 | -29 | -29.0689 | 45.1292 | 45.4723 | 48.3313 | 48.6868 | -30 | -30.1496 | -144.1366 | 144.2026 | -144.1366 | 144.2026 | 123.3219 | 148.4764 | 128.7 | 131.5636 | 129.6 | 132.3218 | -171.2 | -176.3244 | -169.9 | -175.3308 | -174 | -179.5262 | -173.7 | -179.4344 | 237.023 | 240.4525
2021-03-03 04:30 | -30 | -30.1496 | 51.9258 | 52.4159 | 44.1687 | 44.2566 | -30 | -30.1496 | -139.6328 | 139.6336 | -139.6328 | 139.6336 | 122.2397 | 148.7905 | 128.1 | 130.5552 | 128.7 | 131.2019 | -170 | -174.5287 | -169.6 | -174.7955 | -173.6 | -178.9186 | -172.9 | -178.2646 | 261.2616 | 264.9067
2021-03-03 05:00 | -18 | -19.3132 | 66.9384 | 67.3944 | 36.4985 | 37.6501 | -18 | -19.3132 | -133.5787 | 133.9131 | -133.5787 | 133.9131 | 113.2871 | 139.0899 | 129 | 131.0519 | 129.6 | 131.6426 | -171.3 | -175.1526 | -171.1 | -175.851 | -175.3 | -180.1453 | -174.9 | -179.919 | 300.1398 | 303.6526
2021-03-03 05:30 | -15 | -17.4929 | 76.5387 | 76.5745 | 37.2094 | 38.5739 | -15 | -17.4929 | -140.5146 | 141.0857 | -140.5146 | 141.0857 | 89.5866 | 125.8092 | 128.1 | 130.2197 | 127.5 | 129.8515 | -169.6 | -173.6532 | -170.8 | -175.3158 | -175.2 | -179.5756 | -174.8 | -179.5279 | 313.9051 | 315.0664
2021-03-03 06:00 | -18 | -18.6815 | 81.1479 | 81.1503 | 40.6924 | 41.3769 | -18 | -18.9737 | -147.8902 | 148.3526 | -147.8902 | 148.3526 | 82.7637 | 119.2039 | 126.3 | 127.1876 | 126.9 | 127.9682 | -168.8 | -170.7603 | -171.9 | -174.4982 | -176.4 | -179.0173 | -175.8 | -178.5297 | 351.2012 | 353.1683
2021-03-03 06:30 | -13 | -13 | 89.0749 | 89.7607 | 43.432 | 43.5553 | -13 | -13 | -160.1816 | 160.3731 | -160.1816 | 160.3731 | 31.4275 | 122.2098 | 126 | 128.4953 | 126.6 | 129.0255 | -168.6 | -172.6984 | -172.9 | -177.2439 | -177 | -181.3219 | -176.6 | -181.0734 | 360.6051 | 362.1172
2021-03-03 07:00 | -3 | -3 | 100.9937 | 101.7648 | 30.9837 | 31.1844 | -6 | -6 | -140.757 | 140.9177 | -140.757 | 140.9177 | 75.5169 | 111.5053 | 124.2 | 126.0179 | 124.2 | 125.9132 | -166.2 | -168.9133 | -172.1 | -177.7102 | -176.4 | -182.0741 | -176 | -181.8364 | 439.2145 | 443.3094
2021-03-03 07:30 | -17 | -17 | 85.0645 | 86.6447 | 39.739 | 40.7255 | -17 | -17 | -153.6567 | 153.6616 | -153.6567 | 153.6616 | 80.6089 | 114.8992 | 124.8 | 126.3609 | 124.2 | 125.8642 | -166.8 | -169.4852 | -173.4 | -178.9942 | -177.4 | -183.0431 | -177.1 | -182.9514 | 434.9736 | 438.8198
2021-03-03 08:00 | -26 | -26.6833 | 71.8207 | 73.9822 | 48.4489 | 49.6555 | -27 | -27.4591 | -165.6493 | 165.6912 | -165.6493 | 165.6912 | 92.5478 | 124.9903 | 120.9 | 122.609 | 121.5 | 123.2507 | -161.9 | -164.5657 | -169.1 | -174.5557 | -173.7 | -179.2601 | -173 | -178.6815 | 456.0553 | 459.9419
2021-03-03 08:30 | -34 | -35.171 | 64.3268 | 67.557 | 54.8793 | 56.5903 | -34 | -35.171 | -176.835 | 177.0774 | -176.835 | 177.0774 | 96.3476 | 127.2996 | 120.6 | 122.2635 | 120.6 | 122.3132 | -161.2 | -163.8591 | -169.6 | -175.0154 | -173.7 | -179.1139 | -173.3 | -179.0221 | 457.3434 | 460.9667
2021-03-03 09:00 | -42 | -42.0119 | 55.9531 | 57.6443 | 62.6552 | 62.9221 | -42 | -42 | -187.2851 | 187.3414 | -187.2851 | 187.3414 | 71.9032 | 105.5934 | 125.7 | 127.3446 | 125.1 | 126.8503 | -167.1 | -170.076 | -173.5 | -179.6751 | -177.1 | -183.4113 | -177.2 | -183.6647 | 391.7272 | 398.2526
2021-03-03 09:30 | -53 | -53.0094 | 46.8811 | 48.3838 | 73.7361 | 73.7565 | -53 | -53.0094 | -200.3671 | 200.745 | -200.3671 | 200.745 | 67.6656 | 107.1822 | 126 | 127.9932 | 126 | 128.1 | -168 | -171.7929 | -173.7 | -180.6154 | -177.8 | -184.86 | -177.5 | -184.7091 | 392.4999 | 396.9257
2021-03-03 10:00 | -57 | -57 | 41.5579 | 43.2461 | 77.0788 | 77.1038 | -57 | -57 | -201.6567 | 202.0093 | -201.6567 | 202.0093 | 69.5629 | 107.6633 | 124.5 | 126.4638 | 124.5 | 126.4638 | -166.2 | -169.743 | -173.3 | -179.7979 | -177.5 | -184.2461 | -177.2 | -184.0649 | 387.7405 | 391.8544
2021-03-03 10:30 | -56 | -56.4358 | 44.9828 | 45.3897 | 76.6337 | 76.7232 | -56 | -56.4358 | -197.0639 | 197.9057 | -197.0639 | 197.9057 | 59.2078 | 94.0368 | 124.8 | 125.9257 | 125.4 | 126.5605 | -166.7 | -168.8405 | -173.8 | -178.5706 | -177.8 | -182.7163 | -177.8 | -182.7625 | 385.7082 | 391.0272
2021-03-03 11:00 | -48 | -48.6621 | 49.911 | 49.9335 | 65.3184 | 65.8396 | -48 | -48.6621 | -177.1202 | 178.2404 | -177.1202 | 178.2404 | 54.5415 | 93.7589 | 125.4 | 126.6014 | 126.3 | 127.4523 | -167.5 | -169.8077 | -172.8 | -177.6397 | -176.8 | -181.8364 | -176.6 | -181.7833 | 375.2768 | 381.2037
2021-03-03 11:30 | -42 | -42.9535 | 44.2253 | 44.2584 | 59.0407 | 59.6629 | -41 | -41.9762 | -173.3031 | 174.5392 | -173.3031 | 174.5392 | 74.2182 | 106.6145 | 120.9 | 123.1437 | 120.6 | 122.7924 | -160.7 | -164.2781 | -165.2 | -171.7831 | -168.9 | -175.643 | -168.5 | -175.4243 | 365.9005 | 370.8566
2021-03-03 12:00 | -51 | -51.3517 | 32.0833 | 32.1108 | 66.8171 | 66.9081 | -51 | -51.3517 | -182.7822 | 183.5729 | -182.7822 | 183.5729 | 72.4245 | 106.756 | 119.7 | 121.6333 | 119.4 | 121.338 | -159.9 | -162.9732 | -165.3 | -171.8519 | -169.2 | -175.9864 | -168.5 | -175.3965 | 359.9628 | 365.1264
2021-03-03 12:30 | -48 | -48.6621 | 44.1358 | 44.1765 | 69.4871 | 69.7649 | -48 | -48.8365 | -182.2377 | 183.2172 | -182.2377 | 183.2172 | 68.3108 | 103.825 | 120 | 121.8236 | 120 | 121.7723 | -159.5 | -162.4276 | -165 | -171.373 | -168.7 | -175.3139 | -168.4 | -175.1073 | 360.2715 | 365.7291
2021-03-03 13:00 | -56 | -56.5685 | 35.4426 | 35.5533 | 68.774 | 68.8361 | -55 | -55.5788 | -179.4692 | 180.2638 | -179.4692 | 180.2638 | 67.3986 | 105.5009 | 119.4 | 121.4463 | 119.4 | 121.338 | -159.5 | -162.5807 | -165 | -171.536 | -168.7 | -175.3561 | -168.2 | -175.2044 | 350.7909 | 356.4025
2021-03-03 13:30 | -60 | -60.208 | 26.7333 | 26.9829 | 75.6216 | 75.6262 | -59 | -59.2115 | -182.5063 | 183.1909 | -182.5063 | 183.1909 | 78.9504 | 118.6453 | 119.4 | 121.9078 | 119.4 | 121.8477 | -159.8 | -163.5667 | -165.3 | -172.5811 | -169.2 | -176.7191 | -169 | -176.6727 | 343.264 | 349.5739
2021-03-03 14:00 | -56 | -57.4891 | 22.9087 | 23.8107 | 76.1044 | 76.601 | -56 | -57.4891 | -182.2048 | 183.8212 | -182.2048 | 183.8212 | 79.7977 | 94.7803 | 118.5 | 120.5616 | 118.8 | 120.8017 | -158.4 | -161.6 | -162.8 | -168.6412 | -166.4 | -172.5086 | -166.4 | -172.5086 | 346.8853 | 351.1789
2021-03-03 14:30 | -64 | -64.6297 | 21.2441 | 21.4592 | 82.7162 | 82.8155 | -64 | -64.6297 | -191.0606 | 191.859 | -191.0606 | 191.859 | 84.344 | 97.466 | 118.2 | 120.051 | 118.8 | 120.5388 | -158.1 | -161.1513 | -162.5 | -168.2216 | -166.2 | -172.1062 | -166 | -172.0175 | 348.4423 | 353.4349
2021-03-03 15:00 | -66 | -66.6108 | 26.1271 | 26.15 | 79.0349 | 79.0481 | -66 | -66.6108 | -177.0647 | 177.5748 | -177.0647 | 177.5748 | 79.2712 | 93.5939 | 118.8 | 120.6418 | 118.5 | 120.3464 | -158.7 | -161.5854 | -163.7 | -169.4068 | -167.2 | -173.0205 | -166.8 | -172.8682 | 363.7047 | 368.7327
2021-03-03 15:30 | -60 | -61.1882 | 15.1904 | 18.2903 | 75.0336 | 75.6441 | -60 | -61.1882 | -180.1642 | 181.6264 | -180.1642 | 181.6264 | 87.1711 | 119.876 | 123.6 | 125.3214 | 124.5 | 126.2091 | -164.5 | -167.6247 | -168.2 | -171.8233 | -172.5 | -176.213 | -172.2 | -176.0412 | 364.6525 | 364.6905
2021-03-03 16:00 | -63 | -64.1327 | 16.8451 | 19.5904 | 79.9166 | 80.4361 | -61 | -62.1691 | -189.1337 | 190.4945 | -189.1337 | 190.4945 | 84.8511 | 118.4431 | 124.2 | 125.5409 | 123.9 | 125.3332 | -165.2 | -167.5394 | -169.3 | -172.0432 | -173.4 | -176.1846 | -173.1 | -175.9967 | 368.6869 | 368.7845
2021-03-03 16:30 | -66 | -66.9104 | 19.9394 | 21.3993 | 83.3264 | 83.5516 | -66 | -66.9104 | -194.3043 | 195.8152 | -194.3043 | 195.8152 | 66.7014 | 114.9028 | 124.5 | 125.4735 | 125.1 | 126.1834 | -166.4 | -168.2824 | -171 | -173.7694 | -175.6 | -178.4562 | -175.1 | -178.1707 | 391.9432 | 392.0113
2021-03-03 17:00 | -68 | -68.884 | 14.987 | 18.0326 | 85.2004 | 85.5288 | -67 | -68.0661 | -203.4478 | 204.9069 | -203.4478 | 204.9069 | 67.4674 | 112.383 | 125.7 | 126.5566 | 125.1 | 126.0321 | -167.5 | -169.1544 | -171.7 | -174.307 | -176.7 | -179.5033 | -176.1 | -178.9838 | 389.3193 | 389.7544
2021-03-03 17:30 | -56 | -56.3205 | 40.4766 | 40.51 | 78.4772 | 78.5654 | -56 | -56.3205 | -196.6756 | 197.3925 | -196.6756 | 197.3925 | 51.5749 | 108.2214 | 126 | 127.3655 | 125.7 | 127.0687 | -167.9 | -170.3521 | -173 | -175.9895 | -177.1 | -180.0317 | -177 | -180.1423 | 368.2603 | 369.0121
2021-03-03 18:00 | -45 | -45.8912 | 52.3835 | 52.5685 | 65.8221 | 66.3486 | -44 | -44.911 | -187.1676 | 187.9726 | -187.1676 | 187.9726 | 55.2791 | 107.4257 | 124.5 | 125.7519 | 125.7 | 126.9401 | -167.2 | -169.3342 | -172.3 | -175.1021 | -176.7 | -179.5387 | -176.3 | -179.1806 | 368.2697 | 369.9802
2021-03-03 18:30 | -42 | -43.1741 | 64.0119 | 64.1907 | 63.6131 | 64.6294 | -42 | -43.1741 | -178.7506 | 180.0604 | -178.7506 | 180.0604 | 46.5038 | 101.1699 | 125.4 | 126.6014 | 126 | 127.2371 | -167.1 | -169.3315 | -172 | -174.8968 | -176.3 | -179.2164 | -176.1 | -179.1103 | 358.7539 | 360.2398
2021-03-03 19:00 | -33 | -34.4819 | 70.7614 | 70.8322 | 62.2752 | 63.2698 | -33 | -34.4819 | -183.1071 | 184.4452 | -183.1071 | 184.4452 | 39.2834 | 93.4998 | 124.5 | 125.8378 | 124.8 | 126.0914 | -166.6 | -169.037 | -171 | -173.9868 | -174.6 | -177.4902 | -174 | -176.9181 | 350.7341 | 352.8708
2021-03-03 19:30 | -42 | -43.4166 | 71.1425 | 71.1425 | 65.8741 | 66.7949 | -42 | -43.4166 | -183.8855 | 185.6209 | -183.8855 | 185.6209 | 42.2019 | 99.559 | 128.7 | 129.7156 | 129.6 | 130.6844 | -173.2 | -175.3383 | -176.7 | -179.4682 | -181.5 | -184.3342 | -181.1 | -183.9755 | 348.1588 | 349.8147
2021-03-03 20:00 | -38 | -39.0512 | 71.4883 | 71.4887 | 62.8021 | 63.4484 | -38 | -39.0512 | -186.1745 | 187.0684 | -186.1745 | 187.0684 | 50.1898 | 103.2255 | 129.9 | 131.0602 | 129 | 130.0894 | -172.1 | -174.5097 | -176.9 | -179.8607 | -181.2 | -184.1984 | -181 | -184.074 | 343.3803 | 344.7792
2021-03-03 20:30 | -38 | -38.833 | 65.0611 | 65.0737 | 65.1877 | 65.6811 | -38 | -39.0512 | -187.4782 | 188.1788 | -187.4782 | 188.1788 | 68.6358 | 115.8475 | 128.7 | 129.9945 | 128.4 | 129.8723 | -171 | -173.671 | -175.3 | -178.491 | -179.9 | -183.1406 | -179.3 | -182.6269 | 348.0222 | 349.6436
2021-03-03 21:00 | -41 | -41.7732 | 64.4904 | 64.5597 | 60.5466 | 61.0177 | -41 | -41.7732 | -176.9382 | 177.4839 | -176.9382 | 177.4839 | 79.9651 | 123.4248 | 127.8 | 129.2342 | 127.8 | 129.371 | -169.5 | -172.4822 | -173 | -176.3094 | -177.2 | -180.6041 | -176.9 | -180.4662 | 343.8747 | 345.8129
2021-03-03 21:30 | -42 | -42.5793 | 58.5347 | 58.5656 | 61.915 | 62.2006 | -42 | -42.5793 | -179.5827 | 179.9493 | -179.5827 | 179.9493 | 94.4806 | 132.6866 | 127.2 | 129.0715 | 128.1 | 129.9083 | -170.7 | -174.0336 | -172.5 | -176.1352 | -176.7 | -180.3499 | -176.3 | -180.0794 | 318.7842 | 321.5338
2021-03-03 22:00 | -38 | -38.4708 | 62.1611 | 62.1861 | 53.5017 | 53.6434 | -37 | -37.4833 | -160.2861 | 160.4309 | -160.2861 | 160.4309 | 102.9685 | 140.3139 | 129 | 131.3246 | 129.3 | 131.6193 | -172 | -176.2781 | -173.1 | -177.3081 | -177.7 | -181.9508 | -176.6 | -180.9636 | 286.3107 | 289.4918
2021-03-03 22:30 | -20 | -21.1896 | 69.7689 | 70.0427 | 39.6941 | 40.2867 | -20 | -21.1896 | -143.7019 | 144.0147 | -143.7019 | 144.0147 | 126.2649 | 156.4767 | 131.7 | 133.7627 | 130.8 | 133.0932 | -174.9 | -179.1088 | -175.3 | -179.6513 | -179.4 | -183.7835 | -179.3 | -183.8835 | 289.1649 | 293.0347
2021-03-03 23:00 | -20 | -21.1896 | 65.9578 | 66.3012 | 41.1856 | 41.6974 | -22 | -23.4094 | -146.1805 | 146.498 | -146.1805 | 146.498 | 132.7164 | 161.7688 | 132 | 134.1641 | 132.3 | 134.5131 | -175.7 | -179.9116 | -175.1 | -179.4342 | -179.9 | -184.2284 | -179.4 | -183.9367 | 278.6566 | 283.3413
2021-03-03 23:30 | -16 | -17.4642 | 73.1386 | 73.4729 | 32.4317 | 33.395 | -16 | -17.4642 | -144.4849 | 144.9443 | -144.4849 | 144.9443 | 116.5829 | 143.7334 | 132.3 | 133.9563 | 131.4 | 133.0675 | -176.3 | -179.7406 | -175 | -178.8894 | -180.2 | -184.3509 | -179.3 | -183.5351 | 275.8903 | 280.231
2021-03-04 | -10 | -12.2066 | 72.3003 | 72.8186 | 28.9875 | 29.9569 | -9 | -11.4018 | -128.0654 | 128.3802 | -128.0654 | 128.3802 | 124.652 | 152.0369 | 132 | 133.7556 | 132 | 133.66 | -175.4 | -178.8775 | -175.5 | -179.5246 | -179.8 | -183.8757 | -179.1 | -183.4041 | 269.7879 | 274.028
2021-03-04 00:30 | -14 | -16.1245 | 68.5032 | 69.1576 | 30.4275 | 31.257 | -15 | -17 | -123.3225 | 123.4761 | -123.3225 | 123.4761 | 124.6071 | 153.6645 | 132 | 133.9039 | 132.3 | 134.2503 | -175.1 | -178.9459 | -174.7 | -178.9785 | -178.8 | -183.1544 | -178.3 | -182.7977 | 259.0066 | 263.6158
2021-03-04 01:00 | -17 | -19.7231 | 63.8419 | 65.0645 | 33.0722 | 34.3866 | -15 | -18.0278 | -122.319 | 122.6759 | -122.319 | 122.6759 | 134.8708 | 161.4656 | 132.3 | 134.1003 | 132.3 | 134.3015 | -175.7 | -179.4716 | -175.5 | -179.7811 | -180.4 | -184.7167 | -180.3 | -184.8147 | 266.0908 | 270.3561
2021-03-04 01:30 | -15 | -17.4929 | 63.6497 | 64.5372 | 31.6646 | 32.3418 | -15 | -17.4929 | -120.0894 | 120.1745 | -120.0894 | 120.1745 | 136.0966 | 161.3252 | 131.4 | 133.3125 | 132.6 | 134.4954 | -175.2 | -178.8805 | -174.6 | -178.8159 | -178.8 | -183.252 | -178.6 | -183.1344 | 249.9266 | 255.7261
2021-03-04 02:00 | -22 | -23.0868 | 56.3559 | 57.3691 | 38.8963 | 39.3874 | -22 | -23.0868 | -127.6789 | 127.7492 | -127.6789 | 127.7492 | 134.1895 | 161.9926 | 132.3 | 135.0873 | 132.6 | 135.321 | -175.1 | -180.495 | -173.5 | -179.3669 | -178.2 | -184.1418 | -177 | -183.211 | 231.933 | 236.9742
2021-03-04 02:30 | -20 | -21.1896 | 57.0179 | 58.1551 | 37.1891 | 37.7811 | -20 | -21.5407 | -122.6712 | 122.7656 | -122.6712 | 122.7656 | 135.8278 | 163.971 | 132.6 | 135.3811 | 133.8 | 136.5567 | -176.1 | -181.4653 | -174.3 | -180.1662 | -178.6 | -184.5793 | -177.9 | -184.0807 | 224.5613 | 230.1958
2021-03-04 03:00 | -24 | -25 | 53.9874 | 55.0092 | 41.0153 | 41.4541 | -24 | -25 | -126.6144 | 126.6757 | -126.6144 | 126.6757 | 134.7651 | 162.8874 | 133.5 | 136.2628 | 132.9 | 135.8589 | -177.1 | -182.6541 | -174.4 | -180.3809 | -178.7 | -184.7774 | -178.7 | -184.8284 | 222.0222 | 227.0669
2021-03-04 03:30 | -22 | -23.7697 | 55.5819 | 57.0397 | 39.2023 | 40.1287 | -22 | -23.7697 | -121.8361 | 122.105 | -121.8361 | 122.105 | 135.9005 | 165.123 | 132.3 | 135.7927 | 132.9 | 136.501 | -176.4 | -182.5869 | -174.8 | -181.8244 | -179.1 | -186.1924 | -178.6 | -185.9324 | 226.8859 | 230.966
2021-03-04 04:00 | -22 | -23.7697 | 57.2953 | 58.4327 | 40.3294 | 41.2075 | -22 | -23.7697 | -123.0274 | 123.307 | -123.0274 | 123.307 | 134.2351 | 163.7951 | 133.2 | 136.3417 | 132.9 | 136.2439 | -176.5 | -182.8843 | -174.4 | -181.5088 | -178.7 | -185.9862 | -178.3 | -185.728 | 237.827 | 241.4974
2021-03-04 04:30 | -19 | -21.4709 | 64.6901 | 65.5627 | 36.398 | 37.5927 | -19 | -21.4709 | -119.3796 | 119.7562 | -119.3796 | 119.7562 | 131.6772 | 159.3375 | 132 | 135.1053 | 132.3 | 135.3984 | -174.9 | -180.7215 | -174.4 | -181.0719 | -179 | -185.8521 | -178.1 | -185.2033 | 258.5695 | 262.1222
2021-03-04 05:00 | -15 | -20.5183 | 73.3343 | 73.9223 | 35.23 | 37.8373 | -15 | -20.5183 | -121.0665 | 122.2583 | -121.0665 | 122.2583 | 127.5841 | 152.9733 | 131.7 | 133.9778 | 131.7 | 133.923 | -174.7 | -179.2655 | -175.1 | -180.7931 | -179.7 | -185.6942 | -179.3 | -185.5108 | 302.0708 | 305.2821
2021-03-04 05:30 | -17 | -21.4009 | 80.3034 | 80.4551 | 38.7866 | 41.8853 | -16 | -21.2603 | -132.677 | 134.5232 | -132.677 | 134.5232 | 101.3154 | 125.6039 | 130.8 | 133.2625 | 131.1 | 133.5 | -174.4 | -179.3627 | -176.1 | -183.1979 | -180.6 | -187.7994 | -180.5 | -187.841 | 323.1181 | 323.1331
2021-03-04 06:00 | -30 | -32.6956 | 74.1736 | 74.2294 | 52.9102 | 55.0041 | -30 | -32.6956 | -160.1428 | 162.0078 | -160.1428 | 162.0078 | 68.9815 | 106.0405 | 129.6 | 132.8929 | 130.2 | 133.8165 | -172.6 | -178.8062 | -176 | -181.296 | -180.3 | -185.5675 | -180.4 | -185.8795 | 332.2101 | 332.213
2021-03-04 06:30 | -32 | -33.8378 | 76.6938 | 76.9254 | 56.8593 | 57.5201 | -33 | -35.1141 | -172.1538 | 173.1622 | -172.1538 | 173.1622 | 41.8868 | 93.8513 | 129.3 | 132.4037 | 129.9 | 132.9897 | -172.8 | -178.3882 | -176.6 | -181.6186 | -180.8 | -185.9127 | -180.4 | -185.5744 | 369.8925 | 369.9798
2021-03-04 07:00 | -35 | -36.4006 | 70.4075 | 70.6195 | 63.9979 | 64.785 | -36 | -37.3631 | -176.5469 | 177.7328 | -176.5469 | 177.7328 | 87.2371 | 116.8541 | 128.4 | 131.8581 | 128.4 | 132.2074 | -170.8 | -176.6998 | -178.5 | -183.4898 | -182.7 | -187.6691 | -182.6 | -187.7099 | 445.8535 | 446.1292
2021-03-04 07:30 | -57 | -57.2189 | 53.2497 | 54.0712 | 74.549 | 74.5495 | -57 | -57.2189 | -191.853 | 192.5351 | -191.853 | 192.5351 | 76.7647 | 105.6257 | 128.7 | 131.9489 | 128.7 | 132.0153 | -170.8 | -176.4264 | -177.8 | -182.6474 | -182.2 | -187.0911 | -182.2 | -187.1824 | 440.8755 | 441.3493
2021-03-04 08:00 | -63 | -63.0714 | 42.3035 | 43.513 | 83.9916 | 83.9918 | -63 | -63.0714 | -204.5646 | 205.2535 | -204.5646 | 205.2535 | 35.1835 | 86.2125 | 130.5 | 133.7051 | 130.8 | 134.0634 | -172.9 | -178.6349 | -179 | -183.9301 | -183 | -187.9156 | -182.6 | -187.5489 | 380.9215 | 380.9638
2021-03-04 08:30 | -69 | -69.029 | 32.5203 | 34.1205 | 90.1933 | 90.2033 | -69 | -69.0652 | -212.0806 | 212.7108 | -212.0806 | 212.7108 | 33.3305 | 88.8342 | 129.6 | 132.8269 | 129.3 | 132.7347 | -171.4 | -177.0825 | -177.3 | -182.2993 | -181.5 | -186.5241 | -181.4 | -186.4962 | 400.7185 | 400.8132
2021-03-04 09:00 | -77 | -77 | 26.5851 | 29.0403 | 91.216 | 91.2857 | -77 | -77 | -214.1264 | 214.516 | -214.1264 | 214.516 | 42.516 | 92.4979 | 129.6 | 132.6967 | 129.9 | 133.0543 | -172.6 | -177.9728 | -178.6 | -183.5409 | -182.6 | -187.4581 | -182.6 | -187.5261 | 406.9026 | 406.9968
2021-03-04 09:30 | -84 | -84.006 | 17.2414 | 23.7315 | 103.2884 | 103.4604 | -85 | -85.0059 | -226.6912 | 226.8672 | -226.6912 | 226.8672 | 37.4131 | 93.8395 | 127.2 | 130.5534 | 126.9 | 130.4672 | -168.3 | -173.9566 | -175.1 | -179.9738 | -179.4 | -184.3654 | -179.5 | -184.5321 | 417.2783 | 417.4817
2021-03-04 10:00 | -89 | -89 | 13.8406 | 18.7115 | 102.9639 | 103.0292 | -89 | -89 | -225.9891 | 226.3029 | -225.9891 | 226.3029 | 43.928 | 95.7383 | 126.3 | 129.7451 | 126.9 | 130.3292 | -167.3 | -173.1687 | -175.2 | -180.2106 | -178.8 | -183.7125 | -179.5 | -184.6253 | 411.053 | 411.3346
2021-03-04 10:30 | -81 | -81.0062 | 11.2364 | 17.6869 | 98.3039 | 98.4716 | -81 | -81.0062 | -215.1291 | 215.271 | -215.1291 | 215.271 | 41.2206 | 97.3262 | 126.6 | 130.5327 | 125.7 | 129.7339 | -168.6 | -174.9749 | -175.2 | -180.689 | -179.2 | -184.5945 | -179.4 | -184.9092 | 396.8755 | 397.1819
2021-03-04 11:00 | -88 | -88.1419 | -3.2142 | 15.2618 | 105.1927 | 105.5339 | -89 | -89.0898 | -228.032 | 228.0985 | -228.032 | 228.0985 | 48.1792 | 98.9119 | 128.1 | 132.5097 | 127.8 | 132.2197 | -170.2 | -177.1408 | -175.4 | -181.1553 | -179.6 | -185.447 | -179.3 | -185.1815 | 356.5155 | 356.6701
2021-03-04 11:30 | -92 | -92.0489 | -8.9219 | 15.146 | 106.2218 | 106.508 | -91 | -91.0494 | -227.588 | 227.6584 | -227.588 | 227.6584 | 60.0959 | 95.5613 | 129.9 | 131.6836 | 129.6 | 131.3387 | -172.6 | -176.0931 | -177.3 | -182.5583 | -181.5 | -186.8518 | -181.3 | -186.7771 | 366.131 | 366.2641
2021-03-04 12:00 | -91 | -91.022 | -13.751 | 17.2555 | 105.26 | 105.4929 | -90 | -90.0222 | -221.9849 | 222.0582 | -221.9849 | 222.0582 | 64.4493 | 94.9849 | 129.6 | 131.2427 | 129.9 | 131.4459 | -172.2 | -175.1233 | -176.5 | -181.3822 | -180.7 | -185.6254 | -180.4 | -185.5004 | 376.6843 | 376.7556
2021-03-04 12:30 | -97 | -97.0206 | -16.4143 | 19.6107 | 111.3165 | 111.4775 | -97 | -97.0206 | -225.5915 | 225.6824 | -225.5915 | 225.6824 | 77.2817 | 103.5788 | 129.6 | 131.2904 | 130.8 | 132.2456 | -172.7 | -175.6579 | -177.5 | -182.3325 | -181.7 | -186.6499 | -181.4 | -186.4499 | 361.5977 | 361.6926
2021-03-04 13:00 | -91 | -91.0494 | -13.7691 | 17.9525 | 105.7033 | 106.0016 | -91 | -91.0494 | -213.4647 | 213.5017 | -213.4647 | 213.5017 | 69.2357 | 100.0144 | 129.6 | 131.4877 | 130.5 | 132.1789 | -173.2 | -176.5443 | -178 | -183.1007 | -182.2 | -187.3441 | -182.2 | -187.6054 | 358.4672 | 358.6384
2021-03-04 13:30 | -93 | -93.0484 | -23.1314 | 24.3527 | 105.038 | 105.2171 | -93 | -93.0215 | -217.3824 | 217.5317 | -217.3824 | 217.5317 | 64.4677 | 96.5826 | 130.5 | 132.4254 | 130.2 | 132.2333 | -173.8 | -177.4086 | -177 | -182.2431 | -181.6 | -187.0444 | -180.7 | -186.1219 | 329.4071 | 329.5296
2021-03-04 14:00 | -92 | -92.0489 | -15.2617 | 17.0374 | 104.7495 | 104.8865 | -92 | -92.0217 | -214.9977 | 215.2046 | -214.9977 | 215.2046 | 64.8308 | 96.3364 | 130.5 | 132.7431 | 130.8 | 133.0381 | -172.9 | -176.8566 | -177.3 | -182.7749 | -181.4 | -187.0925 | -180.9 | -186.7063 | 340.719 | 340.9014
2021-03-04 14:30 | -89 | -89.0505 | -14.9569 | 17.3603 | 106.7191 | 106.8649 | -89 | -89.0505 | -214.8154 | 214.9604 | -214.8154 | 214.9604 | 56.9547 | 91.7315 | 129.3 | 131.4541 | 129.9 | 132.1533 | -173.1 | -177.1366 | -177.3 | -183.0701 | -181.6 | -187.4837 | -181.3 | -187.268 | 342.6166 | 342.8159
2021-03-04 15:00 | -94 | -94.0213 | -15.3638 | 16.2378 | 102.4024 | 102.5409 | -93 | -93.0054 | -212.9192 | 213.0857 | -212.9192 | 213.0857 | 67.4866 | 94.0119 | 129.9 | 131.7833 | 129.3 | 131.0918 | -171.9 | -175.2108 | -177.7 | -182.8521 | -182 | -187.2432 | -181.9 | -187.2879 | 371.0289 | 371.1013
2021-03-04 15:30 | -86 | -86.0058 | -8.4164 | 9.8088 | 102.5728 | 102.6703 | -86 | -86.0058 | -215.6263 | 215.8173 | -215.6263 | 215.8173 | 58.2402 | 92.8071 | 129.9 | 131.9379 | 130.2 | 132.2861 | -172.5 | -176.4532 | -176.5 | -182.2704 | -180.6 | -186.5152 | -180.6 | -186.6591 | 359.8405 | 359.9078
2021-03-04 16:00 | -85 | -85 | -3.2767 | 3.6508 | 95.3857 | 95.4186 | -84 | -84.006 | -206.8867 | 207.2894 | -206.8867 | 207.2894 | 73.2078 | 101.673 | 128.1 | 129.9585 | 128.4 | 130.305 | -171.6 | -175.0338 | -177.5 | -182.8963 | -181.7 | -187.1895 | -181.4 | -187.1163 | 383.0816 | 383.1366
2021-03-04 16:30 | -78 | -78.0064 | -0.54556 | 1.6122 | 90.9975 | 91.0248 | -75 | -75.0067 | -203.7972 | 204.2709 | -203.7972 | 204.2709 | 66.094 | 99.3576 | 130.5 | 132.7984 | 130.5 | 132.6163 | -173.7 | -177.9372 | -176.8 | -183.0178 | -180.6 | -186.8699 | -181 | -187.5415 | 376.1116 | 376.1403
2021-03-04 17:00 | -75 | -75.0067 | 10.2221 | 10.5585 | 92.1404 | 92.1908 | -76 | -76.0066 | -212.4746 | 212.8493 | -212.4746 | 212.8493 | 54.2419 | 93.9489 | 129.9 | 131.8857 | 130.8 | 132.9836 | -173.1 | -177.0521 | -176.4 | -182.4259 | -180.2 | -186.3553 | -179.9 | -186.2193 | 377.7385 | 377.7391
2021-03-04 17:30 | -73 | -73.0274 | 13.5636 | 14.5522 | 90.2749 | 90.4376 | -73 | -73.0069 | -213.4265 | 213.599 | -213.4265 | 213.599 | 54.0761 | 94.3707 | 129.6 | 131.8035 | 130.8 | 132.8766 | -172.7 | -176.5981 | -177.8 | -183.8561 | -182 | -188.1679 | -181.7 | -187.9588 | 396.3279 | 396.3511
2021-03-04 18:00 | -69 | -69 | 28.0444 | 28.4569 | 88.5677 | 88.5722 | -69 | -69.0072 | -212.566 | 213.0885 | -212.566 | 213.0885 | 54.2272 | 92.3878 | 128.7 | 130.6006 | 129 | 131.0519 | -172.4 | -175.9768 | -178.2 | -183.8923 | -182.5 | -188.3803 | -182.4 | -188.4081 | 393.295 | 393.4849
2021-03-04 18:30 | -65 | -65.0077 | 35.2585 | 35.5852 | 86.7381 | 86.7393 | -66 | -66.0303 | -207.8424 | 208.3808 | -207.8424 | 208.3808 | 51.1628 | 90.625 | 129.6 | 131.5386 | 128.7 | 130.704 | -172.2 | -175.9639 | -177.7 | -183.5573 | -182 | -188.046 | -181.9 | -188.0757 | 392.7569 | 392.9994
2021-03-04 19:00 | -54 | -54.0833 | 50.9911 | 51.0187 | 74.8094 | 74.8099 | -52 | -52.0865 | -190.0096 | 190.7526 | -190.0096 | 190.7526 | 45.6835 | 89.2693 | 129.6 | 131.8035 | 129.3 | 131.4003 | -172.5 | -176.4025 | -177.8 | -183.8767 | -181.2 | -187.1712 | -180.8 | -186.9101 | 378.0753 | 378.3258
2021-03-04 19:30 | -59 | -59.1354 | 50.1244 | 50.1998 | 79.4439 | 79.4824 | -59 | -59.1354 | -198.1878 | 199.1991 | -198.1878 | 199.1991 | 45.7727 | 90.203 | 128.1 | 130.2197 | 128.4 | 130.4614 | -171.3 | -175.2083 | -176.8 | -182.5859 | -181.1 | -187.0493 | -180.9 | -186.9563 | 380.3016 | 380.4555
2021-03-04 20:00 | -61 | -61.0082 | 47.5585 | 47.8335 | 79.3038 | 79.3214 | -63 | -63.0079 | -196.2004 | 196.6621 | -196.2004 | 196.6621 | 58.3119 | 101.0077 | 128.4 | 130.7921 | 128.7 | 131.2019 | -171.4 | -175.8478 | -176.5 | -182.8059 | -180.8 | -187.1662 | -180 | -186.5503 | 380.8802 | 381.1058
2021-03-04 20:30 | -65 | -65.0692 | 35.524 | 35.7874 | 85.4792 | 85.4829 | -67 | -67.0298 | -200.8538 | 201.185 | -200.8538 | 201.185 | 76.9154 | 113.2879 | 129.6 | 131.1957 | 129.6 | 131.2904 | -172.8 | -175.8668 | -176.9 | -181.1051 | -181.5 | -185.8122 | -181.1 | -185.6831 | 366.6926 | 366.9248
2021-03-04 21:00 | -62 | -62.0322 | 35.2668 | 35.3668 | 81.8481 | 81.8726 | -62 | -62.0725 | -190.9152 | 191.1528 | -190.9152 | 191.1528 | 89.0944 | 122.8379 | 129.6 | 131.5386 | 129.3 | 131.2431 | -173.1 | -176.5634 | -176.6 | -181.1094 | -180.9 | -185.4267 | -180.6 | -185.4194 | 357.471 | 357.6898
2021-03-04 21:30 | -67 | -67 | 27.8607 | 27.9393 | 84.9078 | 84.9412 | -67 | -67.0075 | -196.8721 | 197.0513 | -196.8721 | 197.0513 | 100.2675 | 131.3218 | 128.1 | 130.3289 | 128.7 | 130.864 | -170.2 | -174.1466 | -172.9 | -177.7874 | -176.7 | -181.5998 | -176.6 | -181.736 | 332.3641 | 332.5003
2021-03-04 22:00 | -58 | -58 | 28.2458 | 28.3121 | 77.7843 | 77.8961 | -58 | -58 | -180.1739 | 180.2242 | -180.1739 | 180.2242 | 99.6991 | 123.413 | 127.5 | 129.0282 | 127.5 | 128.9375 | -169.5 | -172.24 | -171.5 | -175.7902 | -175.3 | -179.6951 | -175.3 | -179.8951 | 303.0576 | 303.0797
2021-03-04 22:30 | -56 | -56.0803 | 31.0078 | 31.5134 | 71.6459 | 71.6723 | -56 | -56.0803 | -176.4234 | 176.658 | -176.4234 | 176.658 | 126.0068 | 143.9906 | 128.4 | 129.7402 | 128.1 | 129.4433 | -171.6 | -174.0869 | -172.4 | -176.5598 | -176.5 | -180.779 | -176.2 | -180.6391 | 316.2013 | 316.3236
2021-03-04 23:00 | -51 | -51.0882 | 31.6925 | 32.8538 | 67.0559 | 67.0641 | -50 | -50.0899 | -173.2412 | 173.5992 | -173.2412 | 173.5992 | 128.6557 | 145.3574 | 128.7 | 130.1689 | 128.7 | 130.3067 | -171.3 | -174.2886 | -172.4 | -176.912 | -175.9 | -180.4798 | -175.4 | -180.151 | 316.7728 | 317.2588
2021-03-04 23:30 | -33 | -33.3766 | 48.4741 | 49.266 | 48.9489 | 49.1409 | -33 | -33.541 | -160.0599 | 160.427 | -160.0599 | 160.427 | 125.9971 | 145.8704 | 130.5 | 131.9935 | 130.2 | 131.6969 | -174.5 | -177.4024 | -175.1 | -179.2497 | -179.3 | -183.6425 | -178.9 | -183.4049 | 308.7225 | 309.2946
2021-03-05 | -36 | -36.6742 | 43.5903 | 44.8797 | 51.8233 | 52.1651 | -36 | -36.6742 | -155.9721 | 156.3208 | -155.9721 | 156.3208 | 130.205 | 148.7728 | 131.7 | 132.7296 | 131.1 | 132.2895 | -175.5 | -177.9455 | -175.1 | -179.2184 | -179.5 | -183.8594 | -179.2 | -183.7196 | 296.829 | 297.6381
2021-03-05 00:30 | -36 | -36.4966 | 37.199 | 39.0648 | 52.8971 | 52.9434 | -38 | -38.4708 | -153.1158 | 153.1953 | -153.1158 | 153.1953 | 135.2751 | 153.7751 | 131.4 | 132.7523 | 131.1 | 132.5868 | -174.5 | -177.3203 | -174.7 | -179.1098 | -178.6 | -183.201 | -178.8 | -183.6667 | 286.2686 | 287.0116
2021-03-05 01:00 | -27 | -27.4591 | 45.7931 | 47.344 | 42.626 | 42.8446 | -27 | -27.4591 | -135.2878 | 135.3306 | -135.2878 | 135.3306 | 127.6561 | 149.5726 | 131.1 | 132.5868 | 131.1 | 132.7242 | -174.5 | -177.6489 | -173.8 | -178.5476 | -177.8 | -182.7163 | -177.6 | -182.7079 | 261.7387 | 262.8978
2021-03-05 01:30 | -43 | -43.0465 | 32.6481 | 33.4915 | 53.6513 | 54.0547 | -42 | -42.0476 | -150.4699 | 150.5298 | -150.4699 | 150.5298 | 130.6454 | 151.8987 | 131.7 | 133.5084 | 131.7 | 133.3637 | -175.2 | -178.5645 | -174.2 | -179.0751 | -178.6 | -183.6568 | -177.9 | -183.1649 | 245.2047 | 246.4187
2021-03-05 02:00 | -30 | -30.1496 | 41.2142 | 42.5915 | 44.64 | 44.8104 | -30 | -30.1496 | -134.7904 | 134.7931 | -134.7904 | 134.7931 | 137.4368 | 158.1812 | 132 | 133.8044 | 131.7 | 133.5084 | -175.7 | -179.2703 | -174.4 | -179.4565 | -178.3 | -183.4588 | -178 | -183.3816 | 242.6111 | 243.8036
2021-03-05 02:30 | -27 | -27.2947 | 42.2622 | 43.4546 | 42.4147 | 42.743 | -27 | -27.2947 | -130.7861 | 130.8176 | -130.7861 | 130.8176 | 135.9722 | 157.7579 | 132.3 | 134.2503 | 132 | 134.006 | -175.8 | -179.6309 | -174.2 | -179.5257 | -178.1 | -183.5268 | -177.9 | -183.6017 | 228.8032 | 230.078
2021-03-05 03:00 | -28 | -28.6356 | 41.3075 | 43.1757 | 43.8489 | 43.9529 | -29 | -29.6142 | -133.0608 | 133.0674 | -133.0608 | 133.0674 | 139.5841 | 162.8525 | 131.7 | 133.6082 | 132 | 133.9039 | -175.3 | -179.1416 | -173.8 | -179.0644 | -178.3 | -183.7451 | -177.8 | -183.6264 | 231.8714 | 233.1116
2021-03-05 03:30 | -27 | -27.4591 | 43.9017 | 45.4008 | 41.9833 | 42.1108 | -27 | -27.4591 | -129.4988 | 129.4988 | -129.4988 | 129.4988 | 138.0901 | 160.1154 | 131.4 | 133.2125 | 132 | 133.8044 | -175.6 | -179.2522 | -173.5 | -178.7491 | -177.6 | -182.9934 | -177.3 | -182.897 | 239.8762 | 241.0965
2021-03-05 04:00 | -22 | -23.0868 | 49.6131 | 51.5655 | 38.5972 | 39.0752 | -22 | -23.0868 | -127.137 | 127.2093 | -127.137 | 127.2093 | 141.9974 | 161.8778 | 130.8 | 132.3354 | 130.8 | 132.3813 | -174.2 | -177.3355 | -173.1 | -177.9124 | -177.4 | -182.3271 | -176.9 | -182.1483 | 256.9916 | 258.4598
2021-03-05 04:30 | -27 | -27.8927 | 46.9692 | 48.3263 | 44.8745 | 45.1838 | -28 | -29.1204 | -137.3252 | 137.392 | -137.3252 | 137.392 | 129.5138 | 149.9149 | 131.4 | 132.8834 | 131.7 | 133.225 | -175 | -177.9923 | -173.8 | -178.5476 | -177.6 | -182.407 | -177.6 | -182.49 | 266.9136 | 267.9974
2021-03-05 05:00 | -33 | -33.9559 | 46.8139 | 48.0052 | 50.7287 | 51.2692 | -33 | -34.2053 | -149.1631 | 149.4753 | -149.1631 | 149.4753 | 117.8889 | 140.0528 | 130.8 | 132.074 | 131.4 | 132.5868 | -174.5 | -177.1973 | -174.3 | -178.8086 | -178.5 | -183.1258 | -178 | -182.7906 | 282.4708 | 283.2645
2021-03-05 05:30 | -30 | -31.3209 | 65.8536 | 66.0611 | 43.2473 | 44.3984 | -30 | -31.6228 | -146.2077 | 146.9194 | -146.2077 | 146.9194 | 111.6322 | 138.5298 | 130.5 | 133.5758 | 131.4 | 134.3293 | -174 | -179.3794 | -176 | -180.2261 | -180.5 | -184.7419 | -180.4 | -184.7167 | 335.5625 | 335.6048
2021-03-05 06:00 | -25 | -27.313 | 69.0402 | 69.1873 | 46.6481 | 48.1007 | -25 | -27.313 | -157.677 | 158.8207 | -157.677 | 158.8207 | 86.8616 | 119.5355 | 130.2 | 132.7316 | 130.5 | 133.2638 | -173.7 | -178.4962 | -177.1 | -180.883 | -181.4 | -185.2355 | -181.1 | -185.085 | 345.0789 | 345.0957
2021-03-05 06:30 | -33 | -33.2415 | 66.6182 | 66.662 | 53.8579 | 54.0671 | -33 | -33.2415 | -176.6247 | 177.1917 | -176.6247 | 177.1917 | 57.2052 | 105.3891 | 128.7 | 131.4404 | 129.3 | 131.9676 | -171.5 | -176.2864 | -176.9 | -180.6871 | -181.6 | -185.4314 | -181 | -184.8642 | 360.0988 | 360.2086
2021-03-05 07:00 | -29 | -29.4279 | 69.0671 | 69.1717 | 53.5911 | 53.8188 | -29 | -29.4279 | -174.9259 | 175.4885 | -174.9259 | 175.4885 | 112.1368 | 123.695 | 126.6 | 129.1426 | 126.9 | 129.5562 | -168.2 | -172.5127 | -176.4 | -182.3547 | -180.5 | -186.612 | -180.4 | -186.6766 | 469.8825 | 470.2896
2021-03-05 07:30 | -56 | -56 | 46.7568 | 48.0748 | 75.9386 | 76.0625 | -56 | -56 | -208.9759 | 209.1611 | -208.9759 | 209.1611 | 33.2442 | 63.1112 | 128.4 | 131.1467 | 128.4 | 131.2701 | -170.5 | -175.5253 | -175.2 | -181.6564 | -179 | -185.5856 | -178.8 | -185.4988 | 365.6243 | 367.3263
2021-03-05 08:00 | -62 | -62.0081 | 36.6272 | 38.4795 | 80.325 | 80.5642 | -61 | -61.0082 | -217.0442 | 217.1276 | -217.0442 | 217.1276 | 31.2796 | 62.4919 | 129 | 131.4962 | 129 | 131.8571 | -171.2 | -176.041 | -176.2 | -182.4459 | -180.4 | -186.91 | -180.1 | -186.6205 | 379.7476 | 380.7944
2021-03-05 08:30 | -65 | -65.0308 | 29.4851 | 32.5211 | 86.4004 | 86.7687 | -65 | -65.0308 | -223.4263 | 223.4473 | -223.4263 | 223.4473 | 29.7828 | 64.2553 | 129.9 | 132.4961 | 129 | 131.7953 | -171.1 | -176.2273 | -176.8 | -183.4017 | -181 | -187.3573 | -180.8 | -187.2174 | 376.0932 | 376.8285
2021-03-05 09:00 | -77 | -77.0584 | 17.1059 | 20.9711 | 96.8796 | 97.0836 | -76 | -76.0263 | -234.7798 | 234.847 | -234.7798 | 234.847 | 27.9466 | 91.4885 | 130.5 | 133.0844 | 130.2 | 132.8495 | -171.4 | -176.3055 | -176.2 | -179.492 | -179.6 | -183.7262 | -180.1 | -183.4528 | 354.3582 | 355.9114
2021-03-05 09:30 | -75 | -75.06 | 18.9963 | 23.3859 | 95.5397 | 95.8268 | -75 | -75.06 | -228.8329 | 228.8638 | -228.8329 | 228.8638 | 22.9369 | 89.4379 | 123.9 | 126.6814 | 123.9 | 126.9369 | -164.2 | -168.4299 | -168.8 | -171.5625 | -172.9 | -175.8966 | -172.6 | -175.7397 | 356.7501 | 358.1897
2021-03-05 10:00 | -74 | -74.108 | 7.3765 | 13.7496 | 95.3402 | 95.6123 | -77 | -77.0584 | -230.7014 | 230.7127 | -230.7014 | 230.7127 | 22.1045 | 89.6745 | 118.5 | 121.658 | 118.8 | 122.1011 | -157.7 | -162.9843 | -162.4 | -166.4848 | -166.4 | -170.4259 | -166.5 | -170.7399 | 361.3289 | 362.6697
2021-03-05 10:30 | -77 | -77.026 | 2.8399 | 11.3996 | 93.5936 | 93.898 | -76 | -76.0263 | -225.4412 | 225.45 | -225.4412 | 225.45 | 21.9775 | 87.7366 | 112.8 | 115.7802 | 111.6 | 114.5434 | -149.2 | -151.549 | -153.6 | -155.9634 | -157.5 | -159.3609 | -157.3 | -159.3359 | 364.0055 | 365.2769
2021-03-05 11:00 | -79 | -79.0063 | 6.8682 | 8.3832 | 88.2214 | 88.2614 | -79 | -79.0063 | -214.6566 | 214.871 | -214.6566 | 214.871 | 19.7806 | 84.7841 | 110.4 | 113.3067 | 109.8 | 112.8594 | -146.8 | -150.7561 | -152.4 | -155.3922 | -156.1 | -159.0842 | -155.9 | -158.9059 | 361.2317 | 362.0284
2021-03-05 11:30 | -73 | -73 | -2.3388 | 6.1261 | 87.0422 | 87.315 | -73 | -73 | -217.4938 | 217.5393 | -217.4938 | 217.5393 | 27.3383 | 87.0729 | 114.9 | 118.0297 | 116.1 | 119.4757 | -154 | -158.3759 | -157.6 | -160.9974 | -161.5 | -164.9953 | -161.3 | -164.6441 | 336.272 | 337.654
2021-03-05 12:00 | -76 | -76 | -5.7276 | 6.9692 | 90.1042 | 90.2368 | -76 | -76 | -222.6584 | 222.7614 | -222.6584 | 222.7614 | 42.1944 | 86.1907 | 116.7 | 119.5179 | 115.8 | 118.6393 | -152.9 | -156.8771 | -158.4 | -161.3858 | -162 | -165.9969 | -162.2 | -165.8576 | 358.2842 | 359.0501
2021-03-05 12:30 | -76 | -76 | -13.1424 | 13.7423 | 88.2625 | 88.5107 | -76 | -76 | -213.5244 | 213.5477 | -213.5244 | 213.5477 | 41.8014 | 86.9412 | 115.2 | 118.2537 | 115.8 | 118.8382 | -153.4 | -157.5905 | -159.7 | -162.7192 | -163.8 | -166.8392 | -163.5 | -166.5638 | 352.6774 | 353.6951
2021-03-05 13:00 | -86 | -86.0058 | -19.4123 | 19.9531 | 93.2806 | 93.6379 | -86 | -86.0058 | -210.7431 | 210.7458 | -210.7431 | 210.7458 | 39.7696 | 88.8517 | 115.8 | 119.4739 | 116.1 | 119.6188 | -153.7 | -158.7444 | -159.4 | -163.3053 | -164 | -167.9262 | -163.9 | -167.8933 | 337.3143 | 338.6463
2021-03-05 13:30 | -88 | -88.0511 | -19.0359 | 19.8012 | 98.9634 | 99.3 | -89 | -89.0505 | -216.7697 | 216.7752 | -216.7697 | 216.7752 | 52.2683 | 94.8584 | 116.4 | 120.0555 | 115.5 | 119.2575 | -154.3 | -159.1769 | -158.1 | -162.2586 | -161.3 | -165.4446 | -161.6 | -166.0077 | 322.9401 | 323.9751
2021-03-05 14:00 | -87 | -87.0517 | -14.5865 | 14.6785 | 95.5184 | 95.6643 | -85 | -85.0529 | -207.8555 | 207.9173 | -207.8555 | 207.9173 | 57.4605 | 89.8773 | 115.8 | 119.7748 | 117 | 120.8598 | -155.7 | -160.8059 | -159.2 | -163.4885 | -163.2 | -167.5656 | -163.1 | -167.7446 | 318.9426 | 319.6797
2021-03-05 14:30 | -76 | -76.0066 | -14.5059 | 14.5748 | 86.9767 | 87.228 | -76 | -76 | -193.8659 | 193.9005 | -193.8659 | 193.9005 | 69.5461 | 96.3073 | 115.2 | 116.6919 | 115.2 | 116.6919 | -154.3 | -156.5591 | -158.4 | -162.3732 | -162.2 | -166.2561 | -162.3 | -166.4641 | 328.3685 | 328.9946
2021-03-05 15:00 | -73 | -73 | -15.576 | 15.634 | 76.8157 | 77.4213 | -73 | -73 | -187.8025 | 187.8112 | -187.8025 | 187.8112 | 56.939 | 92.4183 | 117 | 118.6636 | 116.7 | 118.2689 | -155.9 | -158.1698 | -158.9 | -162.8209 | -162.5 | -166.6148 | -162.5 | -166.6591 | 318.5609 | 319.1334
2021-03-05 15:30 | -80 | -80.0562 | -23.9835 | 24.05 | 90.4175 | 90.8031 | -78 | -78.0256 | -205.1646 | 205.1662 | -205.1646 | 205.1662 | 60.4769 | 99.2327 | 122.7 | 126.0346 | 123.6 | 126.911 | -163.3 | -169.3755 | -166.2 | -171.0898 | -170.4 | -175.2164 | -169.5 | -174.9448 | 319.5977 | 320.2322
2021-03-05 16:00 | -77 | -77.026 | -12.2304 | 12.4944 | 91.1837 | 91.6971 | -78 | -78.0577 | -208.927 | 208.9403 | -208.927 | 208.9403 | 58.2063 | 95.8614 | 121.8 | 125.228 | 122.4 | 125.6065 | -162.4 | -167.9589 | -165.9 | -170.8063 | -169.9 | -174.3276 | -169.7 | -174.8042 | 347.3833 | 348.2585
2021-03-05 16:30 | -78 | -78.1025 | -9.8514 | 10.5972 | 91.6855 | 92.2806 | -78 | -78.1025 | -220.0246 | 220.0467 | -220.0246 | 220.0467 | 67.6252 | 150.3913 | 130.5 | 134.3186 | 129.9 | 133.3192 | -172.8 | -178.528 | -177 | -182.5894 | -181.7 | -187.243 | -181.4 | -187.129 | 364.9162 | 364.9162
2021-03-05 17:00 | -78 | -78.0577 | -1.4104 | 2.2459 | 93.832 | 94.1524 | -79 | -79.0253 | -222.2487 | 222.26 | -222.2487 | 222.26 | 63.1399 | 140.4779 | 129.9 | 131.3555 | 130.8 | 132.3813 | -174.5 | -176.8925 | -178.9 | -183.3812 | -183.3 | -188.7173 | -182.9 | -188.5988 | 370.4586 | 370.4742
2021-03-05 17:30 | -71 | -71.0282 | 16.9861 | 17.6973 | 87.5171 | 87.8832 | -70 | -70.0286 | -214.9485 | 214.9563 | -214.9485 | 214.9563 | 53.0563 | 143.3802 | 130.5 | 132.3248 | 130.8 | 132.8675 | -173.3 | -177.4992 | -178.1 | -184.075 | -182.9 | -188.7068 | -182.3 | -188.3064 | 381.5841 | 381.5973
2021-03-05 18:00 | -67 | -67.0075 | 27.4613 | 27.6292 | 85.3568 | 85.4675 | -66 | -66 | -214.6812 | 214.8036 | -214.6812 | 214.8036 | 55.4734 | 142.485 | 130.8 | 132.1584 | 130.5 | 131.9935 | -174 | -176.4445 | -178.4 | -182.0466 | -183.1 | -186.627 | -182.4 | -187.0058 | 365.1263 | 365.4227
2021-03-05 18:30 | -61 | -61.0082 | 36.3477 | 36.3904 | 80.7448 | 80.8115 | -60 | -60.0333 | -210.0274 | 210.1929 | -210.0274 | 210.1929 | 56.347 | 144.133 | 130.2 | 131.6521 | 129.9 | 131.539 | -173.3 | -175.713 | -177.3 | -181.6117 | -182.4 | -186.9711 | -182.2 | -186.5984 | 362.6746 | 363.2214
2021-03-05 19:00 | -59 | -59 | 41.0509 | 41.3217 | 79.3895 | 79.5395 | -58 | -58 | -205.9746 | 206.0908 | -205.9746 | 206.0908 | 24.8371 | 131.7761 | 130.2 | 131.9795 | 130.2 | 131.9795 | -173.5 | -176.799 | -176.8 | -181.5257 | -181.2 | -186.0376 | -180.8 | -185.7415 | 304.1892 | 304.3585
2021-03-05 19:30 | -58 | -58.0775 | 43.5539 | 43.6716 | 78.0401 | 78.0528 | -58 | -58.0775 | -206.1563 | 206.4211 | -206.1563 | 206.4211 | 48.2892 | 139.197 | 129.3 | 130.5886 | 129.6 | 131.0145 | -173.3 | -175.541 | -177.2 | -181.5709 | -181.9 | -186.1268 | -181.7 | -185.7052 | 348.121 | 348.598
2021-03-05 20:00 | -50 | -50.04 | 49.3804 | 49.4642 | 70.8684 | 70.9258 | -50 | -50.0899 | -194.3936 | 194.5286 | -194.3936 | 194.5286 | 55.4618 | 142.0561 | 129.6 | 131.1038 | 130.2 | 131.8352 | -172.7 | -176.481 | -177.7 | -182.3237 | -181.8 | -187.0308 | -181.5 | -186.7536 | 340.2128 | 340.5536
2021-03-05 20:30 | -59 | -59 | 36.9514 | 37.2072 | 79.313 | 79.4879 | -59 | -59 | -198.447 | 198.4724 | -198.447 | 198.4724 | 70.3388 | 149.4695 | 129.6 | 131.8827 | 129.6 | 131.2904 | -172.2 | -175.6024 | -176.3 | -181.3269 | -180.3 | -185.6949 | -180.4 | -185.3526 | 328.5938 | 329.169
2021-03-05 21:00 | -63 | -63.0079 | 31.4495 | 31.855 | 81.3263 | 81.6747 | -63 | -63.0079 | -201.2606 | 201.2715 | -201.2606 | 201.2715 | 76.9682 | 152.1603 | 128.1 | 130.853 | 127.2 | 130.034 | -169.2 | -174.0497 | -172.6 | -178.6148 | -176.8 | -183.0423 | -176.7 | -182.3623 | 320.9081 | 321.2134
2021-03-05 21:30 | -60 | -60.075 | 32.7298 | 33.055 | 76.53 | 77.091 | -59 | -59.0762 | -195.7657 | 195.8383 | -195.7657 | 195.8383 | 83.9428 | 159.5221 | 127.8 | 131.0049 | 127.8 | 131.1673 | -169.3 | -174.9286 | -171.4 | -178.4646 | -175.7 | -183.0922 | -175.1 | -182.4665 | 295.7258 | 296.1216
2021-03-05 22:00 | -68 | -68 | 18.4607 | 18.5049 | 85.344 | 85.5847 | -68 | -68 | -204.5913 | 204.615 | -204.5913 | 204.615 | 102.6018 | 124.2909 | 128.4 | 130.5148 | 129.6 | 131.5386 | -171.8 | -175.5108 | -172.7 | -178.1186 | -177 | -182.5571 | -176.8 | -182.5432 | 294.9875 | 294.9914
2021-03-05 22:30 | -59 | -59 | 25.3227 | 25.5735 | 73.5626 | 73.9155 | -58 | -58 | -194.5579 | 194.5836 | -194.5579 | 194.5836 | 119.2898 | 137.6674 | 129.6 | 131.5903 | 131.4 | 133.4673 | -174.6 | -178.5817 | -175.1 | -180.7651 | -179.1 | -184.985 | -178.9 | -184.9201 | 288.3347 | 288.338
2021-03-05 23:00 | -49 | -49.0102 | 25.0794 | 25.6008 | 71.1737 | 71.4663 | -50 | -50.01 | -191.5388 | 191.5438 | -191.5388 | 191.5438 | 126.7036 | 145.3866 | 131.1 | 133.3331 | 131.1 | 133.628 | -173.7 | -178.107 | -173.5 | -179.7795 | -177.3 | -183.7612 | -176.9 | -183.5876 | 278.1838 | 278.2119
2021-03-05 23:30 | -47 | -47 | 32.1807 | 32.6428 | 61.9873 | 62.3506 | -47 | -47 | -188.1015 | 188.1022 | -188.1015 | 188.1022 | 116.6794 | 139.0918 | 130.8 | 133.3202 | 131.4 | 134.0258 | -173.9 | -178.8972 | -174 | -181.0414 | -177.5 | -184.6815 | -177.3 | -184.7401 | 285.9837 | 286.0179
2021-03-06 | -39 | -39 | 35.4003 | 36.0663 | 54.5794 | 55.0631 | -40 | -40 | -169.0695 | 169.0907 | -169.0695 | 169.0907 | 120.9883 | 143.2927 | 131.4 | 134.392 | 129.9 | 132.9257 | -172.9 | -178.4602 | -173.1 | -180.3688 | -177.1 | -184.464 | -176.9 | -184.3844 | 279.6635 | 279.6845
2021-03-06 00:30 | -49 | -49 | 23.7541 | 24.5935 | 63.6699 | 64.278 | -47 | -47 | -172.0175 | 172.1381 | -172.0175 | 172.1381 | 122.3915 | 145.6541 | 130.2 | 133.2827 | 130.2 | 133.3472 | -172.9 | -178.8376 | -172.2 | -179.7075 | -176.7 | -184.3343 | -175.9 | -183.798 | 260.6354 | 260.669
2021-03-06 01:00 | -49 | -49 | 21.0869 | 22.5757 | 62.5473 | 63.0609 | -50 | -50 | -167.927 | 168.0376 | -167.927 | 168.0376 | 126.386 | 149.7187 | 131.7 | 134.8766 | 131.7 | 135.2764 | -175.1 | -180.9814 | -174.1 | -182.4003 | -178.1 | -186.2979 | -177.7 | -185.9284 | 253.7821 | 253.8577
2021-03-06 01:30 | -51 | -51 | 21.2015 | 22.8094 | 60.0811 | 60.7397 | -51 | -51 | -163.9862 | 164.1607 | -163.9862 | 164.1607 | 131.8246 | 155.2622 | 131.7 | 135.0073 | 130.5 | 134.1778 | -174.3 | -180.5904 | -173.1 | -181.1131 | -177.4 | -185.0685 | -176.6 | -185.0503 | 245.3738 | 245.4704
2021-03-06 02:00 | -56 | -56 | 12.3095 | 14.8992 | 69.0152 | 69.5083 | -55 | -55 | -167.714 | 167.8305 | -167.714 | 167.8305 | 139.038 | 159.6369 | 131.4 | 134.7147 | 132.6 | 135.7556 | -176 | -182.2325 | -174.5 | -182.438 | -178.2 | -187.0444 | -177.8 | -186.5098 | 233.5632 | 233.5635
2021-03-06 02:30 | -61 | -61.0082 | 6.7755 | 9.2476 | 73.0087 | 73.8009 | -60 | -60.0083 | -173.6474 | 173.9502 | -173.6474 | 173.9502 | 133.772 | 156.7011 | 131.4 | 135.1932 | 132.3 | 135.9983 | -174.7 | -181.7971 | -172.6 | -181 | -177.1 | -183.7856 | -176.6 | -184.9198 | 219.844 | 219.9144
2021-03-06 03:00 | -60 | -60.075 | 6.2095 | 7.7743 | 73.1571 | 74.155 | -60 | -60.075 | -174.5075 | 174.9575 | -174.5075 | 174.9575 | 128.944 | 151.8579 | 131.7 | 135.4147 | 132.9 | 136.5821 | -175.9 | -182.5397 | -173.9 | -181.5908 | -177.7 | -186.0534 | -177.5 | -186.0642 | 209.6875 | 209.759
2021-03-06 03:30 | -57 | -57.0088 | 9.321 | 11.9963 | 69.9479 | 70.5932 | -57 | -57 | -170.9723 | 171.2397 | -170.9723 | 171.2397 | 133.2447 | 155.0768 | 131.1 | 134.2908 | 131.7 | 134.9417 | -175.1 | -181.0513 | -173.1 | -180.7802 | -177 | -185.1418 | -176.8 | -184.6143 | 206.9234 | 207.0471
2021-03-06 04:00 | -53 | -53 | 11.2206 | 16.4894 | 67.0393 | 67.3227 | -54 | -54 | -167.5033 | 167.5789 | -167.5033 | 167.5789 | 135.8103 | 154.5262 | 132 | 134.7331 | 132.3 | 135.2721 | -174.5 | -179.9157 | -171.6 | -180.1406 | -176 | -184.0966 | -175.7 | -184.0655 | 216.7836 | 217.8013
2021-03-06 04:30 | -49 | -49.0918 | 21.5002 | 25.4209 | 56.6137 | 56.9096 | -49 | -49.163 | -154.3171 | 154.3656 | -154.3171 | 154.3656 | 139.5968 | 156.9167 | 131.7 | 134.2033 | 131.1 | 133.6146 | -174.1 | -179.3669 | -172.5 | -179.4081 | -176.6 | -183.4873 | -176.1 | -183.6928 | 230.7155 | 231.5635
2021-03-06 05:00 | -46 | -46.2709 | 23.5656 | 27.1071 | 57.665 | 57.8059 | -45 | -45.3982 | -157.7236 | 157.7277 | -157.7236 | 157.7277 | 134.3827 | 154.3252 | 131.4 | 134.3293 | 132 | 135.1696 | -175.8 | -181.4433 | -173.5 | -180.8221 | -178.6 | -185.3284 | -178 | -184.6815 | 234.4097 | 235.1719
2021-03-06 05:30 | -38 | -38.833 | 31.4604 | 34.7557 | 53.5986 | 53.7577 | -34 | -34.9285 | -154.995 | 155.0866 | -154.995 | 155.0866 | 140.0419 | 157.3074 | 132.6 | 134.9176 | 132.9 | 135.2681 | -175.9 | -180.8562 | -175.5 | -181.1692 | -178.8 | -185.6331 | -178.1 | -186.6994 | 265.9058 | 266.554
2021-03-06 06:00 | -36 | -36.8782 | 37.633 | 39.9452 | 51.6781 | 51.8542 | -36 | -36.8782 | -155.2649 | 155.408 | -155.2649 | 155.408 | 136.6825 | 154.2118 | 132.6 | 134.206 | 131.7 | 133.558 | -175.3 | -178.8434 | -175.7 | -179.5067 | -179.8 | -183.9994 | -179.2 | -184.0155 | 282.1863 | 282.7142
2021-03-06 06:30 | -37 | -37.2156 | 33.7434 | 35.342 | 54.2505 | 54.4686 | -36 | -36.2215 | -163.0248 | 163.0303 | -163.0248 | 163.0303 | 95.5151 | 116.7986 | 132.9 | 135.2681 | 131.7 | 134.3792 | -174.9 | -180.3352 | -174.4 | -180.7266 | -178.6 | -185.5329 | -178.5 | -185.7289 | 240.6167 | 242.2757
2021-03-06 07:00 | -33 | -33.1361 | 36.8102 | 37.9689 | 51.5822 | 51.8203 | -33 | -33.2415 | -161.3674 | 161.3682 | -161.3674 | 161.3682 | 98.106 | 119.3033 | 131.1 | 133.4437 | 131.1 | 133.5 | -174.6 | -179.3493 | -174.5 | -180.5893 | -179 | -185.2466 | -178.6 | -185.0944 | 254.126 | 255.7261
2021-03-06 07:30 | -50 | -50 | 19.868 | 20.7377 | 65.791 | 66.3364 | -50 | -50 | -182.6619 | 182.7083 | -182.6619 | 182.7083 | 84.9917 | 119.2124 | 131.1 | 133.1196 | 130.8 | 132.9836 | -174.5 | -178.6752 | -174.9 | -180.6247 | -179.2 | -184.985 | -178.8 | -184.8996 | 243.7124 | 243.8377
2021-03-06 08:00 | -61 | -61 | 6.4022 | 10.1213 | 74.6555 | 74.9187 | -61 | -61.0082 | -191.4478 | 191.4565 | -191.4478 | 191.4565 | 83.5085 | 110.9632 | 132 | 133.7556 | 132.3 | 134.0037 | -175.6 | -179.0345 | -175.6 | -180.5701 | -179.8 | -184.8901 | -179.8 | -185.177 | 227.8428 | 228.0304
2021-03-06 08:30 | -57 | -57.0351 | 2.1809 | 11.3307 | 70.0083 | 70.2038 | -57 | -57.0789 | -181.9728 | 181.9756 | -181.9728 | 181.9756 | 84.1154 | 112.1271 | 131.1 | 132.6777 | 131.7 | 133.3168 | -174.6 | -178.1327 | -174.4 | -179.5302 | -178.3 | -183.4824 | -177.8 | -183.1394 | 224.7618 | 224.8779
2021-03-06 09:00 | -58 | -58.0775 | -3.2442 | 13.4095 | 69.0134 | 69.1829 | -59 | -59.0762 | -170.5322 | 170.5358 | -170.5322 | 170.5358 | 86.9378 | 113.6624 | 117.6 | 119.4079 | 117.3 | 119.2722 | -156 | -158.7648 | -158.5 | -162.9043 | -161.4 | -165.836 | -161.3 | -165.8543 | 248.0858 | 248.1005
2021-03-06 09:30 | -49 | -49.0102 | -4.206 | 11.9314 | 57.8475 | 58.3125 | -49 | -49.0102 | -153.7427 | 153.7453 | -153.7427 | 153.7453 | 82.4252 | 110.6328 | 109.8 | 112.0816 | 109.2 | 111.8063 | -146.3 | -149.6108 | -147.6 | -152.2401 | -151.4 | -156.1938 | -151 | -155.9301 | 238.7354 | 238.8792
2021-03-06 10:00 | -49 | -49 | -10.6696 | 15.99 | 53.2443 | 53.8026 | -49 | -49.0102 | -142.6579 | 142.6676 | -142.6579 | 142.6676 | 83.2005 | 115.2548 | 110.4 | 113.1076 | 109.8 | 112.6547 | -146.8 | -149.3025 | -147.9 | -152.1226 | -151.4 | -156.0053 | -151.5 | -156.1571 | 215.7312 | 216.0956
2021-03-06 10:30 | -41 | -41.1096 | -12.8671 | 18.1973 | 47.5639 | 48.2388 | -41 | -41.0488 | -131.0686 | 131.0902 | -131.0686 | 131.0902 | 89.8725 | 119.2218 | 108.3 | 111.7616 | 108.9 | 112.6439 | -145.3 | -149.937 | -146.3 | -152.2521 | -150.2 | -156.428 | -149.6 | -155.9254 | 204.966 | 205.7187
2021-03-06 11:00 | -44 | -44.0454 | -17.9169 | 22.7042 | 46.7994 | 47.3645 | -43 | -43.0465 | -126.3293 | 126.3575 | -126.3293 | 126.3575 | 96.493 | 126.1829 | 108.3 | 112.3783 | 109.5 | 113.6953 | -145.9 | -151.6328 | -146.2 | -153.4093 | -149.9 | -157.6152 | -149.4 | -157.4203 | 195.1992 | 196.1863
2021-03-06 11:30 | -36 | -36.2215 | -13.1018 | 19.3533 | 39.5639 | 40.0533 | -35 | -35.2278 | -114.1162 | 114.1178 | -114.1162 | 114.1178 | 101.6667 | 131.9423 | 110.4 | 114.1708 | 109.5 | 113.7764 | -146.2 | -151.5093 | -146.7 | -154.3272 | -150.2 | -158.5612 | -149.5 | -157.1341 | 190.8091 | 191.2018
2021-03-06 12:00 | -30 | -30.2655 | -10.5495 | 18.8405 | 34.7247 | 35.1825 | -30 | -30.2655 | -104.4765 | 104.488 | -104.4765 | 104.488 | 106.2605 | 136.1446 | 110.1 | 113.8044 | 108.3 | 112.4588 | -144.1 | -150.0953 | -144.8 | -152.1752 | -148.4 | -156.2525 | -148 | -155.9642 | 189.178 | 189.5697
2021-03-06 12:30 | -35 | -35.3553 | -17.9121 | 23.8739 | 39.4891 | 39.8339 | -33 | -33.3766 | -109.9188 | 109.9214 | -109.9188 | 109.9214 | 110.2025 | 138.3084 | 108.6 | 112.6675 | 108.9 | 112.7988 | -146.8 | -150.363 | -147.1 | -152.8898 | -150.5 | -156.237 | -149.7 | -157.0135 | 187.905 | 188.0995
2021-03-06 13:00 | -30 | -30.4138 | -11.9968 | 19.9067 | 34.0364 | 34.4195 | -30 | -30.4138 | -102.0811 | 102.111 | -102.0811 | 102.111 | 110.0508 | 138.6871 | 109.8 | 113.7459 | 109.2 | 113.4063 | -145.8 | -150.5889 | -146.5 | -152.9366 | -149.9 | -156.7617 | -149.7 | -156.4716 | 183.2798 | 183.7807
2021-03-06 13:30 | -31 | -31.5753 | -11.4649 | 20.2721 | 33.7667 | 34.0089 | -32 | -32.7567 | -101.3043 | 101.3736 | -101.3043 | 101.3736 | 113.5666 | 142.8859 | 108.3 | 113.4817 | 107.7 | 112.8195 | -143.1 | -150.5709 | -144.2 | -153.7598 | -147.5 | -157.083 | -147.4 | -157.1336 | 191.2306 | 191.9672
2021-03-06 14:00 | -26 | -26.6833 | -7.771 | 18.5075 | 33.0751 | 33.2746 | -26 | -26.6833 | -99.1689 | 99.239 | -99.1689 | 99.239 | 111.8103 | 145.1092 | 108.6 | 112.9929 | 108 | 112.4164 | -144.6 | -150.124 | -145.4 | -152.6432 | -148.9 | -156.5968 | -148.5 | -156.4732 | 196.3806 | 196.4158
2021-03-06 14:30 | -32 | -32.5576 | -10.1602 | 19.6298 | 36.4155 | 36.563 | -31 | -31.7805 | -105.6798 | 105.7333 | -105.6798 | 105.7333 | 109.4496 | 142.0822 | 108 | 111.7741 | 108.9 | 112.4172 | -144.8 | -150.3516 | -146.1 | -153.7555 | -149.8 | -156.7854 | -149.3 | -157.5017 | 203.9705 | 204.1835
2021-03-06 15:00 | -28 | -28.6356 | -1.2549 | 17.4041 | 32.6375 | 32.8381 | -27 | -27.8927 | -101.6585 | 101.7725 | -101.6585 | 101.7725 | 98.4479 | 139.2156 | 108 | 112.1699 | 108.3 | 112.4588 | -145 | -150.6731 | -146.7 | -153.787 | -150.2 | -157.5483 | -150 | -157.4827 | 202.395 | 202.5005
2021-03-06 15:30 | -27 | -27.8927 | 6.6638 | 17.4841 | 30.9797 | 31.3161 | -27 | -27.8927 | -99.8742 | 99.9062 | -99.8742 | 99.9062 | 98.8977 | 137.2436 | 107.4 | 111.4309 | 107.4 | 111.0405 | -143.7 | -148.3558 | -145.4 | -152.0566 | -148.9 | -156.1023 | -148.3 | -155.7771 | 235.5851 | 235.8464
2021-03-06 16:00 | -25 | -25.9615 | 13.6224 | 22.0234 | 32.8248 | 33.0393 | -25 | -25.9615 | -106.342 | 106.4695 | -106.342 | 106.4695 | 83.2896 | 129.3501 | 107.1 | 110.7504 | 105.9 | 109.7463 | -142.1 | -147.0674 | -143.9 | -151.0127 | -147.5 | -154.7768 | -147 | -154.5454 | 248.3868 | 248.683
2021-03-06 16:30 | -23 | -24.6982 | 23.0481 | 30.1501 | 33.3453 | 33.9175 | -23 | -24.6982 | -112.8551 | 113.2356 | -112.8551 | 113.2356 | 98.5726 | 141.2246 | 121.2 | 124.9301 | 121.5 | 124.6622 | -163.9 | -169.1216 | -165.4 | -173.0548 | -169.1 | -176.9147 | -168.5 | -176.6387 | 253.6745 | 253.8557
2021-03-06 17:00 | -15 | -17.4929 | 43.048 | 46.7848 | 25.6741 | 26.5915 | -15 | -17.4929 | -109.113 | 109.5607 | -109.113 | 109.5607 | 88.8291 | 136.176 | 128.7 | 132.2187 | 129 | 132.7194 | -170.4 | -176.7896 | -171.6 | -180.1073 | -175.1 | -183.7761 | -175.2 | -183.9592 | 256.1586 | 256.1696
2021-03-06 17:30 | -2 | -11.1803 | 56.1051 | 59.4409 | 19.531 | 21.5009 | -2 | -11.1803 | -104.4893 | 105.428 | -104.4893 | 105.428 | 80.5396 | 131.1108 | 131.1 | 134.4221 | 130.2 | 133.4781 | -172.8 | -179.0075 | -173.1 | -181.4769 | -177.3 | -185.9336 | -176.9 | -185.7646 | 256.7446 | 256.751
2021-03-06 18:00 | -3 | -12.3693 | 72.4205 | 74.9177 | 15.3803 | 18.4234 | -2 | -12.1655 | -101.9545 | 103.2253 | -101.9545 | 103.2253 | 81.2012 | 127.9732 | 129.9 | 133.1196 | 129 | 132.4424 | -172.5 | -178.4766 | -173.9 | -182.0025 | -178.3 | -186.5607 | -177.3 | -185.8081 | 277.77 | 277.7766
2021-03-06 18:30 | 4 | 13.6015 | 86.4355 | 88.5768 | 6.7026 | 13.275 | 4 | 13.6015 | -86.8301 | 88.7643 | -86.8301 | 88.7643 | 68.0658 | 115.7807 | 127.8 | 130.9393 | 128.1 | 131.2976 | -169.7 | -175.4122 | -171.3 | -179.1353 | -174.9 | -182.9289 | -174.3 | -182.5325 | 269.7813 | 269.7836
2021-03-06 19:00 | 10 | 16.4012 | 91.1011 | 93.0185 | 7.3071 | 14.3276 | 10 | 16.4012 | -94.5358 | 96.5052 | -94.5358 | 96.5052 | 76.0891 | 123.1589 | 127.8 | 131.2057 | 128.4 | 132.0153 | -170.4 | -176.4218 | -173.1 | -181.1791 | -177.3 | -185.5757 | -176.9 | -185.3123 | 276.5565 | 276.5578
2021-03-06 19:30 | 0 | 13 | 83.395 | 85.182 | 17.3025 | 21.4597 | 0 | 13.0384 | -112.6209 | 114.3614 | -112.6209 | 114.3614 | 74.6588 | 118.5588 | 128.7 | 131.7533 | 128.1 | 131.2976 | -170.2 | -175.7131 | -172.2 | -179.4887 | -176.1 | -183.9436 | -176.1 | -183.8334 | 283.1204 | 283.1249
2021-03-06 20:00 | -2 | -12.1655 | 84.7035 | 85.9697 | 15.0864 | 17.83 | -1 | -12.0416 | -108.6954 | 109.6706 | -108.6954 | 109.6706 | 83.7394 | 127.0637 | 129 | 132.1758 | 128.7 | 132.0825 | -170.9 | -176.7375 | -172.9 | -181.7819 | -177.4 | -185.2668 | -176.7 | -185.3365 | 283.2458 | 283.2528
2021-03-06 20:30 | -2 | -12.1655 | 80.6686 | 82.7419 | 15.9449 | 19.4306 | -3 | -12.3693 | -100.157 | 101.5403 | -100.157 | 101.5403 | 94.6992 | 134.8054 | 128.4 | 131.7902 | 128.7 | 132.0825 | -171.2 | -177.3324 | -173.3 | -181.3215 | -177.7 | -185.8434 | -177.3 | -185.5742 | 285.3758 | 285.3787
2021-03-06 21:00 | -2 | -12.1655 | 76.6702 | 79.0184 | 18.5797 | 21.7658 | -2 | -13.1529 | -104.3846 | 105.618 | -104.3846 | 105.618 | 104.1413 | 141.7994 | 129.3 | 132.8716 | 129.3 | 132.8028 | -171.3 | -178.8034 | -173.9 | -182.5417 | -178.4 | -187.5098 | -178.1 | -187.4655 | 283.7873 | 283.7942
2021-03-06 21:30 | 0 | 11 | 75.771 | 78.0271 | 16.746 | 19.5315 | 0 | 11 | -104.2137 | 105.093 | -104.2137 | 105.093 | 119.0144 | 155.7772 | 129.6 | 133.3027 | 129.6 | 133.5162 | -171.1 | -178.5007 | -172.9 | -181.0438 | -177.2 | -185.4399 | -176.6 | -186.4479 | 279.656 | 279.6743
2021-03-06 22:00 | -2 | -12.1655 | 76.1201 | 78.8296 | 13.1199 | 16.665 | -1 | -12.0416 | -97.3975 | 98.0597 | -97.3975 | 98.0597 | 128.7814 | 161.6958 | 129.9 | 133.387 | 129.9 | 133.387 | -172.5 | -178.5453 | -173.5 | -182.0654 | -177.9 | -186.8085 | -177.1 | -186.2935 | 269.775 | 270.2643
2021-03-06 22:30 | 0 | 11 | 70.8746 | 74.3119 | 14.887 | 18.0966 | 0 | 12 | -105.3551 | 106.1136 | -105.3551 | 106.1136 | 137.7275 | 168.4572 | 128.4 | 132.2074 | 129 | 132.8617 | -172 | -178.7473 | -173 | -181.5812 | -177.4 | -185.7893 | -176.3 | -185.626 | 265.9823 | 266.4227
2021-03-06 23:00 | 4 | 12.6491 | 72.54 | 75.6664 | 11.6753 | 14.9157 | 2 | 11.1803 | -103.4698 | 104.0789 | -103.4698 | 104.0789 | 140.0564 | 172.011 | 127.5 | 131.1206 | 128.4 | 132.0658 | -169 | -176.388 | -169 | -178.5422 | -173.6 | -183.5072 | -173 | -182.6595 | 266.2184 | 266.7521
2021-03-06 23:30 | 18 | 21.095 | 86.2666 | 88.807 | -3.3527 | 10.0855 | 17 | 20.2485 | -90.5773 | 91.5123 | -90.5773 | 91.5123 | 122.3009 | 158.5833 | 128.1 | 131.6347 | 128.4 | 132.2074 | -170.9 | -177.4017 | -170.2 | -178.6385 | -174.2 | -183.0345 | -173.8 | -182.7164 | 271.1769 | 271.9116
2021-03-07 | 10 | 14.8661 | 77.3754 | 80.4385 | 2.2346 | 9.5525 | 10 | 14.8661 | -91.1373 | 91.7462 | -91.1373 | 91.7462 | 127.3441 | 154.5386 | 127.5 | 131.1206 | 126.9 | 130.897 | -170.8 | -176.4946 | -170.5 | -178.2309 | -174.6 | -182.6637 | -174 | -182.3373 | 257.6673 | 257.7313
2021-03-07 00:30 | 15 | 18.6011 | 76.9916 | 80.7235 | -1.295 | 10.0818 | 14 | 17.8045 | -80.3048 | 80.9643 | -80.3048 | 80.9643 | 137.6901 | 163.7021 | 129.6 | 133.4444 | 129.6 | 133.5162 | -171.6 | -178.256 | -170.9 | -180.3136 | -174.8 | -183.6031 | -175.2 | -184.3929 | 252.7863 | 252.8425
2021-03-07 01:00 | 17 | 20.8087 | 77.9659 | 81.5325 | -3.1921 | 10.1173 | 17 | 20.8087 | -70.998 | 71.4736 | -70.998 | 71.4736 | 143.4298 | 169.4184 | 129.9 | 134.1003 | 129.6 | 133.7354 | -172.2 | -179.5935 | -171.4 | -180.5349 | -175 | -184.2982 | -174.9 | -184.5514 | 252.1251 | 252.1869
2021-03-07 01:30 | 12 | 16.9706 | 80.2663 | 83.8344 | -6.8989 | 11.6355 | 12 | 16.9706 | -60.4107 | 60.9888 | -60.4107 | 60.9888 | 150.0057 | 176.2634 | 129.9 | 134.1003 | 130.2 | 134.391 | -173.3 | -180.7619 | -172.6 | -181.8312 | -176.1 | -185.4996 | -176 | -185.8176 | 239.3592 | 239.4304
2021-03-07 02:00 | 23 | 25.9422 | 80.8813 | 84.6557 | -8.0753 | 12.8653 | 21 | 24.1868 | -57.7164 | 58.3595 | -57.7164 | 58.3595 | 157.0385 | 182.178 | 130.5 | 134.8312 | 130.5 | 134.9833 | -172.2 | -180.3194 | -171.2 | -180.9838 | -175.7 | -185.63 | -175 | -185.1955 | 236.0793 | 236.2744
2021-03-07 02:30 | 27 | 29.9666 | 85.2595 | 89.0917 | -13.6762 | 17.4734 | 28 | 30.8707 | -47.5104 | 48.3143 | -47.5104 | 48.3143 | 156.0444 | 180.6142 | 130.8 | 135.3502 | 130.5 | 134.9833 | -172.7 | -180.8266 | -170.7 | -180.8716 | -175 | -185.3927 | -174.9 | -185.5975 | 228.2856 | 228.8953
2021-03-07 03:00 | 22 | 26.0768 | 79.7378 | 84.0392 | -9.27 | 14.388 | 21 | 24.6982 | -55.9944 | 56.6712 | -55.9944 | 56.6712 | 161.0601 | 184.9854 | 130.5 | 134.6816 | 129.9 | 134.1751 | -172.2 | -179.7648 | -170.5 | -180.0308 | -175.8 | -185.6924 | -175.2 | -185.4827 | 230.6838 | 231.4275
2021-03-07 03:30 | 29 | 31.7805 | 82.8996 | 86.9214 | -12.4133 | 16.3845 | 28 | 30.8707 | -50.2682 | 50.9544 | -50.2682 | 50.9544 | 161.43 | 185.4405 | 129.9 | 134.2506 | 130.2 | 134.6078 | -171.8 | -179.6135 | -170.3 | -180.1622 | -174.9 | -184.776 | -174.7 | -184.9448 | 229.3577 | 230.1178
2021-03-07 04:00 | 31 | 33.6155 | 89.7228 | 93.3513 | -18.1731 | 21.1573 | 31 | 33.6155 | -39.2025 | 40.2334 | -39.2025 | 40.2334 | 157.3225 | 181.8453 | 130.8 | 134.8986 | 130.5 | 134.7561 | -171.8 | -179.9672 | -170.5 | -180.362 | -174.7 | -184.6943 | -174.1 | -184.7432 | 220.1201 | 221.0362
2021-03-07 04:30 | 27 | 29.9666 | 92.2252 | 95.8087 | -19.803 | 22.7507 | 27 | 29.9666 | -36.8712 | 37.9549 | -36.8712 | 37.9549 | 155.6647 | 180.3201 | 129.9 | 134.1751 | 130.2 | 134.5409 | -172.7 | -180.3998 | -171.3 | -180.8892 | -175.7 | -185.1892 | -175.1 | -185.2983 | 222.1939 | 223.14
2021-03-07 05:00 | 35 | 37.6962 | 94.2796 | 97.9584 | -20.4021 | 23.9837 | 34 | 36.4006 | -36.7161 | 38.4777 | -36.7161 | 38.4777 | 154.3873 | 179.1259 | 129 | 133.1541 | 129.6 | 133.9603 | -173.2 | -180.5244 | -171.4 | -182.1157 | -176.4 | -186.1633 | -176 | -186.3595 | 223.2509 | 224.1956
2021-03-07 05:30 | 38 | 40.4969 | 99.0347 | 102.414 | -23.8507 | 26.9169 | 38 | 40.4969 | -38.7437 | 39.9009 | -38.7437 | 39.9009 | 147.2488 | 173.0342 | 130.8 | 134.7531 | 130.5 | 134.7561 | -173.1 | -180.5503 | -172 | -181.3904 | -176.1 | -185.7549 | -175.8 | -185.4433 | 221.7449 | 222.6519
2021-03-07 06:00 | 32 | 34.9285 | 94.4059 | 97.8869 | -19.0466 | 22.6278 | 33 | 35.8469 | -47.9071 | 48.9664 | -47.9071 | 48.9664 | 146.0148 | 171.1106 | 130.8 | 134.6101 | 130.2 | 134.0986 | -173.7 | -180.5482 | -172.9 | -182.117 | -176.9 | -186.228 | -177.1 | -186.4481 | 228.9315 | 229.8924
2021-03-07 06:30 | 34 | 36.4006 | 95.7145 | 99.0954 | -23.1601 | 25.4759 | 35 | 37.3363 | -43.9468 | 45.1729 | -43.9468 | 45.1729 | 125.1564 | 154.3582 | 129.6 | 133.6617 | 130.8 | 134.7531 | -172.7 | -180.2762 | -172 | -180.5359 | -175.8 | -185.058 | -175.9 | -185.1201 | 219.5281 | 220.1688
2021-03-07 07:00 | 38 | 39.8497 | 91.4724 | 94.618 | -21.317 | 23.1046 | 38 | 39.8497 | -45.0692 | 45.5729 | -45.0692 | 45.5729 | 119.0926 | 150.5915 | 129.6 | 133.8098 | 129.3 | 133.5943 | -172.2 | -180.0253 | -170.6 | -180.1001 | -174.7 | -184.6474 | -174.4 | -184.4977 | 209.8454 | 210.2461
2021-03-07 07:30 | 24 | 27.2947 | 82.4374 | 86.1354 | -10.6949 | 14.9947 | 24 | 26.8328 | -61.3961 | 62.1583 | -61.3961 | 62.1583 | 117.1262 | 147.3674 | 129.3 | 133.4447 | 129.3 | 133.4447 | -172.7 | -179.5262 | -172.4 | -181.1996 | -176.5 | -185.532 | -176.3 | -185.5354 | 209.7593 | 210.0492
2021-03-07 08:00 | 19 | 21.9545 | 77.7466 | 81.4908 | -12.3828 | 15.4011 | 19 | 22.4722 | -57.6884 | 58.2583 | -57.6884 | 58.2583 | 98.3993 | 133.1893 | 128.1 | 132.5097 | 130.2 | 134.6933 | -170.2 | -177.754 | -170 | -179.6243 | -174.3 | -183.9243 | -173.8 | -183.9634 | 200.931 | 200.9445
2021-03-07 08:30 | 13 | 17.0294 | 61.5973 | 66.2578 | -2.1551 | 8.6415 | 14 | 17.8045 | -70.0391 | 70.3511 | -70.0391 | 70.3511 | 103.5518 | 137.3473 | 129.6 | 133.8847 | 129.9 | 134.3266 | -172.4 | -179.2895 | -171.7 | -181.0116 | -175.8 | -184.9957 | -175.8 | -185.2866 | 198.6429 | 198.643
2021-03-07 09:00 | 12 | 15.6205 | 56.9108 | 61.7311 | -3.1704 | 8.3267 | 12 | 15.6205 | -64.9065 | 64.9394 | -64.9065 | 64.9394 | 100.2924 | 134.6859 | 129.9 | 134.1751 | 129.9 | 134.3266 | -172.1 | -180.0396 | -171.6 | -181.0742 | -175.8 | -185.5656 | -175.5 | -185.4757 | 175.334 | 175.3891
2021-03-07 09:30 | 1 | 9.0554 | 37.5382 | 44.1532 | 4.1135 | 8.0098 | 1 | 9.0554 | -76.2127 | 76.2343 | -76.2127 | 76.2343 | 100.8232 | 134.1218 | 130.5 | 134.9833 | 130.2 | 134.7705 | -170.6 | -179.2754 | -170.3 | -179.2733 | -174.2 | -184.019 | -173.6 | -183.7745 | 164.5777 | 164.7927
2021-03-07 10:00 | 4 | 8.9443 | 34.7518 | 41.1704 | 1.4681 | 6.3696 | 4 | 9.8489 | -66.4879 | 66.4919 | -66.4879 | 66.4919 | 112.1942 | 145.9329 | 129.9 | 134.7962 | 130.2 | 134.6933 | -173 | -181.8378 | -171 | -181.2209 | -175 | -185.4919 | -174.9 | -185.5975 | 140.3199 | 141.3811
2021-03-07 10:30 | 7 | 12.2066 | 28.0266 | 35.6817 | 0.5175 | 7.968 | 7 | 12.2066 | -66.5966 | 66.7326 | -66.5966 | 66.7326 | 113.6382 | 144.1406 | 130.2 | 134.2435 | 129.9 | 134.1751 | -169.8 | -177.4091 | -170.3 | -179.4909 | -174.3 | -183.6975 | -173.8 | -183.7004 | 145.4399 | 145.6039
2021-03-07 11:00 | 0 | 11.0454 | 36.0673 | 42.3164 | 10.0165 | 13.2241 | 0 | 11.0454 | -75.6311 | 75.7755 | -75.6311 | 75.7755 | 119.5312 | 150.2485 | 127.8 | 131.6969 | 128.4 | 132.5728 | -168 | -175.407 | -167.8 | -176.7088 | -172.5 | -181.7049 | -172.1 | -181.5468 | 150.4426 | 150.7448
2021-03-07 11:30 | -19 | -20.2485 | 15.9979 | 24.5596 | 24.6796 | 25.2212 | -19 | -20.6155 | -93.284 | 93.3509 | -93.284 | 93.3509 | 115.7751 | 146.2109 | 127.5 | 131.1909 | 128.1 | 131.7041 | -170.2 | -176.6503 | -169.5 | -177.3853 | -173.3 | -181.4886 | -173.2 | -181.6023 | 135.791 | 136.481
2021-03-07 12:00 | -31 | -31.5753 | 11.328 | 20.3511 | 36.0642 | 36.2273 | -31 | -31.7805 | -103.2879 | 103.3443 | -103.2879 | 103.3443 | 108.9025 | 138.7492 | 128.4 | 131.6562 | 128.4 | 131.6562 | -170.2 | -176.2363 | -168.6 | -176.378 | -172.7 | -180.6496 | -172.4 | -180.4512 | 169.6792 | 170.4326
2021-03-07 12:30 | -15 | -17 | 6.0766 | 18.8578 | 17.9165 | 18.5109 | -15 | -17 | -80.2908 | 80.3852 | -80.2908 | 80.3852 | 99.1097 | 127.4851 | 126.6 | 129.3849 | 125.1 | 128.1734 | -168.8 | -173.9467 | -169.5 | -176.3574 | -173.2 | -180.384 | -173.2 | -180.5526 | 191.8474 | 191.9835
2021-03-07 13:00 | -10 | -17.2047 | 13.254 | 26.2327 | 13.0617 | 16.935 | -10 | -17.2047 | -73.4428 | 74.8636 | -73.4428 | 74.8636 | 110.4 | 141.0631 | 130.5 | 133.6402 | 130.2 | 133.4781 | -172.4 | -178.8246 | -169.9 | -178.0037 | -173.9 | -181.9681 | -173.7 | -182.2164 | 171.5778 | 172.0787
2021-03-07 13:30 | -2 | -12.1655 | 16.4262 | 28.3101 | 8.432 | 13.909 | -2 | -11.1803 | -65.5202 | 67.3582 | -65.5202 | 67.3582 | 129.4315 | 157.5805 | 130.8 | 133.9331 | 130.5 | 133.6402 | -172 | -178.6416 | -170.8 | -178.9829 | -175 | -183.374 | -174.6 | -183.2693 | 174.853 | 175.4393
2021-03-07 14:00 | -8 | -17 | 30.4673 | 38.863 | 14.8829 | 20.5371 | -7 | -17.4642 | -74.72 | 77.7498 | -74.72 | 77.7498 | 118.2738 | 145.0496 | 127.8 | 131.3428 | 128.7 | 132.2187 | -171.2 | -177.4026 | -172.6 | -181.1941 | -176.8 | -185.7668 | -176.4 | -185.4078 | 189.1236 | 189.4331
2021-03-07 14:30 | 0 | 14 | 33.4072 | 40.0654 | 2.7291 | 11.9751 | 0 | 14 | -73.4431 | 75.7411 | -73.4431 | 75.7411 | 113.2135 | 144.3149 | 127.8 | 130.9393 | 127.8 | 130.9393 | -170 | -174.9339 | -172.5 | -179.8924 | -176.4 | -184.5095 | -176.2 | -184.8052 | 225.1516 | 225.4115
2021-03-07 15:00 | -3 | -15.2971 | 38.3702 | 43.4671 | 11.6435 | 17.0471 | -2 | -15.0333 | -95.0832 | 97.0954 | -95.0832 | 97.0954 | 109.7459 | 142.2007 | 129 | 132.3078 | 129.6 | 132.9596 | -172.4 | -177.7387 | -172.2 | -180.8702 | -176.6 | -185.2595 | -176.4 | -185.1811 | 219.8737 | 220.0387
2021-03-07 15:30 | -5 | -15.8114 | 44.7773 | 49.4124 | 12.8444 | 18.5589 | -6 | -17.088 | -101.3014 | 103.5675 | -101.3014 | 103.5675 | 88.872 | 124.2852 | 126.6 | 129.6378 | 126.3 | 129.4099 | -166.7 | -172.154 | -171.9 | -179.4977 | -174.8 | -183.7782 | -175.1 | -183.8561 | 271.4636 | 271.6676
2021-03-07 16:00 | 3 | 17.2627 | 58.5322 | 62.0634 | 9.0623 | 17.2322 | 3 | 16.2788 | -95.5127 | 98.3899 | -95.5127 | 98.3899 | 99.3756 | 131.8129 | 128.4 | 131.1467 | 128.4 | 131.0859 | -172.8 | -177.9782 | -176 | -182.94 | -180 | -187.0085 | -179.3 | -187.1402 | 283.6024 | 283.7453
2021-03-07 16:30 | 11 | 21.095 | 72.8444 | 76.4657 | 0.18356 | 17.4979 | 11 | 21.9545 | -82.3631 | 86.3454 | -82.3631 | 86.3454 | 70.9143 | 108.0258 | 128.4 | 131.0258 | 128.1 | 130.7319 | -171.2 | -175.7223 | -174.3 | -181.2206 | -178.5 | -185.3687 | -178.4 | -185.316 | 277.5517 | 277.7265
2021-03-07 17:00 | 24 | 31.241 | 94.1754 | 96.9841 | -9.5102 | 21.8154 | 24 | 31.8904 | -73.2223 | 78.5881 | -73.2223 | 78.5881 | 79.8493 | 107.3945 | 128.4 | 129.6555 | 128.1 | 129.4433 | -169.7 | -171.6072 | -173 | -178.0839 | -176.9 | -182.0864 | -177.4 | -182.8521 | 299.9639 | 300.1929
2021-03-07 17:30 | 23 | 29.2062 | 98.7727 | 100.9241 | -7.8983 | 19.7087 | 23 | 29.2062 | -81.3101 | 85.7883 | -81.3101 | 85.7883 | 80.0113 | 113.5553 | 129.3 | 131.192 | 129.3 | 131.2431 | -170.4 | -174.7897 | -174.1 | -180.1802 | -178.4 | -183.9635 | -177.4 | -184.1109 | 309.6491 | 309.6829
2021-03-07 18:00 | 27 | 31.9061 | 107.4857 | 109.2053 | -9.1256 | 19.5962 | 27 | 31.9061 | -80.3494 | 84.3701 | -80.3494 | 84.3701 | 87.844 | 122.7658 | 127.8 | 131.6969 | 128.7 | 132.6427 | -170.4 | -177.17 | -174.4 | -179.8169 | -178.7 | -184.8607 | -178.6 | -184.6448 | 323.5468 | 323.6865
2021-03-07 18:30 | 31 | 34.8855 | 112.3362 | 114.0397 | -13.06 | 21.2316 | 32 | 35.7771 | -71.9841 | 76.1104 | -71.9841 | 76.1104 | 76.4809 | 114.9662 | 128.4 | 132.4985 | 127.8 | 132.0671 | -170.5 | -177.8608 | -174.5 | -179.7539 | -178.4 | -183.6291 | -176.8 | -182.8127 | 302.1705 | 302.228
2021-03-07 19:00 | 34 | 38.0132 | 118.0305 | 119.5662 | -17.4232 | 23.9052 | 33 | 36.6742 | -66.6885 | 70.9987 | -66.6885 | 70.9987 | 70.6906 | 111.4668 | 128.1 | 131.9881 | 128.1 | 132.4333 | -169.9 | -177.154 | -172.9 | -178.4339 | -177.6 | -182.7526 | -177.2 | -182.6052 | 280.3249 | 280.3943
2021-03-07 19:30 | 42 | 44.9444 | 123.3269 | 124.5864 | -21.492 | 26.5306 | 41 | 44.0114 | -59.7549 | 63.6892 | -59.7549 | 63.6892 | 72.0535 | 116.0213 | 128.4 | 132.5728 | 128.1 | 132.3575 | -170.1 | -177.3246 | -173.2 | -178.4821 | -177.8 | -183.2116 | -177.4 | -182.9939 | 285.2809 | 285.3138
2021-03-07 20:00 | 37 | 40.3113 | 118.1788 | 119.6963 | -17.7451 | 23.9117 | 35 | 38.4838 | -61.9831 | 65.6759 | -61.9831 | 65.6759 | 79.3283 | 121.3383 | 127.2 | 131.7174 | 127.8 | 132.2969 | -170 | -177.514 | -173 | -178.5077 | -177.1 | -182.6541 | -176.5 | -182.1957 | 282.312 | 282.3938
2021-03-07 20:30 | 34 | 36.7696 | 113.6785 | 115.3017 | -16.8744 | 21.9721 | 33 | 35.8469 | -61.1686 | 63.4583 | -61.1686 | 63.4583 | 91.9694 | 132.3275 | 126.3 | 131.3305 | 126 | 131.2921 | -167.8 | -176.3056 | -171.2 | -177.3242 | -175.8 | -181.9227 | -175 | -181.3319 | 283.0211 | 283.0297
2021-03-07 21:00 | 32 | 35.3412 | 109.9601 | 111.7306 | -14.8895 | 20.4826 | 32 | 34.9285 | -61.2225 | 63.1504 | -61.2225 | 63.1504 | 99.8044 | 137.8294 | 126.9 | 132.4102 | 126.6 | 132.0372 | -167.3 | -176.1087 | -169.6 | -175.9653 | -174.1 | -180.4372 | -173.7 | -180.2635 | 275.6512 | 275.6976
2021-03-07 21:30 | 26 | 30.0167 | 100.9217 | 103.1038 | -9.562 | 16.5385 | 25 | 28.6531 | -68.1894 | 70.182 | -68.1894 | 70.182 | 119.6385 | 149.9071 | 126.3 | 129.2805 | 126.3 | 129.3449 | -168.4 | -173.4382 | -171.1 | -177.1051 | -175.8 | -181.9227 | -174.7 | -181.0686 | 279.6805 | 279.9605
2021-03-07 22:00 | 25 | 28.6531 | 97.257 | 99.6269 | -9.5515 | 16.0887 | 24 | 27.2947 | -60.5191 | 62.3497 | -60.5191 | 62.3497 | 131.8494 | 160.4348 | 130.8 | 133.8054 | 131.1 | 134.2261 | -172.3 | -177.7078 | -173.1 | -179.6319 | -177.3 | -183.7968 | -176.7 | -183.5024 | 267.5248 | 267.8783
2021-03-07 22:30 | 33 | 35.4683 | 102.3664 | 104.6176 | -16.2408 | 20.3903 | 33 | 35.4683 | -55.7715 | 57.5521 | -55.7715 | 57.5521 | 145.396 | 171.0448 | 130.2 | 133.0932 | 130.5 | 133.4491 | -174.1 | -178.6521 | -174.9 | -180.8232 | -179.4 | -184.8932 | -178.6 | -184.7975 | 270.4736 | 271.0087
2021-03-07 23:00 | 26 | 28.6356 | 94.3062 | 96.6513 | -9.8447 | 14.9845 | 25 | 27.7308 | -69.741 | 71.0149 | -69.741 | 71.0149 | 151.2079 | 176.2841 | 129.9 | 133.1855 | 130.5 | 133.7707 | -173.8 | -179.8909 | -174.3 | -181.211 | -179.2 | -185.6916 | -178.3 | -185.6841 | 262.8958 | 263.4025
2021-03-07 23:30 | 37 | 39.2173 | 107.1286 | 109.1995 | -22.9293 | 25.6342 | 37 | 38.8973 | -58.3334 | 60.3188 | -58.3334 | 60.3188 | 134.421 | 160.788 | 129.9 | 132.6763 | 129.9 | 132.6763 | -173.5 | -179.4539 | -173.9 | -180.483 | -178 | -184.6047 | -177.9 | -184.4622 | 259.1602 | 259.9766
2021-03-08 | 30 | 32.311 | 95.3525 | 97.7892 | -15.4145 | 18.2768 | 30 | 32.311 | -64.3819 | 65.2988 | -64.3819 | 65.2988 | 146.0003 | 172.5099 | 131.7 | 134.8122 | 130.8 | 133.8689 | -175 | -180.5996 | -174.7 | -181.7731 | -179.4 | -186.3765 | -178.6 | -185.4789 | 261.683 | 262.4517
2021-03-08 00:30 | 34 | 36.0555 | 96.1734 | 98.6325 | -18.7211 | 21.0235 | 34 | 36.0555 | -52.395 | 53.0253 | -52.395 | 53.0253 | 153.6214 | 180.0683 | 132 | 134.9787 | 132 | 135.1696 | -175.9 | -181.5897 | -175 | -182.0621 | -179.6 | -187.0081 | -179.5 | -186.6319 | 261.5475 | 262.4137
2021-03-08 01:00 | 26 | 29.0689 | 87.571 | 90.6996 | -12.3917 | 16.3557 | 25 | 28.178 | -56.5328 | 56.8407 | -56.5328 | 56.8407 | 158.1654 | 184.6668 | 132 | 135.2345 | 132.6 | 136.085 | -175.6 | -182.3093 | -175.4 | -182.8683 | -179.7 | -187.4014 | -179.2 | -187.1281 | 253.8882 | 254.7855
2021-03-08 01:30 | 24 | 27.2947 | 83.2126 | 86.9193 | -9.9655 | 15.1743 | 24 | 27.7849 | -59.4496 | 59.8727 | -59.4496 | 59.8727 | 160.0426 | 188.7986 | 132.3 | 135.9291 | 132.9 | 136.5132 | -175.7 | -183.9146 | -175.5 | -184.0857 | -179.6 | -189.2885 | -179 | -189.2385 | 236.2427 | 242.5455
2021-03-08 02:00 | 28 | 31.305 | 86.8721 | 90.6416 | -13.5752 | 18.5925 | 28 | 31.305 | -50.2243 | 50.85 | -50.2243 | 50.85 | 163.7522 | 191.6324 | 132.6 | 136.4301 | 132.6 | 136.3598 | -174.8 | -182.4441 | -173.9 | -182.5916 | -178.1 | -187.0258 | -177.6 | -186.7743 | 226.9839 | 233.4085
2021-03-08 02:30 | 33 | 36.2491 | 93.1548 | 96.6537 | -20.2137 | 23.8023 | 33 | 36.2491 | -39.0435 | 39.8235 | -39.0435 | 39.8235 | 164.0111 | 192.2576 | 132 | 135.847 | 132.9 | 136.6516 | -176 | -183.1703 | -174.9 | -182.7054 | -179.3 | -187.1402 | -178.9 | -187.0756 | 222.0418 | 228.6049
2021-03-08 03:00 | 37 | 39.9249 | 95.3504 | 99.2371 | -23.7367 | 27.3593 | 36 | 39 | -32.6814 | 33.9469 | -32.6814 | 33.9469 | 149.8216 | 182.5502 | 132.3 | 137.2693 | 132.3 | 137.4789 | -176 | -185.3532 | -174.2 | -184.0762 | -178.4 | -188.0928 | -177.9 | -188.0651 | 190.8303 | 199.3652
2021-03-08 03:30 | 34 | 37.5766 | 92.8965 | 96.8713 | -21.655 | 25.5483 | 34 | 37.1618 | -35.7327 | 37.0677 | -35.7327 | 37.0677 | 150.3399 | 183.1579 | 132.6 | 137.1105 | 132.6 | 137.244 | -175.8 | -185.0982 | -174 | -183.8561 | -178.2 | -187.6499 | -177.5 | -187.3704 | 193.2127 | 201.6392
2021-03-08 04:00 | 33 | 36.2491 | 91.6343 | 95.6801 | -19.8921 | 24.1973 | 34 | 37.1618 | -39.2015 | 41.3028 | -39.2015 | 41.3028 | 154.7709 | 185.3774 | 133.2 | 137.6709 | 132 | 136.9003 | -175.9 | -184.448 | -173.7 | -183.855 | -178.1 | -187.7767 | -178 | -187.2708 | 199.8198 | 208.103
2021-03-08 04:30 | 36 | 39 | 93.9502 | 97.8797 | -21.9425 | 25.8517 | 36 | 39 | -37.0348 | 38.7658 | -37.0348 | 38.7658 | 147.7584 | 180.04 | 133.5 | 137.8858 | 133.5 | 138.0372 | -176.3 | -185.0105 | -173.9 | -183.254 | -178.2 | -187.7761 | -177.5 | -187.3666 | 197.9112 | 205.4472
2021-03-08 05:00 | 30 | 33.1059 | 89.9973 | 93.457 | -15.6971 | 19.9079 | 30 | 33.1059 | -47.4584 | 48.9403 | -47.4584 | 48.9403 | 145.7885 | 178.4427 | 133.2 | 137.227 | 133.2 | 137.4462 | -177.2 | -184.7569 | -175.4 | -183.407 | -179.7 | -187.8117 | -179.4 | -187.8183 | 205.2347 | 210.712
2021-03-08 05:30 | 29 | 32.2025 | 90.5529 | 93.8047 | -13.9824 | 18.6169 | 30 | 32.6956 | -52.4564 | 53.825 | -52.4564 | 53.825 | 139.1914 | 171.786 | 132.3 | 136.1385 | 132.9 | 136.7217 | -177 | -184.1181 | -175.9 | -183.4536 | -180.4 | -188.1375 | -179.8 | -187.8784 | 213.5737 | 218.5483
2021-03-08 06:00 | 20 | 23.8537 | 83.2963 | 86.4087 | -5.0935 | 12.7361 | 20 | 23.8537 | -68.5709 | 69.5557 | -68.5709 | 69.5557 | 134.3323 | 167.1379 | 133.5 | 136.8954 | 133.5 | 137.166 | -176.8 | -182.9731 | -176.1 | -182.0849 | -180.3 | -186.3505 | -179.9 | -186.271 | 219.7518 | 224.7822
2021-03-08 06:30 | 18 | 22.8035 | 80.9024 | 84.5062 | -3.9005 | 12.9192 | 19 | 23.6008 | -74.3113 | 75.1161 | -74.3113 | 75.1161 | 130.138 | 160.0191 | 133.2 | 135.292 | 132.9 | 135.0497 | -176.2 | -180.2722 | -175.9 | -180.4352 | -180.1 | -184.6857 | -179.5 | -184.1763 | 236.1008 | 241.635
2021-03-08 07:00 | 22 | 26.0768 | 81.9897 | 85.699 | -6.6642 | 13.4843 | 21 | 24.6982 | -72.0496 | 72.7545 | -72.0496 | 72.7545 | 125.8455 | 157.1819 | 132.3 | 134.3535 | 132 | 134.058 | -174.8 | -179.5178 | -175.8 | -180.0854 | -180.1 | -184.5976 | -179.6 | -184.1452 | 245.7354 | 250.5222
2021-03-08 07:30 | 13 | 19.8494 | 79.8827 | 83.7749 | 0.94012 | 13.4365 | 13 | 19.8494 | -85.2526 | 86.3075 | -85.2526 | 86.3075 | 115.8899 | 148.9643 | 132 | 133.8538 | 132.6 | 134.5459 | -177.1 | -180.1977 | -177.5 | -181.3322 | -182 | -185.8888 | -181.3 | -186.0293 | 247.1326 | 251.4766
2021-03-08 08:00 | 14 | 20.5183 | 80.6478 | 84.3903 | -0.53094 | 13.3001 | 14 | 20.5183 | -86.0936 | 87.3008 | -86.0936 | 87.3008 | 101.2013 | 137.7841 | 131.7 | 133.4595 | 131.1 | 132.9166 | -173.5 | -176.8243 | -176.3 | -179.7496 | -180.7 | -184.4144 | -180.3 | -184.1198 | 253.3697 | 257.0128
2021-03-08 08:30 | 7 | 17.4642 | 66.3497 | 71.7508 | 6.187 | 14.9732 | 8 | 17.8885 | -98.2293 | 99.552 | -98.2293 | 99.552 | 96.7023 | 136.1699 | 131.4 | 133.0675 | 131.7 | 133.4113 | -175.8 | -178.5645 | -176.7 | -180.3627 | -180.9 | -185.085 | -180.5 | -184.7076 | 276.7594 | 279.4609
2021-03-08 09:00 | 6 | 16.1555 | 70.6902 | 75.3643 | 6.8327 | 15.5127 | 8 | 17 | -100.9361 | 102.3984 | -100.9361 | 102.3984 | 91.5235 | 133.5496 | 131.7 | 133.3168 | 131.4 | 133.2125 | -174.8 | -178.4087 | -176.5 | -180.5168 | -180.9 | -185.0078 | -180.6 | -184.5464 | 277.2003 | 279.7649
2021-03-08 09:30 | 4 | 15.5242 | 74.2775 | 77.9748 | 9.9974 | 16.764 | 4 | 15.5242 | -107.8248 | 109.334 | -107.8248 | 109.334 | 104.533 | 142.1592 | 130.2 | 131.9795 | 130.5 | 132.3248 | -175.8 | -178.8045 | -176.3 | -179.7857 | -180.6 | -184.493 | -180.1 | -184.0504 | 275.5316 | 277.626
2021-03-08 10:00 | -6 | -16.1555 | 65.8822 | 69.686 | 20.8494 | 24.4793 | -5 | -15.8114 | -125.7663 | 127.1059 | -125.7663 | 127.1059 | 115.0004 | 149.9689 | 132 | 134.5556 | 132 | 134.5131 | -173.9 | -178.1791 | -175.7 | -180.6038 | -179.5 | -184.6991 | -179.2 | -184.7193 | 267.8774 | 268.9469
2021-03-08 10:30 | -6 | -15.2315 | 58.4166 | 62.812 | 22.5315 | 25.5395 | -8 | -16.1245 | -129.509 | 130.7277 | -129.509 | 130.7277 | 107.6047 | 147.9872 | 132 | 134.7331 | 130.5 | 133.3867 | -172.7 | -178.362 | -176.6 | -181.5917 | -180.5 | -185.9326 | -181.6 | -186.1227 | 269.5925 | 270.4138
2021-03-08 11:00 | -8 | -15.2643 | 56.7288 | 60.6884 | 25.7609 | 27.9299 | -8 | -15.2643 | -134.8781 | 135.9194 | -134.8781 | 135.9194 | 118.0909 | 153.6251 | 131.1 | 133.8054 | 130.2 | 132.9701 | -173.7 | -179.1216 | -175.6 | -180.7522 | -179.9 | -185.3104 | -179.4 | -184.7459 | 266.1142 | 267.0497
2021-03-08 11:30 | -16 | -20.6155 | 45.7288 | 51.3321 | 29.214 | 31.2292 | -15 | -19.8494 | -140.9364 | 142.3216 | -140.9364 | 142.3216 | 108.1124 | 143.983 | 127.2 | 130.0966 | 128.1 | 130.853 | -171.8 | -176.0735 | -176.3 | -180.8251 | -180.4 | -185.0226 | -180.1 | -184.9098 | 301.1373 | 301.8458
2021-03-08 12:00 | -16 | -19.4165 | 45.6001 | 50.0605 | 33.9493 | 35.1941 | -15 | -19.2094 | -146.2362 | 146.8761 | -146.2362 | 146.8761 | 93.5876 | 122.8765 | 128.1 | 130.7319 | 128.4 | 131.1467 | -171.1 | -176.1383 | -175.4 | -180.8837 | -180.1 | -185.3951 | -179.6 | -185.1517 | 311.2454 | 312.5615
2021-03-08 12:30 | -23 | -25.0799 | 45.8303 | 49.276 | 39.3036 | 40.0076 | -27 | -28.7924 | -149.9783 | 150.3523 | -149.9783 | 150.3523 | 110.2827 | 134.9238 | 128.7 | 131.5017 | 128.4 | 131.2701 | -172.1 | -177.294 | -174.1 | -178.9433 | -178.2 | -184.0849 | -177.8 | -183.7729 | 273.6862 | 275.2632
2021-03-08 13:00 | -26 | -28.2312 | 39.4245 | 43.4713 | 47.6129 | 48.272 | -26 | -28.6356 | -162.6205 | 163.0758 | -162.6205 | 163.0758 | 123.6737 | 144.8061 | 131.4 | 133.6829 | 131.4 | 134.1453 | -171.7 | -176.5708 | -176.3 | -181.508 | -181 | -185.8483 | -179.9 | -184.9909 | 307.1923 | 308.8136
2021-03-08 13:30 | -34 | -35.171 | 39.4877 | 42.8978 | 51.4837 | 51.8619 | -34 | -35.4401 | -167.1306 | 167.4294 | -167.1306 | 167.4294 | 96.3926 | 129.0383 | 131.1 | 133.557 | 130.8 | 133.4973 | -171.9 | -176.7917 | -176.7 | -182.0236 | -181 | -186.486 | -180 | -185.6372 | 316.8591 | 318.6578
2021-03-08 14:00 | -38 | -38.833 | 37.1552 | 40.2857 | 54.1424 | 54.2968 | -39 | -40.025 | -170.0932 | 170.3508 | -170.0932 | 170.3508 | 89.9568 | 124.871 | 130.8 | 133.6802 | 130.8 | 133.6802 | -174.3 | -179.3594 | -177.8 | -183.4055 | -182.3 | -187.8682 | -181.7 | -187.5062 | 313.7483 | 315.4664
2021-03-08 14:30 | -41 | -41.4367 | 33.8457 | 36.8648 | 56.0443 | 56.0658 | -40 | -40.4475 | -171.9677 | 172.2247 | -171.9677 | 172.2247 | 89.481 | 124.3226 | 131.1 | 133.7913 | 130.8 | 133.6186 | -174.7 | -179.7246 | -178.7 | -184.1574 | -183.3 | -188.911 | -182.7 | -188.5493 | 326.6001 | 328.218
2021-03-08 15:00 | -33 | -33.9559 | 39.6421 | 42.3698 | 53.0021 | 53.1093 | -33 | -33.9559 | -168.9207 | 169.0761 | -168.9207 | 169.0761 | 74.2181 | 115.6383 | 130.8 | 133.6802 | 130.2 | 133.3472 | -171.8 | -177.1726 | -175.1 | -180.9151 | -179.4 | -185.2783 | -179 | -185.0422 | 324.8116 | 326.5439
2021-03-08 15:30 | -38 | -38.6394 | 38.6463 | 41.1044 | 58.0479 | 58.0912 | -39 | -39.8121 | -178.1823 | 178.3887 | -178.1823 | 178.3887 | 64.6729 | 108.6153 | 130.5 | 133.3867 | 130.5 | 133.3867 | -173.3 | -178.6761 | -176.4 | -182.2926 | -181.3 | -187.243 | -180.9 | -187.0577 | 328.0657 | 329.3926
2021-03-08 16:00 | -35 | -36.4006 | 45.5278 | 48.4054 | 51.6942 | 52.2373 | -34 | -35.4401 | -173.7352 | 174.2447 | -173.7352 | 174.2447 | 74.8697 | 113.4358 | 129.3 | 131.5636 | 129.3 | 131.8489 | -173.6 | -178.0371 | -179.1 | -183.7816 | -183.4 | -188.1222 | -183.1 | -188.0913 | 347.9303 | 350.3727
2021-03-08 16:30 | -30 | -31.3209 | 52.5309 | 54.7573 | 48.7908 | 49.3457 | -30 | -31.6228 | -173.1048 | 173.8175 | -173.1048 | 173.8175 | 52.5852 | 100.5967 | 127.5 | 129.8515 | 127.2 | 130.034 | -169.8 | -173.7618 | -175.9 | -180.5257 | -180.4 | -185.5237 | -179.9 | -185.3259 | 350.7436 | 352.7345
2021-03-08 17:00 | -24 | -25.2982 | 61.6972 | 63.1045 | 43.8696 | 44.3148 | -25 | -26.2488 | -165.4037 | 165.8727 | -165.4037 | 165.8727 | 41.4741 | 96.8367 | 129.6 | 132.3218 | 129.6 | 132.5691 | -170.7 | -175.1836 | -177 | -181.3473 | -181.1 | -186.0035 | -180.6 | -185.5402 | 338.4552 | 340.2724
2021-03-08 17:30 | -26 | -27.2029 | 57.172 | 59.2203 | 43.3588 | 43.9678 | -25 | -26.5707 | -164.6926 | 165.2832 | -164.6926 | 165.2832 | 53.5403 | 102.0265 | 131.4 | 134.3293 | 131.1 | 134.0359 | -175.6 | -180.9559 | -181.6 | -186.9966 | -186.4 | -192.0175 | -186 | -191.5548 | 333.5072 | 335.4702
2021-03-08 18:00 | -22 | -23.4094 | 66.9027 | 68.5426 | 34.2308 | 34.8732 | -22 | -23.7697 | -145.4863 | 145.903 | -145.4863 | 145.903 | 41.215 | 111.3593 | 130.5 | 133.2638 | 131.7 | 134.4392 | -174.7 | -178.9148 | -178.5 | -182.4792 | -182.9 | -187.5986 | -183.1 | -186.7393 | 308.7572 | 310.5363
2021-03-08 18:30 | -8 | -12.8062 | 76.0039 | 77.7413 | 27.4237 | 28.8969 | -8 | -12.8062 | -131.0958 | 131.9449 | -131.0958 | 131.9449 | 51.3725 | 112.8455 | 130.5 | 132.968 | 129.9 | 132.4961 | -174.7 | -179.2208 | -179 | -182.9191 | -183.4 | -187.4099 | -183 | -186.9636 | 295.8853 | 298.3017
2021-03-08 19:00 | -14 | -17.2047 | 73.7429 | 75.3991 | 31.7908 | 33.1226 | -14 | -17.2047 | -138.7879 | 139.6184 | -138.7879 | 139.6184 | 54.9856 | 112.7195 | 130.5 | 132.8543 | 131.1 | 133.5 | -173.1 | -177.2571 | -176.6 | -180.8376 | -181.4 | -185.1888 | -180.7 | -185.022 | 291.114 | 293.8282
2021-03-08 19:30 | -7 | -13.8924 | 79.8677 | 81.5043 | 26.2015 | 28.6417 | -7 | -13.8924 | -128.6378 | 129.8436 | -128.6378 | 129.8436 | 58.6126 | 114.8293 | 130.8 | 133.3202 | 130.8 | 133.3786 | -174.4 | -178.0215 | -178.4 | -181.522 | -182.5 | -185.9921 | -182.5 | -185.5106 | 281.9492 | 284.9384
2021-03-08 20:00 | -6 | -12.53 | 79.2448 | 80.9489 | 23.5648 | 25.6463 | -6 | -12.53 | -121.2935 | 122.2708 | -121.2935 | 122.2708 | 67.2232 | 123.3254 | 131.4 | 134.1453 | 131.7 | 134.4997 | -174.6 | -179.5537 | -178.1 | -181.6904 | -182.2 | -186.2676 | -181.6 | -186.1049 | 277.1642 | 280.4179
2021-03-08 20:30 | -6 | -13.4164 | 75.635 | 77.6055 | 25.2374 | 27.4403 | -6 | -13.4164 | -119.5246 | 120.3702 | -119.5246 | 120.3702 | 93.5333 | 135.4611 | 131.1 | 133.388 | 131.4 | 133.7946 | -175.3 | -179.3491 | -178.1 | -182.2653 | -182.6 | -186.4629 | -182.1 | -186.3324 | 296.857 | 299.3826
2021-03-08 21:00 | -18 | -20.1246 | 63.8281 | 65.7823 | 32.7938 | 33.5124 | -17 | -19.7231 | -127.9627 | 128.2029 | -127.9627 | 128.2029 | 105.5348 | 146.7253 | 130.8 | 134.4003 | 131.1 | 134.6923 | -175 | -180.2882 | -177 | -182.3803 | -181.4 | -186.279 | -181.3 | -187.3853 | 290.4204 | 292.6189
2021-03-08 21:30 | -17 | -19.7231 | 58.8656 | 61.5841 | 34.6465 | 35.6432 | -17 | -19.7231 | -128.2313 | 128.6988 | -128.2313 | 128.6988 | 113.5374 | 150.8009 | 131.1 | 133.9738 | 131.1 | 134.0987 | -174.6 | -180.06 | -176.7 | -182.2529 | -180.9 | -187.0577 | -180.9 | -186.1677 | 272.3058 | 274.7843
2021-03-08 22:00 | -10 | -14.1421 | 62.2457 | 65.1397 | 26.3249 | 27.4927 | -10 | -14.1421 | -111.3448 | 111.6659 | -111.3448 | 111.6659 | 121.0266 | 158.6662 | 132 | 135.99 | 131.7 | 135.9185 | -174.1 | -181.8435 | -175.3 | -183.0325 | -179.3 | -187.4874 | -178.9 | -187.3408 | 249.9337 | 252.8271
2021-03-08 22:30 | -11 | -14.2127 | 59.9288 | 62.9927 | 27.1115 | 28.3767 | -12 | -15.6205 | -118.253 | 118.613 | -118.253 | 118.613 | 124.3564 | 157.5953 | 132 | 135.5685 | 132 | 135.6372 | -175 | -181.7306 | -174.6 | -181.7287 | -178.5 | -185.8921 | -178.3 | -185.9536 | 229.6876 | 235.1048
2021-03-08 23:00 | -6 | -10.8167 | 60.7568 | 63.2646 | 24.5103 | 25.1763 | -9 | -12.0416 | -121.3765 | 121.4771 | -121.3765 | 121.4771 | 140.0478 | 172.6569 | 132 | 136.0625 | 132 | 136.0625 | -176.1 | -183.3085 | -175.4 | -183.0599 | -179.2 | -187.1018 | -178.8 | -186.98 | 239.3515 | 243.6164
2021-03-08 23:30 | 2 | 10.198 | 72.4097 | 75.1295 | 11.7625 | 14.848 | 3 | 10.4403 | -112.8331 | 113.4184 | -112.8331 | 113.4184 | 134.134 | 164.7751 | 131.7 | 134.9417 | 131.4 | 134.8482 | -175.2 | -181.5511 | -175.4 | -182.5251 | -179 | -186.3722 | -178.8 | -186.3483 | 262.015 | 266.5826
2021-03-09 | -7 | -11.4018 | 60.1964 | 62.9814 | 21.8194 | 22.9873 | -6 | -10.8167 | -122.2738 | 122.4779 | -122.2738 | 122.4779 | 136.2762 | 166.6909 | 133.2 | 136.406 | 133.2 | 136.5366 | -176.3 | -182.7966 | -175.9 | -183.1721 | -179.7 | -187.0988 | -179.4 | -187.0935 | 252.1203 | 257.1091
2021-03-09 00:30 | -13 | -13.9284 | 51.6963 | 54.3437 | 27.6527 | 27.9072 | -14 | -15.2315 | -123.0119 | 123.0214 | -123.0119 | 123.0214 | 129.2572 | 163.8423 | 132 | 136.0625 | 132.3 | 136.5 | -176.7 | -184.08 | -175.3 | -183.0215 | -179.5 | -187.4755 | -178.8 | -187.068 | 230.806 | 234.9989
2021-03-09 01:00 | -21 | -21.587 | 43.743 | 46.3805 | 34.386 | 34.7618 | -19 | -19.9249 | -128.9589 | 128.9751 | -128.9589 | 128.9751 | 128.6311 | 163.665 | 134.7 | 138.6123 | 134.1 | 138.1727 | -177.1 | -184.7462 | -175.4 | -183.2905 | -179.3 | -187.3999 | -178.7 | -187.0314 | 220.6634 | 224.4836
2021-03-09 01:30 | -26 | -26.3059 | 36.8912 | 39.8254 | 39.725 | 40.1142 | -26 | -26.3059 | -134.2279 | 134.2565 | -134.2279 | 134.2565 | 130.0757 | 163.4462 | 133.8 | 138.0277 | 133.5 | 137.8111 | -177.3 | -184.8137 | -175.3 | -182.9927 | -179.2 | -187.1018 | -178.7 | -186.8551 | 206.9031 | 210.9475
2021-03-09 02:00 | -28 | -28.2843 | 36.4511 | 39.4724 | 40.458 | 40.8298 | -28 | -28.2843 | -132.5018 | 132.5425 | -132.5018 | 132.5425 | 130.8867 | 163.8362 | 132.6 | 136.9394 | 132.9 | 137.2299 | -176.7 | -184.0851 | -173.3 | -181.3407 | -178.2 | -186.7321 | -178.1 | -186.2753 | 196.566 | 201.5202
2021-03-09 02:30 | -28 | -28.2843 | 38.3428 | 41.1973 | 38.7996 | 39.1274 | -28 | -28.2843 | -129.1788 | 129.2238 | -129.1788 | 129.2238 | 130.6078 | 159.5701 | 128.4 | 132.4985 | 127.8 | 131.6969 | -170 | -176.11 | -167.4 | -173.894 | -171.4 | -178.0986 | -171 | -178.1577 | 206.6271 | 213.0975
2021-03-09 03:00 | -34 | -34.0588 | 30.4611 | 32.891 | 47.1116 | 47.6229 | -34 | -34.0588 | -141.232 | 141.3732 | -141.232 | 141.3732 | 116.2685 | 154.2959 | 116.1 | 120.8643 | 117.9 | 122.4312 | -155.8 | -162.4206 | -154 | -161.0635 | -158 | -165.7399 | -157.4 | -165.03 | 218.5663 | 229.0944
2021-03-09 03:30 | -28 | -28.1603 | 37.1404 | 39.3716 | 41.457 | 41.9082 | -29 | -29.1548 | -130.9396 | 131.0375 | -130.9396 | 131.0375 | 121.565 | 160.3725 | 127.8 | 131.9918 | 127.5 | 131.7014 | -167.9 | -174.757 | -165.6 | -172.68 | -169.2 | -176.856 | -168.8 | -176.5134 | 204.3389 | 213.9595
2021-03-09 04:00 | -28 | -28.6356 | 40.9314 | 43.724 | 40.9128 | 41.0631 | -27 | -27.6586 | -130.5997 | 130.5998 | -130.5997 | 130.5998 | 133.2295 | 169.7386 | 132.9 | 136.8638 | 132.6 | 136.7174 | -176.3 | -183.7242 | -173.6 | -181.5853 | -177.6 | -185.7741 | -177.3 | -185.6583 | 207.1489 | 216.3368
2021-03-09 04:30 | -19 | -21.0238 | 52.175 | 54.4394 | 35.7107 | 36.5856 | -18 | -20.5913 | -125.652 | 125.8215 | -125.652 | 125.8215 | 130.6684 | 165.9515 | 132.9 | 136.2439 | 131.7 | 135.2764 | -176.5 | -182.7796 | -174.9 | -182.4096 | -178.6 | -186.4161 | -177.9 | -185.7993 | 231.7704 | 240.2744
2021-03-09 05:00 | -14 | -17.2047 | 61.1412 | 62.7771 | 32.0194 | 33.3205 | -14 | -17.2047 | -125.1851 | 125.5414 | -125.1851 | 125.5414 | 123.2257 | 160.2044 | 133.2 | 136.6697 | 132.6 | 136.2211 | -176.7 | -182.6737 | -176.3 | -183.0809 | -180.6 | -187.4771 | -180.2 | -187.5623 | 264.5911 | 268.4972
2021-03-09 05:30 | -17 | -20.2485 | 66.6796 | 67.4406 | 37.642 | 39.5982 | -17 | -20.8087 | -138.8468 | 139.7415 | -138.8468 | 139.7415 | 105.6083 | 148.2007 | 133.2 | 136.874 | 132.3 | 135.9983 | -176.8 | -183.684 | -177.9 | -183.7198 | -182.2 | -187.6211 | -181.8 | -187.7044 | 289.9119 | 292.0869
2021-03-09 06:00 | -11 | -15.5563 | 80.2658 | 80.539 | 33.8325 | 35.8681 | -11 | -15.5563 | -140.712 | 141.7593 | -140.712 | 141.7593 | 77.2138 | 133.507 | 132.9 | 138.1711 | 132.9 | 138.2534 | -175.7 | -184.3676 | -177.1 | -182.5859 | -181.7 | -187.0692 | -181.2 | -186.8091 | 313.8585 | 315.5329
2021-03-09 06:30 | -15 | -19.2094 | 83.8949 | 83.9649 | 36.0584 | 38.6907 | -15 | -19.8494 | -151.4798 | 153.2068 | -151.4798 | 153.2068 | 43.5406 | 116.0874 | 132 | 135.9182 | 131.1 | 135.1895 | -173.9 | -180.341 | -176.7 | -180.3126 | -181.1 | -185.1719 | -180.5 | -184.966 | 323.4198 | 325.1917
2021-03-09 07:00 | -11 | -16.2788 | 86.508 | 86.5433 | 35.1894 | 37.6402 | -12 | -16.9706 | -146.0205 | 147.5188 | -146.0205 | 147.5188 | 41.5884 | 94.8529 | 128.4 | 131.7902 | 126.3 | 129.6767 | -168.6 | -174.4386 | -180.4 | -184.8574 | -185.5 | -190.1292 | -185 | -189.9226 | 347.9365 | 349.5785
2021-03-09 07:30 | -20 | -22.3607 | 73.373 | 73.4117 | 41.665 | 43.0929 | -20 | -22.3607 | -151.9232 | 153.0464 | -151.9232 | 153.0464 | 43.5153 | 96.8779 | 126.3 | 129.542 | 126.9 | 130.2612 | -168 | -174.0263 | -181.4 | -185.8443 | -186.2 | -190.7253 | -185.6 | -190.1831 | 371.0469 | 372.3786
2021-03-09 08:00 | -42 | -42.0119 | 50.7886 | 51.3036 | 59.8332 | 59.9581 | -41 | -41.0122 | -177.7466 | 177.8474 | -177.7466 | 177.8474 | 47.1246 | 99.7275 | 126 | 128.9236 | 126.3 | 129.4756 | -167.3 | -172.9132 | -182.5 | -186.7257 | -187.2 | -191.4677 | -186.7 | -191.0423 | 389.7958 | 390.3904
2021-03-09 08:30 | -40 | -40.1123 | 38.8325 | 38.8932 | 56.4276 | 56.5036 | -40 | -40.05 | -170.5263 | 170.7545 | -170.5263 | 170.7545 | 63.3782 | 109.9777 | 125.7 | 128.7591 | 126.9 | 130.1271 | -168.3 | -173.8058 | -182.4 | -186.6069 | -187.5 | -191.7475 | -186.9 | -191.1824 | 412.9643 | 413.6292
2021-03-09 09:00 | -33 | -33.0151 | 35.733 | 35.8431 | 47.6535 | 47.9713 | -32 | -32.0156 | -158.0104 | 158.0851 | -158.0104 | 158.0851 | 59.3724 | 109.1483 | 125.7 | 128.9571 | 126 | 129.453 | -167.7 | -173.3508 | -181.4 | -185.7148 | -186.3 | -190.6726 | -185.5 | -190.0419 | 395.82 | 396.4726
2021-03-09 09:30 | -41 | -41 | 34.4977 | 35.1094 | 54.0818 | 54.3685 | -41 | -41 | -167.4307 | 167.5145 | -167.4307 | 167.5145 | 49.9316 | 105.6176 | 126 | 129.8054 | 126.9 | 130.8237 | -167.8 | -174.4754 | -180.6 | -185.3517 | -185.5 | -190.3665 | -185.3 | -190.2691 | 370.6381 | 370.9388
2021-03-09 10:00 | -45 | -45 | 31.3608 | 32.0327 | 59.4383 | 59.6145 | -45 | -45 | -170.4905 | 170.5917 | -170.4905 | 170.5917 | 53.2047 | 105.7644 | 126 | 129.6625 | 126.3 | 130.1689 | -168.6 | -174.5359 | -182.6 | -186.8639 | -187.6 | -191.897 | -187 | -191.5172 | 364.4297 | 364.763
2021-03-09 10:30 | -51 | -51 | 33.1973 | 34.1866 | 63.236 | 63.4192 | -51 | -51 | -171.959 | 172.0463 | -171.959 | 172.0463 | 60.8899 | 110.3992 | 127.2 | 130.9705 | 127.2 | 131.1147 | -167.7 | -174.2158 | -181.6 | -186.1488 | -186.8 | -191.4854 | -185.8 | -190.5543 | 367.6048 | 367.8097
2021-03-09 11:00 | -55 | -55 | 33.057 | 34.114 | 66.7424 | 66.9401 | -55 | -55 | -171.3554 | 171.4363 | -171.3554 | 171.4363 | 60.396 | 109.8074 | 125.1 | 128.8597 | 126.3 | 129.8837 | -169.1 | -175.1248 | -182.8 | -186.1488 | -187.2 | -191.3787 | -187 | -190.9887 | 353.4037 | 353.7308
2021-03-09 11:30 | -53 | -53.0094 | 23.1833 | 24.4147 | 65.8108 | 66.1569 | -53 | -53.0094 | -166.589 | 166.6126 | -166.589 | 166.6126 | 69.0848 | 112.2282 | 126.6 | 130.3164 | 126.6 | 130.3879 | -167.8 | -174.4342 | -182.1 | -186.769 | -187.1 | -191.8354 | -186.9 | -191.5354 | 352.4019 | 352.7147
2021-03-09 12:00 | -62 | -62.0081 | 12.0105 | 14.7718 | 73.0163 | 73.4199 | -61 | -61.0082 | -170.62 | 170.6469 | -170.62 | 170.6469 | 60.1087 | 107.1588 | 127.2 | 130.9705 | 127.5 | 131.5523 | -169.4 | -176.5644 | -181.6 | -186.6562 | -186.1 | -191.4379 | -185.7 | -190.7269 | 342.4897 | 342.6877
2021-03-09 12:30 | -63 | -63.0317 | 12.4007 | 14.8227 | 71.9762 | 72.318 | -63 | -63.0079 | -172.222 | 172.3061 | -172.222 | 172.3061 | 62.6645 | 106.7617 | 132 | 135.9182 | 132 | 136.0625 | -174.4 | -180.1072 | -177.6 | -181.2676 | -181.9 | -185.6596 | -181.7 | -185.3157 | 327.3475 | 327.6985
2021-03-09 13:00 | -53 | -53.0377 | 14.2923 | 15.7905 | 62.8515 | 63.3533 | -53 | -53.0094 | -149.6089 | 149.641 | -149.6089 | 149.641 | 71.5183 | 113.8143 | 130.5 | 134.8312 | 130.8 | 135.1216 | -172.8 | -179.5989 | -177.6 | -182.2936 | -182 | -186.9557 | -181.6 | -186.3187 | 318.8567 | 319.288
2021-03-09 13:30 | -50 | -50.04 | 17.1301 | 17.1637 | 57.8764 | 58.011 | -49 | -49.0408 | -144.2114 | 144.3549 | -144.2114 | 144.3549 | 55.8127 | 102.3818 | 132 | 134.2181 | 131.7 | 133.9778 | -175.4 | -179.5355 | -176.1 | -181.4475 | -180.8 | -185.9828 | -180.3 | -185.3732 | 257.096 | 257.6342
2021-03-09 14:00 | -48 | -48.1664 | 22.4561 | 22.4888 | 60.9087 | 60.9408 | -48 | -48.2597 | -143.3378 | 143.8521 | -143.3378 | 143.8521 | 63.4714 | 96.2211 | 129 | 130.7959 | 128.4 | 130.305 | -169.5 | -172.5826 | -169.7 | -174.2307 | -174.4 | -178.4706 | -174.2 | -178.8375 | 277.1487 | 278.2585
2021-03-09 14:30 | -57 | -57.2189 | 13.2655 | 13.5235 | 70.3094 | 70.3125 | -56 | -56.2228 | -154.3031 | 154.7923 | -154.3031 | 154.7923 | 68.2803 | 100.7547 | 123.6 | 125.6312 | 124.5 | 126.6799 | -165.2 | -168.3284 | -167.1 | -171.169 | -171.2 | -174.347 | -171.2 | -174.6732 | 281.444 | 282.4657
2021-03-09 15:00 | -46 | -46.5296 | 20.5967 | 21.4459 | 59.0187 | 59.2094 | -46 | -46.5296 | -140.2617 | 140.9346 | -140.2617 | 140.9346 | 84.0428 | 112.105 | 125.4 | 127.4559 | 126 | 128.1544 | -169.7 | -173.6231 | -172 | -176.155 | -176.3 | -180.8326 | -175.8 | -180.4092 | 286.1041 | 287.008
2021-03-09 15:30 | -48 | -48.5077 | 27.3595 | 28.1674 | 60.3301 | 60.5917 | -47 | -47.676 | -148.1738 | 148.8337 | -148.1738 | 148.8337 | 90.2614 | 124.3965 | 131.1 | 133.0678 | 130.8 | 133.149 | -174.4 | -178.1541 | -177 | -180.8913 | -181.1 | -185.3761 | -180.7 | -185.1055 | 303.6484 | 305.0627
2021-03-09 16:00 | -41 | -41.7732 | 34.31 | 35.1054 | 56.8074 | 57.2099 | -41 | -41.7732 | -145.9588 | 146.5547 | -145.9588 | 146.5547 | 101.4125 | 130.1933 | 131.1 | 133.172 | 130.8 | 133.0381 | -174 | -177.4387 | -176.8 | -181.3422 | -181.3 | -186.0718 | -180.8 | -185.6254 | 345.3054 | 346.9904
2021-03-09 16:30 | -47 | -47.0956 | 35.745 | 35.7689 | 59.8719 | 59.9698 | -47 | -47.0956 | -155.7053 | 155.7784 | -155.7053 | 155.7784 | 85.4852 | 123.6908 | 130.5 | 132.968 | 129.6 | 132.0849 | -174.5 | -178.3822 | -178.5 | -183.9359 | -182.9 | -188.0759 | -182.5 | -188.2195 | 363.4061 | 364.7741
2021-03-09 17:00 | -44 | -44.0454 | 35.2597 | 35.2679 | 61.2688 | 61.4569 | -46 | -46.0109 | -166.8477 | 166.9105 | -166.8477 | 166.9105 | 65.6855 | 113.7068 | 130.5 | 133.2034 | 129.9 | 132.6156 | -172.3 | -176.8821 | -177.8 | -182.8757 | -182.6 | -187.803 | -182.2 | -187.5793 | 355.4445 | 356.9425
2021-03-09 17:30 | -41 | -41.0488 | 50.8135 | 50.8161 | 58.4334 | 58.53 | -42 | -42.0476 | -167.3413 | 167.5011 | -167.3413 | 167.5011 | 59.0887 | 113.0513 | 130.5 | 133.2638 | 131.1 | 134.0359 | -173.1 | -178.0286 | -177.8 | -183.2357 | -182.6 | -188.0393 | -181.7 | -187.3346 | 374.0896 | 375.692
2021-03-09 18:00 | -27 | -27.1662 | 66.3088 | 66.3093 | 48.7648 | 48.83 | -28 | -28.2843 | -154.8085 | 155.0903 | -154.8085 | 155.0903 | 59.9397 | 114.8348 | 130.8 | 133.5576 | 130.2 | 132.9095 | -173.1 | -177.6615 | -178 | -183.5039 | -182.6 | -187.9662 | -182.2 | -187.7742 | 382.1359 | 384.4764
2021-03-09 18:30 | -29 | -29.6142 | 71.8139 | 71.8208 | 48.1398 | 48.5146 | -28 | -28.6356 | -157.682 | 158.1534 | -157.682 | 158.1534 | 73.585 | 122.1403 | 130.2 | 132.9701 | 130.8 | 133.8054 | -173 | -177.6345 | -178.8 | -184.9201 | -183.3 | -189.8215 | -182.7 | -189.4207 | 396.2074 | 398.726
2021-03-09 19:00 | -30 | -30.2655 | 69.923 | 69.9413 | 54.0495 | 54.0947 | -30 | -30.2655 | -166.8564 | 167.1527 | -166.8564 | 167.1527 | 63.4724 | 118.581 | 129.9 | 133.1196 | 130.2 | 133.5445 | -172.5 | -178.2268 | -178 | -184.3584 | -182.6 | -188.919 | -182 | -188.4184 | 380.0009 | 382.0846
2021-03-09 19:30 | -31 | -31.257 | 73.0757 | 73.1393 | 53.0914 | 53.2102 | -31 | -31.257 | -165.7341 | 166.1923 | -165.7341 | 166.1923 | 72.0543 | 118.5077 | 129 | 131.1051 | 129.9 | 132.1533 | -172 | -176.2238 | -178.2 | -182.6609 | -182.5 | -187.5367 | -182 | -186.6562 | 392.4701 | 395.1969
2021-03-09 20:00 | -33 | -33.2415 | 72.4479 | 72.5352 | 50.4958 | 50.5882 | -33 | -33.2415 | -163.8642 | 164.0532 | -163.8642 | 164.0532 | 81.0865 | 124.7495 | 130.2 | 132.1812 | 129.6 | 131.8585 | -173.6 | -177.2219 | -179.6 | -183.313 | -184.3 | -187.8553 | -183.5 | -187.6691 | 381.947 | 384.5899
2021-03-09 20:30 | -31 | -31.1448 | 68.6782 | 68.7029 | 52.1203 | 52.1633 | -31 | -31.1448 | -159.1882 | 159.3763 | -159.1882 | 159.3763 | 91.3653 | 131.2446 | 130.2 | 132.8495 | 130.2 | 132.7316 | -173.8 | -177.9538 | -178.6 | -183.4157 | -183.2 | -188.0481 | -183.1 | -187.1225 | 376.0602 | 378.643
2021-03-09 21:00 | -28 | -28 | 66.8811 | 66.9009 | 47.8843 | 48.2498 | -27 | -27.0185 | -151.9222 | 151.9236 | -151.9222 | 151.9236 | 93.0588 | 135.5013 | 130.8 | 133.9331 | 130.5 | 133.7707 | -174.1 | -179.4093 | -177.2 | -183.3136 | -181.8 | -187.9928 | -181.1 | -187.415 | 339.1256 | 342.1409
2021-03-09 21:30 | -33 | -33.3766 | 59.2705 | 59.4162 | 50.8973 | 51.0077 | -32 | -32.3883 | -158.7276 | 158.8445 | -158.7276 | 158.8445 | 103.7836 | 151.8121 | 131.4 | 134.1453 | 131.1 | 133.9738 | -174.3 | -179.601 | -177.2 | -182.4871 | -181.6 | -186.8074 | -181 | -186.6081 | 311.3321 | 314.119
2021-03-09 22:00 | -26 | -26.4764 | 60.9107 | 61.1966 | 42.9732 | 43.0862 | -26 | -26.4764 | -144.5516 | 144.5645 | -144.5516 | 144.5645 | 110.1637 | 152.6181 | 130.5 | 134.1084 | 130.8 | 134.5396 | -174.6 | -180.8849 | -177 | -183.749 | -181.3 | -188.4059 | -180.5 | -188.0879 | 286.0114 | 287.7989
2021-03-09 22:30 | -28 | -28.4429 | 55.9727 | 56.5825 | 45.0536 | 45.1812 | -28 | -28.4429 | -151.4729 | 151.5746 | -151.4729 | 151.5746 | 124.515 | 161.3414 | 132.3 | 135.2098 | 132.3 | 135.5273 | -175.1 | -180.9655 | -176.3 | -182.4639 | -180.7 | -186.9451 | -180.2 | -186.607 | 283.3156 | 286.1679
2021-03-09 23:00 | -21 | -21.587 | 59.0376 | 59.775 | 38.6491 | 38.8554 | -21 | -21.587 | -144.7963 | 144.8729 | -144.7963 | 144.8729 | 128.8481 | 167.0168 | 132.6 | 136.7174 | 132.6 | 136.7908 | -176.7 | -183.0417 | -176.2 | -183.7817 | -180.1 | -188.3402 | -178.9 | -188.0922 | 265.4604 | 267.8695
2021-03-09 23:30 | -14 | -15.2315 | 68.3799 | 69.1418 | 28.2688 | 28.9582 | -13 | -14.3178 | -139.7802 | 139.9654 | -139.7802 | 139.9654 | 113.5821 | 156.6552 | 131.1 | 134.6923 | 132 | 135.847 | -176 | -183.5565 | -175.6 | -183.6634 | -179.8 | -188.6348 | -179.5 | -188.0988 | 270.7977 | 273.6617
2021-03-10 | -4 | -7.2111 | 72.114 | 72.9448 | 21.3644 | 22.2682 | -4 | -8.0623 | -121.656 | 121.7303 | -121.656 | 121.7303 | 115.4836 | 159.1675 | 131.7 | 135.8447 | 132 | 136.3585 | -175.2 | -183.5779 | -175.2 | -183.6275 | -179.4 | -187.9577 | -178.6 | -187.8417 | 251.4263 | 254.5982
2021-03-10 00:30 | -11 | -12.083 | 68.5224 | 69.3539 | 20.4251 | 20.8197 | -11 | -12.53 | -113.1503 | 113.1698 | -113.1503 | 113.1698 | 117.3495 | 162.9647 | 132.6 | 137.0146 | 132 | 136.6644 | -175.9 | -183.9224 | -175.5 | -183.9322 | -179.7 | -188.177 | -179.2 | -187.5297 | 242.3801 | 245.1685
2021-03-10 01:00 | -8 | -10.6301 | 61.9132 | 63.1946 | 24.5992 | 25.0688 | -8 | -10.6301 | -116.1001 | 116.105 | -116.1001 | 116.105 | 125.4199 | 166.3841 | 133.2 | 137.3725 | 133.2 | 137.5205 | -176.2 | -183.7604 | -175.2 | -183.4514 | -179.4 | -187.6273 | -178.8 | -187.3842 | 240.3532 | 244.2836
2021-03-10 01:30 | -11 | -13.6015 | 58.759 | 60.3451 | 27.4084 | 28.1113 | -11 | -13.6015 | -119.8904 | 119.9118 | -119.8904 | 119.9118 | 131.0852 | 170.9354 | 133.2 | 137.5205 | 132.9 | 137.457 | -176.4 | -184.8336 | -175.1 | -183.1232 | -179.1 | -187.1437 | -178.4 | -186.6219 | 235.2155 | 239.2491
2021-03-10 02:00 | -18 | -18.9737 | 56.2283 | 57.6647 | 29.4343 | 29.8339 | -18 | -18.9737 | -119.204 | 119.2085 | -119.204 | 119.2085 | 134.6171 | 172.8464 | 132.9 | 137.5339 | 132.9 | 137.6114 | -176.4 | -184.7754 | -175 | -183.7417 | -178.8 | -187.6658 | -178.4 | -187.4682 | 227.0432 | 230.7062
2021-03-10 02:30 | -20 | -20.8806 | 49.8376 | 51.4376 | 34.6772 | 34.8879 | -21 | -21.8403 | -126.2136 | 126.2186 | -126.2136 | 126.2186 | 137.7768 | 175.5578 | 133.8 | 138.3273 | 133.2 | 137.9012 | -177.5 | -185.7963 | -175.1 | -183.6249 | -179.3 | -188.0214 | -178.8 | -187.8489 | 222.4862 | 226.7296
2021-03-10 03:00 | -19 | -20.2485 | 49.3147 | 51.1277 | 34.9387 | 35.2671 | -20 | -21.1896 | -125.2048 | 125.2141 | -125.2048 | 125.2141 | 136.607 | 174.6667 | 133.5 | 137.9612 | 132.6 | 136.9394 | -176.7 | -184.7964 | -174.5 | -183.0226 | -178.8 | -187.5145 | -178.6 | -187.6279 | 221.5052 | 226.6771
2021-03-10 03:30 | -14 | -16.1245 | 56.1541 | 57.8165 | 29.451 | 30.0783 | -14 | -16.1245 | -117.7839 | 117.7841 | -117.7839 | 117.7841 | 132.2912 | 171.1223 | 133.2 | 137.227 | 132.9 | 137.305 | -176.7 | -184.2491 | -175.1 | -183.1787 | -179.1 | -187.3842 | -178.8 | -187.3346 | 224.8853 | 230.3976
2021-03-10 04:00 | -19 | -20.6155 | 52.659 | 54.4099 | 35.3898 | 36.0735 | -19 | -20.6155 | -127.7286 | 127.7564 | -127.7286 | 127.7564 | 133.2866 | 169.807 | 134.7 | 138.5419 | 133.2 | 137.0133 | -176.8 | -183.8983 | -175.2 | -182.5426 | -179.8 | -187.2263 | -178.6 | -187.0974 | 240.4425 | 245.8882
2021-03-10 04:30 | -12 | -15.6205 | 61.201 | 62.5583 | 30.028 | 31.2031 | -13 | -15.8114 | -122.0965 | 122.2616 | -122.0965 | 122.2616 | 127.5074 | 164.6794 | 133.2 | 136.471 | 133.2 | 136.7372 | -176 | -182.5397 | -174.5 | -182.3223 | -178.6 | -186.4409 | -178.5 | -186.2312 | 250.7399 | 255.5001
2021-03-10 05:00 | -12 | -15 | 68.7372 | 69.4426 | 30.4528 | 31.9906 | -12 | -15 | -126.2961 | 126.8712 | -126.2961 | 126.8712 | 116.3779 | 155.4442 | 132.6 | 136.501 | 133.2 | 137.1551 | -176.1 | -182.8965 | -175.8 | -182.3642 | -180.1 | -186.648 | -179.4 | -186.5182 | 278.9901 | 281.973
2021-03-10 05:30 | -20 | -22.3607 | 71.9048 | 71.9351 | 37.4599 | 38.4568 | -19 | -21.0238 | -143.4595 | 143.9233 | -143.4595 | 143.9233 | 99.3053 | 143.2331 | 132 | 135.1696 | 131.7 | 134.8766 | -175.4 | -181.1128 | -175.6 | -182.1915 | -179.8 | -186.0415 | -179.6 | -186.034 | 310.6874 | 312.4379
2021-03-10 06:00 | -16 | -18.3576 | 79.9973 | 80.0026 | 37.7385 | 39.6387 | -16 | -18.868 | -150.1071 | 151.2399 | -150.1071 | 151.2399 | 65.2976 | 122.2041 | 131.4 | 133.7384 | 131.4 | 133.6829 | -174.5 | -178.9464 | -176.8 | -181.5998 | -180.8 | -185.8317 | -180.5 | -185.5977 | 317.6764 | 319.0496
2021-03-10 06:30 | -15 | -17 | 85.8359 | 85.8466 | 38.565 | 40.0148 | -15 | -17 | -160.2612 | 161.4559 | -160.2612 | 161.4559 | 37.9865 | 78.8569 | 130.8 | 132.6706 | 130.5 | 132.4254 | -172.9 | -176.5922 | -176.7 | -183.2369 | -180.6 | -187.3079 | -180.4 | -187.1031 | 345.0713 | 354.5926
2021-03-10 07:00 | -21 | -22.8473 | 78.0209 | 78.0283 | 45.8919 | 46.9761 | -22 | -23.7697 | -167.7095 | 168.8222 | -167.7095 | 168.8222 | 20.9144 | 63.3731 | 129.9 | 131.4003 | 130.2 | 131.8615 | -171.2 | -174.4354 | -176.4 | -181.5634 | -180.2 | -185.6864 | -180 | -185.6853 | 331.3795 | 339.1587
2021-03-10 07:30 | -30 | -30.4138 | 69.4851 | 69.5908 | 51.7883 | 52.2041 | -30 | -30.5941 | -176.677 | 177.4373 | -176.677 | 177.4373 | 33.7965 | 74.9832 | 129 | 130.7959 | 129.9 | 131.7833 | -173.5 | -177.0546 | -178.4 | -183.8185 | -182.7 | -187.8447 | -182.3 | -187.5557 | 352.7086 | 359.2508
2021-03-10 08:00 | -37 | -37.4833 | 60.3221 | 60.4464 | 58.5767 | 58.8481 | -37 | -37.4833 | -185.7293 | 186.5578 | -185.7293 | 186.5578 | 43.485 | 80.9543 | 129.6 | 131.4877 | 130.5 | 132.6207 | -173.9 | -177.432 | -178.3 | -184.4738 | -182.3 | -188.7704 | -182 | -188.1177 | 361.3332 | 367.3067
2021-03-10 08:30 | -36 | -36.4966 | 58.0921 | 58.1114 | 55.6632 | 56.0219 | -35 | -35.6931 | -180.5504 | 181.4984 | -180.5504 | 181.4984 | 57.9345 | 92.3168 | 130.8 | 132.7723 | 130.5 | 132.4767 | -173 | -176.8085 | -178.8 | -184.379 | -182.6 | -188.5517 | -182.4 | -188.2395 | 364.3098 | 369.9518
2021-03-10 09:00 | -39 | -39.8121 | 49.155 | 49.1774 | 57.3879 | 57.9085 | -39 | -39.8121 | -178.936 | 180.0609 | -178.936 | 180.0609 | 70.177 | 102.1799 | 128.7 | 131.5017 | 130.8 | 133.4973 | -171.9 | -177.248 | -178.3 | -185.9881 | -182.5 | -190.412 | -182.1 | -190.1406 | 376.5815 | 381.2225
2021-03-10 09:30 | -47 | -47.3814 | 38.5406 | 38.6715 | 64.2184 | 64.219 | -47 | -47.3814 | -181.5441 | 182.1782 | -181.5441 | 182.1782 | 76.4323 | 102.9435 | 129.9 | 132.9897 | 130.2 | 133.2189 | -172.8 | -177.9485 | -178.6 | -185.7515 | -182.7 | -190.1689 | -182.3 | -189.9754 | 354.5281 | 358.3308
2021-03-10 10:00 | -45 | -45.2769 | 38.9928 | 39.1345 | 61.9631 | 61.9723 | -45 | -45.2769 | -172.6521 | 173.1715 | -172.6521 | 173.1715 | 79.4591 | 107.5614 | 129.6 | 133.0269 | 130.5 | 134.1084 | -170.8 | -176.7823 | -175 | -183.0832 | -179.2 | -187.5091 | -178.8 | -187.275 | 312.567 | 316.7533
2021-03-10 10:30 | -39 | -39.6232 | 33.8412 | 33.9529 | 51.7037 | 51.9928 | -39 | -39.6232 | -149.0734 | 149.8368 | -149.0734 | 149.8368 | 86.5567 | 113.5509 | 129.6 | 132.1431 | 129.9 | 132.4961 | -170.8 | -175.8405 | -174.3 | -182.1217 | -178.3 | -186.4142 | -177.8 | -186.0534 | 290.6098 | 295.4913
2021-03-10 11:00 | -35 | -35.6931 | 25.7455 | 26.1419 | 46.6348 | 47.0853 | -35 | -35.9026 | -137.0828 | 137.9417 | -137.0828 | 137.9417 | 87.4855 | 114.2687 | 124.2 | 127.1009 | 125.1 | 127.9805 | -163.4 | -168.201 | -166.7 | -174.6519 | -170.4 | -178.6913 | -170.1 | -178.496 | 288.9125 | 293.7549
2021-03-10 11:30 | -30 | -31.3209 | 21.8649 | 23.3792 | 39.5658 | 40.5808 | -30 | -31.6228 | -124.528 | 125.8298 | -124.528 | 125.8298 | 92.0408 | 133.1648 | 114.3 | 115.8035 | 115.2 | 116.7401 | -153.2 | -155.4074 | -157.9 | -160.5954 | -161.9 | -164.6743 | -161.7 | -164.5513 | 307.7627 | 308.0961
2021-03-10 12:00 | -25 | -27.313 | 18.8102 | 20.7269 | 35.2402 | 36.7198 | -24 | -26.4008 | -116.8045 | 118.6858 | -116.8045 | 118.6858 | 83.2619 | 129.5106 | 118.8 | 120.4387 | 120 | 121.8236 | -157 | -159.6378 | -161.5 | -164.5242 | -165.7 | -168.7806 | -165.3 | -168.5034 | 279.116 | 279.1254
2021-03-10 12:30 | -24 | -26.4008 | 17.6667 | 20.5734 | 33.8928 | 35.8617 | -24 | -26.8328 | -112.015 | 114.2307 | -112.015 | 114.2307 | 98.1137 | 137.8719 | 122.4 | 124.1884 | 122.1 | 123.8927 | -162.8 | -165.523 | -166.5 | -169.7213 | -170.8 | -173.9777 | -170.1 | -173.3868 | 279.7663 | 279.8396
2021-03-10 13:00 | -25 | -27.7308 | 19.0005 | 21.7275 | 33.0725 | 35.0246 | -25 | -27.7308 | -107.8612 | 110.2333 | -107.8612 | 110.2333 | 101.5356 | 140.6679 | 122.4 | 124.0394 | 122.4 | 124.0884 | -163 | -165.4901 | -167.1 | -170.114 | -171.1 | -174.2723 | -171.1 | -174.2891 | 285.668 | 285.7481
2021-03-10 13:30 | -21 | -22.4722 | 25.9777 | 26.699 | 28.3413 | 29.483 | -21 | -22.4722 | -99.5115 | 100.978 | -99.5115 | 100.978 | 113.5611 | 155.0725 | 123.3 | 124.8797 | 122.7 | 124.4841 | -163.3 | -166.0238 | -168.9 | -172.0173 | -172.7 | -175.8811 | -172.3 | -175.7014 | 306.6591 | 306.8885
2021-03-10 14:00 | -17 | -18.0278 | 27.505 | 27.6888 | 27.9886 | 28.6115 | -18 | -19.3132 | -99.7878 | 100.5561 | -99.7878 | 100.5561 | 111.2719 | 157.6068 | 129.6 | 131.4877 | 129.6 | 131.5386 | -172.8 | -176.23 | -178.1 | -182.1927 | -182.9 | -187.159 | -181.9 | -186.2247 | 287.033 | 287.6705
2021-03-10 14:30 | -9 | -11.4018 | 37.856 | 38.3818 | 18.6394 | 20.1029 | -8 | -10.6301 | -87.8749 | 89.0438 | -87.8749 | 89.0438 | 104.829 | 153.3684 | 130.5 | 132.4767 | 131.7 | 133.8689 | -175.4 | -179.2351 | -179.4 | -183.6971 | -183.6 | -187.9923 | -183.1 | -187.6781 | 276.1409 | 276.9782
2021-03-10 15:00 | -12 | -13.4164 | 39.763 | 40.027 | 22.5742 | 23.3234 | -13 | -14.3178 | -90.8206 | 91.6031 | -90.8206 | 91.6031 | 89.9034 | 145.0873 | 131.1 | 133.1196 | 130.2 | 132.3935 | -173.3 | -177.3745 | -177.2 | -181.8002 | -181.7 | -186.4321 | -180.9 | -186.0039 | 289.6272 | 290.1899
2021-03-10 15:30 | -12 | -14.4222 | 44.0105 | 44.451 | 23.8303 | 24.8815 | -11 | -13.6015 | -94.1785 | 95.0569 | -94.1785 | 95.0569 | 84.9437 | 139.6532 | 129.9 | 131.8342 | 129.6 | 131.5903 | -172.7 | -175.8414 | -177.8 | -182.2438 | -182.3 | -186.6582 | -182.1 | -186.8537 | 310.8042 | 311.7132
2021-03-10 16:00 | -8 | -12.0416 | 55.1485 | 55.5591 | 21.9371 | 23.3958 | -9 | -12.7279 | -95.4273 | 96.4875 | -95.4273 | 96.4875 | 90.5749 | 141.6791 | 129.9 | 131.5865 | 130.5 | 132.1315 | -172.5 | -175.2773 | -178.8 | -182.6541 | -183.2 | -187.4387 | -182.8 | -186.9979 | 340.969 | 342.221
2021-03-10 16:30 | -7 | -12.2066 | 67.954 | 68.3266 | 20.4233 | 22.568 | -7 | -12.2066 | -102.8302 | 103.9899 | -102.8302 | 103.9899 | 66.2394 | 127.7755 | 129.6 | 131.1415 | 129.6 | 131.2427 | -170.9 | -174.0759 | -178 | -181.9901 | -182.1 | -186.1047 | -181.8 | -186.0204 | 360.9052 | 361.7077
2021-03-10 17:00 | -4 | -8.9443 | 78.2291 | 78.4004 | 19.3039 | 21.3134 | -4 | -8.9443 | -111.222 | 112.3052 | -111.222 | 112.3052 | 55.9089 | 124.6861 | 131.1 | 133.0678 | 130.5 | 132.4767 | -171.3 | -175.0626 | -178.9 | -182.7236 | -183.5 | -187.2015 | -183 | -187.0704 | 370.0062 | 370.8172
2021-03-10 17:30 | -10 | -14.1421 | 79.0332 | 79.1651 | 30.675 | 32.5355 | -10 | -14.1421 | -130.7928 | 132.3938 | -130.7928 | 132.3938 | 58.2427 | 125.6587 | 130.2 | 132.2861 | 129.9 | 132.3792 | -173.6 | -177.1154 | -179.4 | -183.1439 | -184.4 | -187.5148 | -183.9 | -187.354 | 380.1518 | 381.0515
2021-03-10 18:00 | -4 | -10.7703 | 88.5895 | 88.7487 | 23.9701 | 26.556 | -8 | -13.6015 | -118.5543 | 120.1238 | -118.5543 | 120.1238 | 52.4973 | 123.5698 | 129.3 | 131.5636 | 130.5 | 132.6885 | -172.4 | -176.6684 | -178.6 | -182.8862 | -183.2 | -187.2565 | -182.8 | -187.368 | 372.3152 | 373.9083
2021-03-10 18:30 | -11 | -14.2127 | 93.6591 | 93.6679 | 29.4287 | 31.402 | -9 | -12.7279 | -128.8786 | 130.3492 | -128.8786 | 130.3492 | 60.0132 | 127.541 | 130.2 | 132.4482 | 130.2 | 132.9095 | -172.9 | -177.0177 | -178.7 | -182.8782 | -183.4 | -187.4879 | -182.4 | -187.0911 | 377.4997 | 379.2813
2021-03-10 19:00 | -6 | -10.8167 | 97.4124 | 97.4124 | 28.8489 | 30.7036 | -6 | -10.8167 | -132.7362 | 134.1216 | -132.7362 | 134.1216 | 58.816 | 128.0188 | 130.2 | 132.6736 | 130.2 | 132.6163 | -173.1 | -177.3692 | -179.4 | -183.3808 | -184 | -187.9226 | -183.7 | -187.9612 | 382.201 | 383.3713
2021-03-10 19:30 | -12 | -14.4222 | 96.3745 | 96.3882 | 31.8984 | 33.3628 | -12 | -14.4222 | -136.9647 | 138.1073 | -136.9647 | 138.1073 | 57.0547 | 128.512 | 130.5 | 133.0259 | 129.9 | 132.5555 | -172.8 | -177.426 | -177.9 | -182.4244 | -181.8 | -187.8123 | -181.5 | -186.9281 | 364.7932 | 366.3505
2021-03-10 20:00 | -7 | -10.6301 | 97.265 | 97.2847 | 28.3688 | 29.6605 | -7 | -10.6301 | -131.6715 | 132.3608 | -131.6715 | 132.3608 | 69.3802 | 134.4363 | 129.3 | 131.6757 | 129.6 | 132.1431 | -172.9 | -177.2043 | -178.3 | -182.8782 | -182.9 | -187.4207 | -182.3 | -187.1432 | 356.5629 | 358.0044
2021-03-10 20:30 | -11 | -14.2127 | 91.314 | 91.3226 | 31.241 | 32.8753 | -12 | -15 | -129.6116 | 130.4275 | -129.6116 | 130.4275 | 83.896 | 138.4073 | 130.5 | 132.5813 | 130.8 | 132.9836 | -173.6 | -177.9268 | -179 | -183.6132 | -183.4 | -188.0367 | -183.3 | -188.0502 | 356.0454 | 357.2096
2021-03-10 21:00 | -3 | -8.544 | 91.7107 | 91.7831 | 24.8444 | 26.3193 | -3 | -7.6158 | -113.694 | 114.2499 | -113.694 | 114.2499 | 101.3748 | 152.0023 | 131.1 | 133.5 | 130.8 | 133.4973 | -173.2 | -177.7589 | -178.5 | -182.8712 | -183 | -187.6303 | -182.6 | -187.446 | 346.4461 | 348.2029
2021-03-10 21:30 | -4 | -14.5602 | 88.1254 | 88.7217 | 23.6206 | 27.579 | -4 | -13.6015 | -112.0391 | 113.4897 | -112.0391 | 113.4897 | 100.6862 | 144.8918 | 131.4 | 133.967 | 131.4 | 134.0852 | -175.1 | -180.1369 | -177.8 | -183.1953 | -182.1 | -187.7521 | -181.7 | -187.6126 | 298.9503 | 301.6229
2021-03-10 22:00 | -4 | -13.6015 | 88.0935 | 88.9541 | 19.6882 | 23.8362 | -4 | -14.5602 | -100.9892 | 102.2733 | -100.9892 | 102.2733 | 105.5989 | 150.8031 | 130.8 | 133.4973 | 131.7 | 134.4997 | -174.3 | -179.2108 | -176.3 | -181.6138 | -180.4 | -186.0261 | -179.8 | -185.9714 | 281.5979 | 285.6554
2021-03-10 22:30 | 1 | 13.0384 | 89.6923 | 90.6395 | 14.552 | 19.5794 | 1 | 13.0384 | -97.1596 | 98.6703 | -97.1596 | 98.6703 | 121.868 | 160.9142 | 131.1 | 134.1621 | 131.4 | 134.4552 | -175.1 | -179.7468 | -175.5 | -181.4201 | -178.9 | -186.5766 | -179 | -186.1679 | 276.0261 | 280.0586
2021-03-10 23:00 | 1 | 12.0416 | 85.6806 | 86.7936 | 13.8943 | 17.8774 | 1 | 11.0454 | -97.181 | 98.4763 | -97.181 | 98.4763 | 127.5841 | 169.2715 | 132.3 | 135.5273 | 131.7 | 134.8766 | -175 | -181.2535 | -175 | -182.0857 | -179.4 | -186.1256 | -178.9 | -185.9177 | 268.7194 | 272.861
2021-03-10 23:30 | 8 | 13.6015 | 93.1007 | 94.1205 | 3.8289 | 11.7144 | 8 | 13.6015 | -86.5485 | 88.3928 | -86.5485 | 88.3928 | 111.6904 | 156.8527 | 132.6 | 135.5034 | 132.9 | 136.0486 | -175.3 | -181.2095 | -175.6 | -181.7195 | -179.7 | -186.0772 | -178.8 | -186.0293 | 261.1428 | 266.9205
2021-03-11 | 11 | 16.2788 | 90.5408 | 91.759 | 3.0304 | 11.3704 | 10 | 14.8661 | -75.9794 | 77.6764 | -75.9794 | 77.6764 | 116.2425 | 158.7346 | 132.6 | 135.6916 | 132.6 | 135.7556 | -176.7 | -181.5426 | -176 | -182.7001 | -180.3 | -186.524 | -179.5 | -186.8959 | 254.3967 | 259.5193
2021-03-11 00:30 | 12 | 16.2788 | 86.2823 | 87.6554 | 3.0988 | 9.9699 | 12 | 15.6205 | -67.9295 | 69.2787 | -67.9295 | 69.2787 | 120.9845 | 164.0167 | 133.2 | 136.406 | 133.2 | 136.471 | -175.5 | -181.7623 | -175.2 | -182.4836 | -179.5 | -187.0855 | -179.3 | -186.8248 | 246.0274 | 251.4631
2021-03-11 01:00 | 9 | 14.2127 | 85.4205 | 87.0163 | 2.5993 | 10.8018 | 11 | 15.5563 | -64.1629 | 65.723 | -64.1629 | 65.723 | 123.5547 | 163.7789 | 132 | 135.1053 | 132 | 135.0417 | -176.9 | -182.5339 | -175.8 | -182.5246 | -180.2 | -186.6647 | -179.9 | -187.158 | 237.2623 | 245.4441
2021-03-11 01:30 | 13 | 17.0294 | 89.4401 | 91.0353 | -3.0353 | 10.6283 | 14 | 17.8045 | -56.6623 | 58.0942 | -56.6623 | 58.0942 | 133.3306 | 172.543 | 132.9 | 135.9847 | 132.6 | 135.6916 | -176.1 | -182.4211 | -175.7 | -182.1317 | -179.7 | -186.5159 | -179 | -186.4265 | 230.0027 | 238.9334
2021-03-11 02:00 | 19 | 22.4722 | 91.3967 | 93.1324 | -4.9878 | 12.1774 | 18 | 21.6333 | -57.6991 | 59.0818 | -57.6991 | 59.0818 | 138.2858 | 169.5954 | 133.8 | 136.9279 | 133.2 | 136.3417 | -176.4 | -182.4464 | -175.2 | -182.1427 | -179.6 | -186.4301 | -179.4 | -185.8492 | 227.0843 | 232.8322
2021-03-11 02:30 | 20 | 23.8537 | 95.82 | 97.7101 | -9.9269 | 15.8327 | 21 | 25.2389 | -52.0572 | 53.823 | -52.0572 | 53.823 | 140.4622 | 171.405 | 132.3 | 135.3349 | 133.2 | 136.2779 | -176.9 | -183.4355 | -175.2 | -182.2615 | -179.8 | -187.3747 | -179.5 | -186.7887 | 219.6335 | 226.4533
2021-03-11 03:00 | 21 | 24.6982 | 91.6017 | 93.5482 | -6.5605 | 13.4637 | 22 | 25.0599 | -52.1417 | 53.7833 | -52.1417 | 53.7833 | 145.3754 | 174.9383 | 132.9 | 135.9215 | 132.9 | 135.9847 | -176.9 | -182.8266 | -175.7 | -182.2528 | -180.1 | -186.5682 | -179.6 | -186.596 | 225.3389 | 231.9938
2021-03-11 03:30 | 17 | 22.0227 | 92.6214 | 94.3432 | -4.8942 | 12.8808 | 18 | 22.2036 | -56.6176 | 58.2117 | -56.6176 | 58.2117 | 137.3395 | 168.3267 | 133.2 | 136.0906 | 132.9 | 136.0486 | -176.8 | -182.6359 | -175.8 | -182.0686 | -179.9 | -186.0679 | -178.9 | -186.2105 | 223.3295 | 229.643
2021-03-11 04:00 | 21 | 25.807 | 98.3676 | 99.8977 | -7.2188 | 15.3673 | 20 | 24.4131 | -58.4265 | 60.319 | -58.4265 | 60.319 | 134.8963 | 165.5426 | 133.2 | 135.9688 | 132.6 | 135.5034 | -177 | -181.926 | -175.8 | -181.2206 | -179.9 | -185.7298 | -179.1 | -185.3315 | 233.1261 | 239.2609
2021-03-11 04:30 | 24 | 28.3019 | 101.0712 | 102.7 | -7.6953 | 17.0376 | 24 | 28.3019 | -62.5495 | 64.8515 | -62.5495 | 64.8515 | 126.2913 | 157.9539 | 132 | 134.5556 | 132.6 | 135.1443 | -176.4 | -181.6461 | -175.5 | -181.2306 | -179.7 | -185.3725 | -179.1 | -185.3175 | 240.4116 | 246.1566
2021-03-11 05:00 | 21 | 26.4008 | 104.6836 | 105.8694 | -4.8719 | 17.7298 | 20 | 25 | -72.0414 | 75.3895 | -72.0414 | 75.3895 | 118.3664 | 147.257 | 132.9 | 134.7912 | 132.6 | 134.5971 | -175.9 | -179.1983 | -176.3 | -179.4352 | -180.8 | -184.0449 | -180.2 | -183.5565 | 283.1515 | 287.627
2021-03-11 05:30 | 25 | 30.8058 | 115.7278 | 116.2923 | -3.7888 | 20.7245 | 24 | 29.4109 | -80.6175 | 85.1983 | -80.6175 | 85.1983 | 106.7478 | 140.5399 | 132.3 | 133.8636 | 131.7 | 133.1801 | -176 | -179.0387 | -177.4 | -181.0012 | -181.5 | -185.1952 | -181.4 | -185.2355 | 308.5624 | 312.3567
2021-03-11 06:00 | 16 | 20.6155 | 119.1921 | 119.3527 | 0.82654 | 17.3468 | 18 | 22.8035 | -97.4656 | 100.8524 | -97.4656 | 100.8524 | 67.9851 | 112.541 | 131.7 | 133.0492 | 132 | 133.3462 | -175.8 | -178.4777 | -178.2 | -181.547 | -182.9 | -186.2943 | -182.2 | -185.6646 | 320.0893 | 321.9723
2021-03-11 06:30 | 22 | 25.0599 | 121.1878 | 121.2296 | 1.0541 | 15.2566 | 21 | 24.6982 | -101.7139 | 104.733 | -101.7139 | 104.733 | 51.1029 | 108.149 | 131.4 | 133.3125 | 130.5 | 132.4767 | -174.4 | -177.8004 | -179.2 | -183.1355 | -183.5 | -187.4089 | -183.4 | -187.2549 | 348.4976 | 351.5385
2021-03-11 07:00 | 14 | 19.799 | 115.2161 | 115.2335 | 8.1869 | 16.8783 | 13 | 18.3848 | -107.1926 | 109.797 | -107.1926 | 109.797 | 49.6817 | 97.0742 | 130.5 | 132.0849 | 129.9 | 131.5865 | -173.2 | -177.1813 | -178.9 | -182.4115 | -183.8 | -187.0233 | -183.5 | -187.0366 | 350.6925 | 355.2673
2021-03-11 07:30 | 2 | 12.1655 | 99.0584 | 99.0881 | 13.9612 | 18.8364 | 2 | 12.1655 | -113.2685 | 115.411 | -113.2685 | 115.411 | 52.5582 | 102.6734 | 129.3 | 131.2431 | 129.3 | 131.3472 | -173.1 | -176.7673 | -180.4 | -185.3672 | -185 | -189.4363 | -185.1 | -189.3911 | 362.1179 | 364.8808
2021-03-11 08:00 | 7 | 13.8924 | 90.9113 | 91.0425 | 10.7689 | 16.5705 | 6 | 12.53 | -107.5684 | 109.6568 | -107.5684 | 109.6568 | 49.7239 | 102.6431 | 130.8 | 132.8766 | 129.9 | 132.0985 | -173.3 | -177.2343 | -178.2 | -182.5271 | -182.4 | -187.159 | -182.4 | -187.1955 | 349.9953 | 352.7505
2021-03-11 08:30 | 3 | 10.4403 | 87.0629 | 87.2828 | 10.5817 | 16.2517 | 3 | 10.4403 | -105.4136 | 107.2856 | -105.4136 | 107.2856 | 53.3937 | 101.9653 | 130.5 | 132.4767 | 129.6 | 132.0273 | -172.9 | -176.7224 | -176.2 | -180.4575 | -180.1 | -184.8587 | -180.2 | -185.2994 | 329.9131 | 332.8172
2021-03-11 09:00 | 5 | 11.1803 | 77.9804 | 78.1302 | 11.6564 | 16.1041 | 5 | 11.1803 | -100.2233 | 101.8028 | -100.2233 | 101.8028 | 30.5964 | 90.3527 | 97.8 | 100.6307 | 98.4 | 101.3561 | -132.5 | -136.2227 | -140.5 | -143.6195 | -144.3 | -147.4805 | -143.9 | -147.8391 | 386.1996 | 389.5855
2021-03-11 09:30 | -2 | -10.198 | 67.2287 | 67.4566 | 14.1257 | 18.0015 | -4 | -10.7703 | -97.493 | 98.8852 | -97.493 | 98.8852 | 23.9443 | 85.8158 | 81.6 | 84.3342 | 81.6 | 84.4104 | -111 | -112.4744 | -120.9 | -123.5936 | -124 | -126.2634 | -123.8 | -126.0258 | 408.0676 | 411.2461
2021-03-11 10:00 | -10 | -13.4536 | 58.2628 | 58.4284 | 20.3363 | 23.0965 | -10 | -14.8661 | -100.351 | 101.7428 | -100.351 | 101.7428 | 36.4768 | 90.6134 | 82.8 | 85.8026 | 83.7 | 86.6714 | -114.1 | -116.1827 | -120.9 | -123.3773 | -123.9 | -126.4367 | -123.8 | -126.3989 | 385.3589 | 388.6879
2021-03-11 10:30 | -12 | -15.6205 | 50.751 | 50.9831 | 19.911 | 22.6363 | -12 | -15.6205 | -94.1057 | 95.1957 | -94.1057 | 95.1957 | 34.6385 | 88.7428 | 81.6 | 84.6452 | 81.9 | 84.9344 | -110.6 | -112.5947 | -120.8 | -123.1416 | -123.7 | -125.9877 | -123.6 | -125.9854 | 388.1209 | 390.8284
2021-03-11 11:00 | -10 | -15.6205 | 46.804 | 47.3176 | 20.0055 | 22.9772 | -12 | -16.2788 | -94.2959 | 95.8156 | -94.2959 | 95.8156 | 39.4937 | 91.2256 | 81.6 | 84.4877 | 82.2 | 85.1451 | -110.2 | -112.0541 | -121.1 | -123.3782 | -124.3 | -126.6338 | -124 | -126.3586 | 391.6586 | 394.3333
2021-03-11 11:30 | -16 | -19.4165 | 44.1091 | 44.6469 | 22.36 | 25.0001 | -14 | -17.8045 | -95.8343 | 97.251 | -95.8343 | 97.251 | 45.0925 | 93.5399 | 81.6 | 84.6245 | 81 | 83.8305 | -112.3 | -113.9976 | -122.6 | -124.7337 | -125.2 | -127.4608 | -125.5 | -127.793 | 388.4626 | 391.0664
2021-03-11 12:00 | -14 | -17.8045 | 39.5847 | 40.1248 | 23.9572 | 26.5829 | -13 | -17.0294 | -97.7058 | 99.2523 | -97.7058 | 99.2523 | 31.7844 | 87.4084 | 80.1 | 82.8744 | 80.7 | 83.2385 | -109.5 | -111.0853 | -122.5 | -124.5492 | -125.5 | -127.7689 | -125.4 | -127.7182 | 407.1313 | 409.0111
2021-03-11 12:30 | -22 | -27.8029 | 38.9738 | 40.7893 | 32.858 | 36.5724 | -22 | -27.2029 | -108.3996 | 111.3116 | -108.3996 | 111.3116 | 26.576 | 70.7009 | 81.9 | 83.0052 | 82.5 | 83.5493 | -110.6 | -110.9249 | -121.2 | -122.137 | -124 | -125.0396 | -124.3 | -125.2627 | 414.0378 | 414.3591
2021-03-11 13:00 | -22 | -27.8029 | 52.0139 | 52.5457 | 38.0452 | 41.6957 | -22 | -27.8029 | -111.2713 | 114.5152 | -111.2713 | 114.5152 | 0.38748 | 72.4239 | 80.7 | 81.632 | 81 | 81.9286 | -110.9 | -111.181 | -125.1 | -125.9146 | -128.5 | -129.3268 | -128.5 | -129.3155 | 440.5699 | 440.6177
2021-03-11 13:30 | -36 | -39 | 53.6498 | 53.8382 | 50.066 | 52.6573 | -36 | -39.3954 | -128.1124 | 130.8508 | -128.1124 | 130.8508 | -9.6402 | 62.316 | 80.4 | 81.2468 | 81 | 81.8406 | -109.6 | -109.8495 | -122.8 | -123.7388 | -126.1 | -127.3002 | -126.1 | -127.0499 | 443.654 | 443.9684
2021-03-11 14:00 | -33 | -35.8469 | 63.7978 | 63.8934 | 49.0996 | 51.1715 | -32 | -34.9285 | -131.5527 | 133.9648 | -131.5527 | 133.9648 | -15.28 | 69.2369 | 81.6 | 82.5671 | 81.6 | 82.6134 | -111.1 | -111.4721 | -122.5 | -123.674 | -125.8 | -127.0391 | -125.8 | -127.0391 | 440.5883 | 441.0144
2021-03-11 14:30 | -25 | -27.313 | 62.555 | 62.581 | 42.4451 | 44.0646 | -25 | -27.313 | -132.9041 | 134.9375 | -132.9041 | 134.9375 | 1.879 | 77.014 | 81.6 | 82.7587 | 81 | 82.3772 | -109 | -109.694 | -122.1 | -123.6004 | -125.1 | -126.5953 | -125.7 | -127.1579 | 455.5835 | 456.6362
2021-03-11 15:00 | -33 | -34.7851 | 62.0765 | 62.1041 | 49.0201 | 50.3713 | -33 | -35.4683 | -146.2695 | 147.98 | -146.2695 | 147.98 | -8.8486 | 77.0824 | 81.6 | 82.7092 | 81.9 | 83.1049 | -110.8 | -111.3447 | -122.2 | -123.6225 | -125.9 | -127.3556 | -125.5 | -126.9301 | 473.3331 | 474.1247
2021-03-11 15:30 | -36 | -37.6431 | 65.5985 | 65.609 | 50.7053 | 51.6967 | -34 | -36.0555 | -147.3107 | 148.61 | -147.3107 | 148.61 | -20.983 | 74.5927 | 82.5 | 83.5493 | 82.8 | 83.9421 | -111.1 | -111.4969 | -121.8 | -123.1375 | -124.6 | -125.9078 | -124.8 | -126.1392 | 464.0471 | 464.9087
2021-03-11 16:00 | -24 | -26 | 75.8282 | 75.8286 | 45.3032 | 46.7044 | -24 | -26 | -148.3836 | 149.8189 | -148.3836 | 149.8189 | -21.023 | 73.6276 | 81.6 | 82.7587 | 82.2 | 83.4005 | -111.2 | -111.7232 | -121.9 | -123.3873 | -124.8 | -126.2531 | -125.2 | -126.6941 | 473.4889 | 474.7185
2021-03-11 16:30 | -25 | -26.9258 | 83.337 | 83.3375 | 43.0964 | 44.7382 | -25 | -27.313 | -154.1999 | 155.9879 | -154.1999 | 155.9879 | -25.7582 | 73.9382 | 81.9 | 83.1049 | 81.9 | 83.1563 | -111 | -111.4955 | -121.2 | -122.6802 | -124.8 | -126.2835 | -124.5 | -125.9264 | 465.1126 | 466.9104
2021-03-11 17:00 | -19 | -21.9545 | 89.547 | 89.5519 | 39.296 | 40.9159 | -21 | -23.7065 | -151.3928 | 152.9417 | -151.3928 | 152.9417 | -27.1873 | 78.1217 | 82.5 | 83.8525 | 82.2 | 83.4518 | -110.7 | -111.3061 | -122.2 | -123.8258 | -124.8 | -126.4242 | -125.1 | -126.7524 | 461.7102 | 463.9522
2021-03-11 17:30 | -7 | -11.4018 | 100.709 | 100.7193 | 29.3527 | 31.48 | -7 | -11.4018 | -137.678 | 139.1143 | -137.678 | 139.1143 | -28.3214 | 80.629 | 82.5 | 83.962 | 83.1 | 84.5516 | -112.9 | -113.7282 | -122.8 | -124.6041 | -126.1 | -128.0504 | -126.1 | -128.0393 | 445.6624 | 448.441
2021-03-11 18:00 | -3 | -12.3693 | 106.229 | 106.2551 | 22.8076 | 26.8491 | -1 | -12.0416 | -128.1178 | 130.3602 | -128.1178 | 130.3602 | -21.2726 | 66.7311 | 82.8 | 83.992 | 82.5 | 83.7994 | -112.3 | -112.9607 | -122.9 | -124.5816 | -125.5 | -127.1794 | -126.1 | -127.8367 | 440.6227 | 444.0474
2021-03-11 18:30 | 5 | 13 | 115.4102 | 115.4498 | 13.7023 | 20.133 | 6 | 14.3178 | -113.4617 | 115.8776 | -113.4617 | 115.8776 | -18.0155 | 66.4042 | 82.2 | 83.6672 | 82.2 | 83.7811 | -111.4 | -112.1444 | -122.9 | -124.6145 | -126.2 | -128.034 | -126.6 | -128.3628 | 432.1001 | 435.4919
2021-03-11 19:00 | 5 | 14.8661 | 117.1667 | 117.2037 | 14.3569 | 21.4849 | 6 | 15.2315 | -113.3615 | 116.0651 | -113.3615 | 116.0651 | -19.1964 | 64.3217 | 81 | 82.4885 | 81.6 | 83.022 | -110.4 | -111.1389 | -122.2 | -123.7619 | -125.4 | -127.0007 | -125.5 | -127.1153 | 427.7743 | 430.9314
2021-03-11 19:30 | 3 | 19.2354 | 109.9693 | 110.3187 | 19.7029 | 28.2716 | 2 | 19.105 | -124.1094 | 128.5277 | -124.1094 | 128.5277 | -15.9386 | 65.0319 | 81.9 | 83.4291 | 82.2 | 83.7236 | -111.4 | -112.2638 | -121.6 | -123.3326 | -125.4 | -127.1628 | -125.3 | -127.0642 | 410.1602 | 413.5299
2021-03-11 20:00 | -2 | -16.1245 | 107.9195 | 108.0633 | 20.5057 | 27.3781 | 0 | 16 | -122.7483 | 126.0818 | -122.7483 | 126.0818 | -9.9556 | 68.3496 | 82.5 | 84.4408 | 82.8 | 84.7339 | -111.4 | -112.8188 | -120.5 | -122.6567 | -123.8 | -126.0718 | -124.1 | -126.3054 | 404.8785 | 408.3905
2021-03-11 20:30 | 8 | 17 | 106.5516 | 106.577 | 13.0555 | 16.8199 | 8 | 17 | -107.7938 | 108.6808 | -107.7938 | 108.6808 | 24.8607 | 72.4625 | 83.1 | 85.7864 | 82.5 | 85.4347 | -111.7 | -113.8266 | -120.4 | -123.0565 | -123.5 | -126.2485 | -123.7 | -126.5067 | 404.0052 | 409.6986
2021-03-11 21:00 | 5 | 9.434 | 106.06 | 106.1304 | 11.916 | 15.5244 | 4 | 8.9443 | -103.2081 | 103.975 | -103.2081 | 103.975 | 33.6954 | 78.4211 | 82.8 | 84.9969 | 83.1 | 85.5673 | -112.2 | -113.7313 | -120.3 | -123.12 | -123.4 | -126.2767 | -123.4 | -126.3193 | 392.4789 | 398.015
2021-03-11 21:30 | 3 | 8.544 | 100.0096 | 100.0476 | 13.6117 | 16.0719 | 3 | 8.544 | -102.1954 | 102.6537 | -102.1954 | 102.6537 | 48.5022 | 91.8401 | 82.2 | 84.7663 | 83.7 | 86.1502 | -112.7 | -114.1259 | -119.6 | -121.8676 | -123.1 | -125.3986 | -123 | -125.3774 | 381.9391 | 386.7205
2021-03-11 22:00 | 6 | 11.6619 | 95.8289 | 96.2289 | 11.8732 | 15.9622 | 6 | 11.6619 | -90.5356 | 91.3988 | -90.5356 | 91.3988 | 52.1509 | 93.9494 | 83.1 | 85.7124 | 83.7 | 86.2942 | -113.8 | -115.6853 | -120.1 | -122.7153 | -123.2 | -125.852 | -122.8 | -125.6057 | 360.786 | 366.4312
2021-03-11 22:30 | 2 | 10.198 | 92.6221 | 93.1329 | 11.3665 | 14.9603 | 2 | 10.198 | -90.1327 | 91.0774 | -90.1327 | 91.0774 | 67.1799 | 109.1192 | 84.3 | 86.8043 | 84.3 | 87.0233 | -114.2 | -115.9728 | -119.7 | -121.7963 | -122.7 | -124.7459 | -122.1 | -124.3033 | 353.4958 | 358.012
2021-03-11 23:00 | 11 | 14.8661 | 97.3079 | 97.9632 | 3.5968 | 10.5622 | 10 | 14.1421 | -85.9337 | 86.841 | -85.9337 | 86.841 | 71.4819 | 112.2684 | 84.6 | 87.5409 | 84.9 | 87.6791 | -114.8 | -116.8515 | -118.4 | -120.6133 | -121.2 | -123.4572 | -120.9 | -123.2011 | 339.5522 | 344.3851
2021-03-11 23:30 | 22 | 24.1661 | 103.1111 | 103.6694 | -4.3538 | 11.006 | 22 | 24.1661 | -80.8879 | 82.093 | -80.8879 | 82.093 | 56.0719 | 99.8885 | 84.3 | 86.8763 | 84.9 | 87.5311 | -114.2 | -116.0078 | -118.5 | -120.5432 | -121.7 | -123.799 | -121.5 | -123.5936 | 342.9537 | 347.9468
2021-03-12 | 16 | 18.3576 | 99.2186 | 99.8418 | -3.0395 | 9.8885 | 17 | 19.2354 | -77.6362 | 78.4174 | -77.6362 | 78.4174 | 63.1877 | 107.3662 | 85.2 | 88.0448 | 84.6 | 87.7765 | -114.8 | -117.0034 | -118.7 | -121.0429 | -122 | -124.3576 | -121.6 | -124.0634 | 333.1747 | 337.893
2021-03-12 00:30 | 21 | 23.7065 | 97.6611 | 98.7523 | -5.5552 | 12.6581 | 22 | 25.0599 | -68.3756 | 69.2672 | -68.3756 | 69.2672 | 71.2176 | 106.0841 | 83.7 | 85.8073 | 84.3 | 86.526 | -114.3 | -115.6777 | -118.5 | -120.5985 | -121.5 | -123.5476 | -121.1 | -123.3023 | 325.3878 | 331.7935
2021-03-12 01:00 | 16 | 19.4165 | 94.2136 | 95.4326 | -4.2027 | 11.1907 | 16 | 19.4165 | -69.9437 | 70.4081 | -69.9437 | 70.4081 | 71.2876 | 107.1325 | 83.4 | 85.7879 | 84.6 | 86.8861 | -114.7 | -116.1193 | -118.9 | -121.0288 | -121.9 | -124.0508 | -121.6 | -123.7747 | 316.959 | 324.8675
2021-03-12 01:30 | 16 | 20.6155 | 90.1912 | 91.6891 | -1.6789 | 11.5939 | 15 | 19.8494 | -72.7352 | 73.0772 | -72.7352 | 73.0772 | 83.1958 | 116.573 | 84.3 | 86.7332 | 85.2 | 87.6082 | -114.2 | -115.8028 | -118.5 | -120.7497 | -120.9 | -123.0683 | -120.9 | -123.2591 | 322.3868 | 329.3025
2021-03-12 02:00 | 7 | 14.7648 | 84.065 | 85.6167 | 4.366 | 11.5537 | 8 | 14.4222 | -78.7568 | 78.9292 | -78.7568 | 78.9292 | 89.5347 | 122.804 | 84 | 86.5129 | 84.3 | 87.251 | -113.7 | -115.5156 | -118 | -120.4159 | -120.6 | -122.9844 | -120.6 | -123.1235 | 319.6797 | 326.4494
2021-03-12 02:30 | 12 | 16.9706 | 84.4983 | 86.1378 | 2.9271 | 11.3705 | 12 | 16.9706 | -74.3912 | 74.5522 | -74.3912 | 74.5522 | 94.9556 | 129.7604 | 84.6 | 88.9883 | 84.9 | 89.1813 | -114.4 | -118.1423 | -118.4 | -122.9397 | -121.6 | -126.1406 | -121 | -125.8498 | 318.105 | 323.6986
2021-03-12 03:00 | 6 | 14.3178 | 82.1333 | 83.9465 | 5.7405 | 12.9153 | 6 | 14.3178 | -78.7071 | 78.933 | -78.7071 | 78.933 | 97.6294 | 131.9263 | 84.6 | 89.3678 | 84.6 | 88.9883 | -114.1 | -117.9273 | -118.8 | -123.4601 | -120.8 | -125.4936 | -120.5 | -125.3691 | 322.1756 | 327.4836
2021-03-12 03:30 | 3 | 13.3417 | 85.7631 | 86.885 | 2.9516 | 9.6566 | 4 | 13.6015 | -74.204 | 74.2319 | -74.204 | 74.2319 | 92.3211 | 129.7231 | 84 | 88.4181 | 84.3 | 89.0838 | -114.5 | -118.5962 | -118.4 | -123.2404 | -121.7 | -126.6883 | -121.4 | -126.6537 | 315.8543 | 320.8743
2021-03-12 04:00 | 6 | 15.2315 | 83.0057 | 85.0966 | 6.1352 | 14.593 | 7 | 15.6525 | -80.8806 | 81.441 | -80.8806 | 81.441 | 87.5914 | 121.6545 | 84.3 | 88.3371 | 84.9 | 88.9099 | -114 | -117.2935 | -118.2 | -122.5867 | -121 | -125.5251 | -120.4 | -125.1358 | 323.4651 | 329.453
2021-03-12 04:30 | 7 | 16.5529 | 88.8937 | 90.6599 | 3.7145 | 14.3568 | 6 | 16.1555 | -80.2352 | 81.112 | -80.2352 | 81.112 | 80.3029 | 115.3966 | 84.9 | 88.9994 | 85.2 | 89.1964 | -114.3 | -117.6796 | -117.9 | -122.5397 | -121 | -125.7132 | -120.6 | -125.4928 | 330.5472 | 335.9333
2021-03-12 05:00 | 5 | 15.8114 | 89.76 | 91.119 | 10.0124 | 18.5809 | 4 | 16.4924 | -96.4194 | 98.1062 | -96.4194 | 98.1062 | 67.0975 | 104.3781 | 84.9 | 87.4586 | 84.9 | 87.4586 | -114.1 | -116.0711 | -118.4 | -121.5517 | -121.4 | -124.5872 | -121 | -124.2598 | 361.1755 | 364.1664
2021-03-12 05:30 | 1 | 15.0333 | 94.3816 | 94.9063 | 15.8941 | 23.4948 | 1 | 15.0333 | -109.0829 | 111.3933 | -109.0829 | 111.3933 | 51.5423 | 90.5355 | 84.3 | 86.526 | 84.6 | 86.5566 | -115.2 | -116.4918 | -121 | -123.4953 | -124 | -126.4951 | -123.6 | -126.1829 | 377.3062 | 380.5746
2021-03-12 06:00 | -3 | -11.4018 | 90.1759 | 90.1923 | 26.5347 | 29.1767 | -3 | -11.4018 | -128.8113 | 129.9087 | -128.8113 | 129.9087 | 38.3016 | 92.7656 | 81.9 | 84.1205 | 84 | 86.3713 | -112.3 | -114.2184 | -120.3 | -122.7687 | -123.1 | -125.673 | -123 | -125.6562 | 419.0133 | 420.7511
2021-03-12 06:30 | -8 | -12.0416 | 89.6581 | 89.6612 | 29.8316 | 31.4835 | -8 | -12.0416 | -139.7372 | 140.6652 | -139.7372 | 140.6652 | 15.7847 | 71.2069 | 82.5 | 83.6462 | 81.3 | 82.4629 | -112.1 | -112.5541 | -121.1 | -122.4304 | -123.7 | -125.0172 | -124 | -125.4021 | 431.3089 | 433.953
2021-03-12 07:00 | -18 | -18.9737 | 78.7951 | 78.8393 | 38.749 | 39.2817 | -18 | -18.9737 | -146.764 | 147.2808 | -146.764 | 147.2808 | 2.534 | 72.3433 | 82.5 | 84.4408 | 81.9 | 83.5456 | -110.7 | -111.6456 | -121.9 | -123.6956 | -124.8 | -126.6046 | -125.2 | -127.1356 | 438.6983 | 442.3352
2021-03-12 07:30 | -34 | -34.2345 | 62.2904 | 62.4706 | 49.1462 | 49.2174 | -33 | -33.2415 | -161.2741 | 161.6512 | -161.2741 | 161.6512 | -0.57561 | 71.1584 | 81.9 | 83.6053 | 81.6 | 83.3725 | -110.9 | -111.9368 | -121.3 | -123.3148 | -123.9 | -125.8032 | -123.8 | -125.8459 | 431.0872 | 433.7857
2021-03-12 08:00 | -34 | -34.2345 | 50.7963 | 50.9188 | 51.5044 | 51.5822 | -34 | -34.2345 | -165.4016 | 165.7717 | -165.4016 | 165.7717 | 19.7511 | 76.7544 | 82.8 | 84.428 | 84.3 | 85.9577 | -112.6 | -113.3595 | -122.8 | -124.6336 | -125.9 | -127.7564 | -125.9 | -127.6409 | 451.0844 | 453.8368
2021-03-12 08:30 | -35 | -35.5106 | 49.9956 | 49.9974 | 45.6097 | 45.7556 | -35 | -35.3553 | -156.1953 | 156.6549 | -156.1953 | 156.6549 | 21.8458 | 80.603 | 81.9 | 83.6053 | 81.6 | 83.3725 | -111.4 | -112.3527 | -121.4 | -123.3066 | -124.4 | -126.3304 | -124.5 | -126.5705 | 447.3134 | 449.06
2021-03-12 09:00 | -30 | -30.5941 | 44.9024 | 44.909 | 43.4082 | 43.5717 | -29 | -29.6142 | -148.9447 | 149.2995 | -148.9447 | 149.2995 | 24.142 | 81.7107 | 81.6 | 83.3115 | 82.5 | 84.3149 | -110.7 | -111.6982 | -121.1 | -123.0289 | -124.1 | -126.07 | -124.2 | -126.2038 | 437.1913 | 438.9059
2021-03-12 09:30 | -37 | -37.3363 | 32.2686 | 32.3481 | 52.5697 | 52.6625 | -37 | -37.3363 | -154.5654 | 155.031 | -154.5654 | 155.031 | 16.2967 | 82.0902 | 82.2 | 84.3448 | 82.8 | 84.8634 | -111.8 | -113.1393 | -121.3 | -123.4613 | -124 | -126.2258 | -124.2 | -126.4598 | 415.4085 | 416.3206
2021-03-12 10:00 | -43 | -43.2897 | 24.9335 | 25.211 | 53.003 | 53.053 | -42 | -42.2966 | -152.9574 | 153.3028 | -152.9574 | 153.3028 | 23.6432 | 84.2294 | 81.9 | 83.7908 | 82.2 | 84.1477 | -110.8 | -111.9068 | -121.7 | -123.6548 | -124.8 | -126.8477 | -124.7 | -126.7136 | 412.634 | 413.3512
2021-03-12 10:30 | -51 | -51.2445 | 13.7822 | 13.8761 | 60.3129 | 60.3344 | -51 | -51.3517 | -164.583 | 164.8373 | -164.583 | 164.8373 | 21.8357 | 80.2751 | 82.2 | 83.8397 | 83.7 | 85.2533 | -111.2 | -112.0654 | -121.9 | -123.5623 | -125.2 | -126.916 | -125.3 | -127.1009 | 419.176 | 419.6816
2021-03-12 11:00 | -62 | -62.0725 | 8.819 | 10.218 | 69.8136 | 69.8498 | -63 | -63.0714 | -173.9676 | 174.1736 | -173.9676 | 174.1736 | 22.623 | 80.5909 | 81.9 | 83.6053 | 82.2 | 83.7811 | -111.7 | -112.4656 | -122.6 | -124.2856 | -125.8 | -127.5243 | -125.7 | -127.4421 | 426.6776 | 426.7856
2021-03-12 11:30 | -64 | -64.195 | 8.7209 | 9.8112 | 69.8523 | 69.8643 | -63 | -63.1981 | -173.3452 | 173.8644 | -173.3452 | 173.8644 | 11.7097 | 79.5613 | 81 | 82.8478 | 80.4 | 82.3903 | -109.9 | -110.6889 | -122.1 | -123.4816 | -125 | -126.6698 | -125.3 | -126.7929 | 441.0928 | 441.1909
2021-03-12 12:00 | -57 | -57.3149 | 16.0074 | 16.7401 | 72.0421 | 72.0423 | -58 | -58.3095 | -169.5544 | 170.2399 | -169.5544 | 170.2399 | -3.9855 | 78.7431 | 81.3 | 83.1411 | 80.4 | 82.2613 | -108.7 | -109.7164 | -123.5 | -125.1899 | -126.8 | -128.5272 | -126.7 | -128.4285 | 461.7832 | 461.8418
2021-03-12 12:30 | -60 | -60.1332 | 17.9664 | 19.2916 | 73.4597 | 73.499 | -60 | -60.208 | -175.0571 | 175.5246 | -175.0571 | 175.5246 | 2.8514 | 57.8525 | 81.3 | 83.2045 | 81.3 | 83.3342 | -108.9 | -109.9557 | -122.6 | -124.576 | -125.7 | -127.6803 | -125.5 | -127.4834 | 442.4198 | 442.6644
2021-03-12 13:00 | -59 | -59.2115 | 21.8602 | 23.0923 | 73.575 | 73.5782 | -59 | -59.2115 | -173.5471 | 174.2112 | -173.5471 | 174.2112 | -9.607 | 62.0486 | 80.1 | 82.0976 | 80.7 | 82.7489 | -109.8 | -110.6763 | -122.9 | -124.7151 | -126.4 | -128.1676 | -126 | -127.8891 | 454.0494 | 454.3736
2021-03-12 13:30 | -62 | -62.2013 | 26.8958 | 28.5745 | 79.412 | 79.412 | -62 | -62.2013 | -184.9595 | 185.7677 | -184.9595 | 185.7677 | -8.6028 | 55.7028 | 82.2 | 83.8992 | 81.9 | 83.6661 | -109.6 | -110.5033 | -122.6 | -124.5583 | -125.6 | -127.5643 | -125.8 | -127.7787 | 443.1623 | 443.5364
2021-03-12 14:00 | -66 | -66.0681 | 21.2958 | 23.2677 | 80.2921 | 80.2945 | -65 | -65.0692 | -193.5672 | 194.3577 | -193.5672 | 194.3577 | -13.073 | 58.0826 | 82.5 | 84.1932 | 81.9 | 83.5456 | -110.3 | -111.0752 | -124.3 | -126.0782 | -127.5 | -129.3167 | -127.6 | -129.4657 | 460.9163 | 461.2252
2021-03-12 14:30 | -65 | -65.123 | 23.8515 | 25.5199 | 78.6058 | 78.6061 | -65 | -65.123 | -189.1032 | 189.9278 | -189.1032 | 189.9278 | -24.8767 | 58.4586 | 81.3 | 83.0176 | 82.2 | 83.8397 | -110.6 | -111.3968 | -123 | -124.8307 | -126.2 | -128.0861 | -126.1 | -127.9705 | 460.8186 | 461.004
2021-03-12 15:00 | -64 | -64.0703 | 37.7652 | 38.9001 | 76.617 | 76.6376 | -64 | -64.0703 | -190.9454 | 192.0715 | -190.9454 | 192.0715 | -37.1922 | 60.209 | 80.1 | 81.4377 | 80.7 | 81.8714 | -109 | -109.6918 | -123.4 | -127.1857 | -126.3 | -130.2418 | -126.2 | -130.1931 | 476.5705 | 476.8356
2021-03-12 15:30 | -53 | -53.6004 | 45.9182 | 45.9319 | 70.6086 | 72.3066 | -52 | -52.6118 | -186.8036 | 190.6048 | -186.8036 | 190.6048 | -52.5313 | 71.4507 | 81.6 | 83.2515 | 81.6 | 83.2515 | -109.7 | -110.4559 | -122.7 | -124.1623 | -125.7 | -127.173 | -125.8 | -127.2568 | 470.8427 | 470.9012
2021-03-12 16:00 | -57 | -58.9406 | 45.6691 | 45.6764 | 72.8132 | 74.321 | -57 | -58.9406 | -197.886 | 200.9597 | -197.886 | 200.9597 | -52.2501 | 70.2948 | 80.4 | 81.9571 | 80.4 | 82.0159 | -108.7 | -109.4628 | -121.9 | -123.5136 | -125.1 | -126.6572 | -124.9 | -126.6057 | 488.1831 | 488.2756
2021-03-12 16:30 | -60 | -61.8466 | 54.0268 | 54.1575 | 80.5399 | 81.9484 | -59 | -60.8769 | -213.8342 | 217.2122 | -213.8342 | 217.2122 | -54.962 | 71.892 | 80.1 | 81.4924 | 78.9 | 80.4274 | -108.1 | -108.753 | -122.2 | -123.6074 | -125.3 | -126.7324 | -125.4 | -126.7719 | 533.0842 | 533.1532
2021-03-12 17:00 | -41 | -46.0652 | 65.7167 | 65.8851 | 61.3809 | 65.0236 | -42 | -46.9574 | -194.1103 | 199.2049 | -194.1103 | 199.2049 | -64.0555 | 83.7578 | 79.8 | 83.0762 | 80.1 | 83.448 | -109.7 | -111.9636 | -124.5 | -125.867 | -127.8 | -129.1464 | -127.8 | -129.0894 | 531.4726 | 531.7274
2021-03-12 17:30 | -41 | -48.0208 | 81.3057 | 81.5349 | 61.928 | 67.5636 | -41 | -48.0208 | -188.5471 | 195.4667 | -188.5471 | 195.4667 | -64.2138 | 86.7732 | 82.2 | 86.2441 | 81.9 | 85.778 | -109.8 | -112.6101 | -123.7 | -125.3872 | -127.2 | -128.8927 | -127.1 | -128.6639 | 503.8585 | 504.6564
2021-03-12 18:00 | -15 | -32.6497 | 105.5667 | 105.6995 | 41.1474 | 52.5078 | -15 | -31.7648 | -160.1844 | 170.212 | -160.1844 | 170.212 | -50.1063 | 75.9623 | 80.4 | 84.4381 | 80.7 | 84.7238 | -108.9 | -111.9376 | -124 | -125.8331 | -127.6 | -129.3987 | -127 | -128.7409 | 515.6132 | 516.7754
2021-03-12 18:30 | -12 | -32.311 | 114.0537 | 114.4603 | 34.3933 | 49.7606 | -12 | -32.311 | -148.5951 | 160.8374 | -148.5951 | 160.8374 | -38.5858 | 65.8495 | 80.7 | 85.6068 | 80.7 | 85.7864 | -108.7 | -112.7373 | -123.5 | -126.4598 | -126.9 | -129.8244 | -126.8 | -129.7056 | 506.9267 | 507.4716
2021-03-12 19:00 | -11 | -33.8378 | 111.9596 | 112.2914 | 36.767 | 50.7008 | -10 | -33.5261 | -151.4576 | 163.0443 | -151.4576 | 163.0443 | -35.0024 | 65.9934 | 79.8 | 83.4178 | 79.8 | 83.5946 | -108.4 | -111.0212 | -123.4 | -125.3283 | -127.2 | -128.99 | -126.8 | -128.6944 | 508.281 | 508.5791
2021-03-12 19:30 | -14 | -34.0147 | 109.9751 | 110.3562 | 37.9625 | 51.3517 | -16 | -35.7771 | -150.9219 | 162.5643 | -150.9219 | 162.5643 | -38.4015 | 66.1997 | 80.4 | 84.0792 | 80.7 | 84.5431 | -108.5 | -111.5717 | -123 | -125.0953 | -126.5 | -128.6902 | -126.6 | -128.7444 | 493.9398 | 494.2926
2021-03-12 20:00 | -12 | -30.4631 | 103.9154 | 104.446 | 37.5252 | 48.5798 | -12 | -31.3847 | -144.0244 | 153.8229 | -144.0244 | 153.8229 | -23.0983 | 71.6131 | 80.4 | 85.4026 | 80.7 | 85.7864 | -108.2 | -112.5533 | -121.9 | -124.319 | -125.3 | -127.5966 | -125 | -127.3784 | 479.3209 | 479.4734
2021-03-12 20:30 | -22 | -36.4006 | 93.4242 | 94.3313 | 44.0135 | 53.8166 | -23 | -37.0135 | -150.5452 | 159.1544 | -150.5452 | 159.1544 | 5.4939 | 64.2619 | 81.3 | 83.6059 | 81 | 83.2445 | -109.8 | -111.2982 | -122 | -124.1491 | -125.8 | -128.013 | -125.2 | -127.4234 | 483.1557 | 483.5662
2021-03-12 21:00 | -21 | -27.6586 | 88.7605 | 88.8756 | 41.0993 | 45.016 | -22 | -27.8029 | -150.3839 | 152.8926 | -150.3839 | 152.8926 | 17.485 | 62.298 | 81.9 | 84.3304 | 81.3 | 84.0439 | -110.9 | -112.1803 | -122.2 | -124.477 | -125.8 | -128.1038 | -125.1 | -127.5345 | 456.5854 | 457.5153
2021-03-12 21:30 | -23 | -25.9422 | 81.0778 | 81.1201 | 43.4498 | 45.4877 | -24 | -27.2947 | -154.1933 | 155.4462 | -154.1933 | 155.4462 | 27.8716 | 70.4374 | 81.3 | 84.1205 | 81.9 | 84.7775 | -111 | -112.8153 | -121.2 | -124.1277 | -124.5 | -127.4153 | -124.1 | -127.1321 | 430.216 | 431.1149
2021-03-12 22:00 | -21 | -23.7065 | 78.8834 | 78.9803 | 37.0706 | 38.9337 | -20 | -22.8254 | -142.5638 | 143.4986 | -142.5638 | 143.4986 | 37.9416 | 75.8648 | 81.9 | 85.1773 | 82.8 | 86.2921 | -111.6 | -114.1937 | -119.9 | -123.1716 | -123.1 | -126.304 | -122.7 | -126.1778 | 405.8989 | 407.5212
2021-03-12 22:30 | -10 | -14.1421 | 83.0382 | 83.226 | 28.9335 | 31.0324 | -13 | -17.0294 | -133.7917 | 134.7551 | -133.7917 | 134.7551 | 49.2008 | 82.2345 | 82.8 | 86.58 | 84 | 87.7852 | -113 | -115.9976 | -119 | -122.4827 | -122.5 | -126.049 | -122 | -125.6583 | 380.287 | 381.8229
2021-03-12 23:00 | -10 | -12.8062 | 78.5416 | 78.7611 | 27.7904 | 28.908 | -13 | -15.2643 | -131.7428 | 132.2706 | -131.7428 | 132.2706 | 63.4593 | 93.5174 | 83.4 | 87.6616 | 83.7 | 87.8554 | -112.8 | -116.1513 | -118.7 | -122.4079 | -122.4 | -126.2157 | -122 | -125.9263 | 379.6327 | 381.1995
2021-03-12 23:30 | -16 | -18.3576 | 74.8904 | 75.3375 | 27.8589 | 29.2712 | -14 | -16.6433 | -141.3453 | 142.0638 | -141.3453 | 142.0638 | 54.0268 | 82.3638 | 83.4 | 86.6206 | 84 | 87.2794 | -112.4 | -114.8509 | -118.8 | -121.9413 | -122.3 | -125.5316 | -121.2 | -124.4375 | 387.1989 | 390.1119
2021-03-13 | -18 | -19.3132 | 61.7518 | 62.2008 | 35.7702 | 36.2474 | -17 | -18.3848 | -144.9244 | 145.1027 | -144.9244 | 145.1027 | 49.8007 | 100.9425 | 84.3 | 88.4273 | 84.3 | 88.4273 | -113.2 | -116.4454 | -118.4 | -121.5685 | -121.4 | -124.649 | -120.9 | -124.3062 | 358.6892 | 360.0697
2021-03-13 00:30 | -23 | -24.3516 | 58.077 | 58.8224 | 35.7094 | 36.2806 | -23 | -24.3516 | -137.2047 | 137.3228 | -137.2047 | 137.3228 | 61.5666 | 106.6895 | 83.7 | 88.0396 | 83.7 | 88.0509 | -113.9 | -116.7855 | -117.9 | -121.3193 | -120.9 | -124.3401 | -120.8 | -124.4454 | 359.3134 | 360.9119
2021-03-13 01:00 | -38 | -38.3275 | 41.6268 | 42.4789 | 49.81 | 49.8635 | -37 | -37.4833 | -152.9498 | 153.0157 | -152.9498 | 153.0157 | 63.9851 | 107.1943 | 84 | 87.4077 | 84.3 | 87.7765 | -114.4 | -117.0573 | -118.1 | -121.3508 | -121.2 | -124.5287 | -121 | -124.4734 | 344.5001 | 346.999
2021-03-13 01:30 | -42 | -42.107 | 31.7093 | 32.333 | 57.5409 | 57.8139 | -42 | -42.0476 | -162.9264 | 162.9264 | -162.9264 | 162.9264 | 60.1241 | 106.1117 | 84.6 | 88.1883 | 84.3 | 88.0724 | -114.8 | -117.864 | -118 | -121.5352 | -121 | -124.7417 | -120.6 | -124.397 | 318.6144 | 321.1511
2021-03-13 02:00 | -53 | -53 | 21.5581 | 21.797 | 67.726 | 68.1752 | -56 | -56 | -174.6306 | 174.6693 | -174.6306 | 174.6693 | 66.9174 | 108.3214 | 84.9 | 88.7336 | 85.8 | 89.5951 | -115.5 | -118.4787 | -118.5 | -121.9025 | -120.9 | -124.3998 | -121 | -124.6395 | 312.944 | 315.4143
2021-03-13 02:30 | -55 | -55 | 17.3689 | 17.6173 | 69.8501 | 70.4 | -55 | -55 | -172.9709 | 173.0515 | -172.9709 | 173.0515 | 70.3102 | 107.8495 | 85.2 | 88.4349 | 85.8 | 89.0934 | -115 | -117.5808 | -117.7 | -120.8927 | -121 | -124.3341 | -120.7 | -123.9733 | 307.4922 | 311.2524
2021-03-13 03:00 | -56 | -56 | 15.023 | 15.3679 | 71.763 | 72.2971 | -60 | -60 | -174.0941 | 174.1581 | -174.0941 | 174.1581 | 70.5716 | 107.2292 | 86.1 | 89.4634 | 87 | 90.3299 | -115.8 | -118.2038 | -118.3 | -121.4997 | -121.3 | -124.626 | -120.6 | -124.0611 | 304.9268 | 309.029
2021-03-13 03:30 | -59 | -59 | 15.5273 | 15.6379 | 71.5408 | 72.1821 | -59 | -59 | -169.4983 | 169.5868 | -169.4983 | 169.5868 | 66.4865 | 107.3972 | 84.6 | 87.9384 | 85.2 | 88.5158 | -114.6 | -117.3165 | -117.1 | -120.4243 | -120.1 | -123.478 | -119.6 | -123.1367 | 296.6118 | 300.5693
2021-03-13 04:00 | -68 | -68.0074 | 9.4296 | 9.4788 | 79.7873 | 80.3238 | -69 | -69.0072 | -183.5182 | 183.6056 | -183.5182 | 183.6056 | 68.2231 | 105.5077 | 85.2 | 88.764 | 84.9 | 88.3091 | -115.8 | -118.4049 | -117.6 | -121.0079 | -120.5 | -123.9172 | -120.3 | -123.912 | 305.7642 | 309.6405
2021-03-13 04:30 | -70 | -70.1783 | 3.5107 | 5.3861 | 85.7992 | 86.6736 | -69 | -69.1809 | -192.4171 | 192.6731 | -192.4171 | 192.6731 | 61.9232 | 100.2034 | 85.2 | 88.4349 | 85.5 | 88.5656 | -115.6 | -118.0854 | -118.1 | -121.3738 | -120.8 | -124.1625 | -120.4 | -123.7227 | 294.4098 | 298.3984
2021-03-13 05:00 | -84 | -84.3801 | -3.848 | 8.7069 | 96.4885 | 97.4339 | -85 | -85.3756 | -204.3227 | 204.5854 | -204.3227 | 204.5854 | 56.7403 | 94.9289 | 85.5 | 88.5656 | 85.5 | 88.724 | -115.3 | -117.8951 | -117.6 | -120.8874 | -120.5 | -123.9679 | -120 | -123.4352 | 305.0253 | 307.9905
2021-03-13 05:30 | -85 | -85.2115 | 0.99924 | 8.9434 | 96.0719 | 96.8785 | -84 | -84.214 | -202.0151 | 202.1459 | -202.0151 | 202.1459 | 57.4066 | 93.3436 | 86.4 | 88.9155 | 87.3 | 89.6518 | -115.8 | -117.779 | -119 | -121.7015 | -121.4 | -124.153 | -121.3 | -124.2469 | 325.9377 | 328.6892
2021-03-13 06:00 | -79 | -79.1012 | 9.6843 | 12.3904 | 89.2733 | 89.9773 | -79 | -79.1581 | -194.036 | 194.1076 | -194.036 | 194.1076 | 54.3407 | 95.2317 | 85.8 | 88.6255 | 86.7 | 89.572 | -116.4 | -118.2792 | -119.4 | -121.7882 | -122.2 | -124.6911 | -122.2 | -124.7344 | 340.97 | 343.8705
2021-03-13 06:30 | -77 | -77.0584 | 9.1919 | 12.1369 | 90.5515 | 90.9602 | -78 | -78.0577 | -201.3209 | 201.3264 | -201.3209 | 201.3264 | 53.515 | 95.8055 | 85.2 | 87.0807 | 85.8 | 87.6678 | -114.5 | -115.531 | -120.4 | -121.89 | -123.4 | -124.9157 | -122.8 | -124.386 | 378.5809 | 382.083
2021-03-13 07:00 | -79 | -79.1581 | 8.4045 | 14.783 | 97.8901 | 98.5462 | -78 | -78.1601 | -214.0112 | 214.1205 | -214.0112 | 214.1205 | 39.8786 | 90.8528 | 84.3 | 86.1664 | 84.6 | 86.6855 | -114.1 | -115.2443 | -120.6 | -122.1823 | -123.1 | -124.7302 | -123.3 | -124.9926 | 379.3873 | 381.7434
2021-03-13 07:30 | -94 | -94.2603 | 2.7316 | 4.0028 | 99.6143 | 99.6462 | -94 | -94.3398 | -215.415 | 215.6637 | -215.415 | 215.6637 | 42.0117 | 86.6247 | 84.3 | 86.1382 | 84.9 | 86.5462 | -115.3 | -116.1229 | -121.3 | -122.5134 | -124.7 | -126.0489 | -124.5 | -125.8378 | 397.5413 | 398.9278
2021-03-13 08:00 | -79 | -79.0253 | 8.3995 | 9.4722 | 95.9164 | 95.9403 | -78 | -78.0256 | -209.8547 | 210.2307 | -209.8547 | 210.2307 | 8.2428 | 85.7382 | 83.7 | 85.8073 | 84.3 | 86.3927 | -114.2 | -115.5331 | -120.7 | -122.3132 | -123.8 | -125.5359 | -123.6 | -125.2885 | 354.1167 | 355.0807
2021-03-13 08:30 | -66 | -66.4831 | 19.725 | 20.618 | 80.8137 | 80.8584 | -67 | -67.6018 | -184.5193 | 185.9304 | -184.5193 | 185.9304 | 27.8682 | 92.5956 | 84 | 85.6052 | 84.3 | 85.9577 | -113 | -113.8395 | -121.6 | -122.8671 | -124.7 | -125.9782 | -125.3 | -126.7174 | 415.4736 | 415.9232
2021-03-13 09:00 | -62 | -62.9682 | 27.3559 | 28.6672 | 77.1118 | 77.5555 | -61 | -62.1691 | -179.724 | 182.076 | -179.724 | 182.076 | 20.3015 | 92.8021 | 83.4 | 85.6493 | 84 | 86.1 | -113 | -113.9651 | -121.6 | -122.8104 | -125.2 | -126.431 | -124.3 | -125.5539 | 423.3319 | 423.7968
2021-03-13 09:30 | -83 | -83 | 9.95 | 13.684 | 100.1887 | 100.2766 | -83 | -83 | -214.5834 | 214.9285 | -214.5834 | 214.9285 | 11.2946 | 94.7041 | 82.8 | 84.9969 | 82.5 | 84.7047 | -111.4 | -112.7353 | -120.9 | -122.061 | -124 | -125.3285 | -123.9 | -125.2442 | 424.6608 | 424.8133
2021-03-13 10:00 | -91 | -91 | 3.2272 | 10.2317 | 106.178 | 106.2662 | -91 | -91 | -222.0787 | 222.4163 | -222.0787 | 222.4163 | -2.4473 | 97.3622 | 82.5 | 84.7047 | 82.5 | 84.7732 | -111.5 | -112.7735 | -121 | -122.2877 | -124.4 | -125.6812 | -124.1 | -125.4275 | 428.3594 | 428.4526
2021-03-13 10:30 | -85 | -85 | -2.7788 | 8.1583 | 100.442 | 100.5793 | -85 | -85 | -216.6832 | 216.9675 | -216.6832 | 216.9675 | -8.936 | 95.2974 | 82.5 | 84.4408 | 83.1 | 84.9021 | -110.9 | -111.8569 | -121.6 | -122.6481 | -124.7 | -125.8 | -124.5 | -125.6018 | 425.9814 | 426.1179
2021-03-13 11:00 | -88 | -88.0057 | -3.5412 | 7.9607 | 99.1778 | 99.3648 | -88 | -88.0057 | -220.1902 | 220.5113 | -220.1902 | 220.5113 | 7.2131 | 97.8096 | 82.5 | 84.8427 | 82.2 | 84.8401 | -111 | -112.466 | -122 | -123.5016 | -125.2 | -126.6636 | -125.1 | -126.7045 | 416.9197 | 416.9711
2021-03-13 11:30 | -75 | -75.0267 | 13.868 | 14.4388 | 86.4459 | 86.5174 | -73 | -73.0616 | -201.978 | 202.618 | -201.978 | 202.618 | 9.6581 | 84.4125 | 82.2 | 84.2124 | 81 | 83.1081 | -109.8 | -111.0033 | -119.8 | -121.0714 | -123.1 | -124.3097 | -122.9 | -124.3246 | 432.7596 | 432.7609
2021-03-13 12:00 | -65 | -65.0308 | 23.072 | 24.0041 | 84.5195 | 84.5974 | -65 | -65.0692 | -199.491 | 200.0724 | -199.491 | 200.0724 | 11.2737 | 84.1627 | 81 | 83.2688 | 81 | 83.2445 | -108.9 | -110.0837 | -119.9 | -121.0574 | -123.7 | -124.9039 | -122.9 | -124.1116 | 436.5681 | 436.5747
2021-03-13 12:30 | -69 | -69.0652 | 23.6308 | 23.8705 | 88.4547 | 88.4747 | -68 | -68.0661 | -203.9505 | 204.6122 | -203.9505 | 204.6122 | 33.4534 | 89.1974 | 81.6 | 83.0778 | 81.3 | 82.9575 | -108.5 | -109.4123 | -118.9 | -119.9985 | -122 | -123.1242 | -121.7 | -122.8678 | 458.9899 | 459.2081
2021-03-13 13:00 | -95 | -95.0474 | 5.8079 | 12.1259 | 107.3587 | 107.6595 | -94 | -94.0479 | -229.6108 | 229.6972 | -229.6108 | 229.6972 | 3.9611 | 87.5716 | 78.3 | 81.0672 | 79.5 | 81.9286 | -106.9 | -108.2121 | -117.2 | -118.4004 | -120.2 | -121.4529 | -120 | -121.3277 | 438.5794 | 438.6549
2021-03-13 13:30 | -104 | -104.3887 | -9.0052 | 18.9391 | 123.0202 | 123.6665 | -104 | -104.3072 | -254.4236 | 254.4421 | -254.4236 | 254.4421 | 28.2037 | 81.7573 | 79.5 | 81.8049 | 80.1 | 82.0976 | -108.4 | -109.4605 | -119.2 | -120.2102 | -122.2 | -123.2956 | -122.1 | -123.1377 | 464.3928 | 464.5405
2021-03-13 14:00 | -105 | -105.3043 | -8.6031 | 16.1794 | 121.0879 | 121.5741 | -105 | -105.6835 | -252.5825 | 252.583 | -252.5825 | 252.583 | 4.9023 | 85.7352 | 81.6 | 84.5659 | 81.9 | 84.7005 | -111 | -112.6654 | -120.5 | -121.9424 | -123.6 | -125.0824 | -123.3 | -124.8325 | 425.5554 | 425.5705
2021-03-13 14:30 | -88 | -88.1419 | 9.8907 | 13.8139 | 101.3317 | 101.7929 | -87 | -87.0919 | -226.1256 | 226.1274 | -226.1256 | 226.1274 | 22.8111 | 81.1668 | 81.6 | 83.3725 | 82.8 | 84.7047 | -110.7 | -111.766 | -121.3 | -122.4994 | -124.1 | -125.2863 | -123.8 | -125.0589 | 452.5206 | 452.8112
2021-03-13 15:00 | -69 | -69.0072 | 22.5488 | 23.2345 | 87.4549 | 87.8633 | -69 | -69 | -202.7242 | 202.7387 | -202.7242 | 202.7387 | 23.9429 | 85.1798 | 82.5 | 84.4408 | 83.4 | 85.4489 | -111.2 | -112.4028 | -121.4 | -122.5991 | -124.4 | -125.6955 | -124.1 | -125.4714 | 457.6471 | 457.9444
2021-03-13 15:30 | -74 | -74.027 | 17.6227 | 19.1871 | 91.4372 | 92.1015 | -74 | -74.0608 | -207.3983 | 207.4004 | -207.3983 | 207.4004 | 21.001 | 83.5018 | 81.3 | 83.6059 | 82.5 | 84.7047 | -109.7 | -111.1832 | -120.5 | -121.9732 | -123.7 | -125.0757 | -123.4 | -124.8325 | 455.76 | 456.1505
2021-03-13 16:00 | -77 | -77.0584 | 17.5709 | 19.3332 | 93.7254 | 94.2326 | -77 | -77.1038 | -215.064 | 215.0676 | -215.064 | 215.0676 | 21.6777 | 82.6096 | 82.5 | 84.8427 | 82.5 | 84.9132 | -111 | -112.5647 | -121.7 | -123.1283 | -125.2 | -126.5888 | -124.9 | -126.3671 | 460.5885 | 460.9742
2021-03-13 16:30 | -90 | -90.4489 | 8.008 | 15.0834 | 105.2255 | 106.0995 | -89 | -89.3588 | -234.8171 | 234.8529 | -234.8171 | 234.8529 | 15.2378 | 78.4533 | 82.5 | 84.9848 | 82.2 | 84.6218 | -111.5 | -112.9277 | -122.5 | -123.9342 | -125.2 | -126.5594 | -124.9 | -126.4131 | 455.5832 | 456.0637
2021-03-13 17:00 | -90 | -90.4489 | 10.0993 | 17.1458 | 104.4392 | 105.4771 | -85 | -85.4751 | -233.2972 | 233.3895 | -233.2972 | 233.3895 | 12.2389 | 77.5828 | 82.2 | 84.4126 | 82.2 | 84.6218 | -111.1 | -112.7299 | -122.1 | -123.6316 | -125.1 | -126.6572 | -124.9 | -126.5229 | 447.0616 | 447.8473
2021-03-13 17:30 | -91 | -91.7878 | 4.5358 | 17.0223 | 109.6537 | 111.1147 | -90 | -90.6697 | -241.0567 | 241.322 | -241.0567 | 241.322 | 4.0215 | 81.3667 | 82.8 | 85.1345 | 82.8 | 85.4958 | -111.5 | -113.2795 | -121.8 | -123.415 | -125.3 | -126.8836 | -125.1 | -126.7024 | 429.4066 | 429.9563
2021-03-13 18:00 | -82 | -82.7345 | 7.4595 | 14.3775 | 101.5706 | 103.13 | -82 | -82.6075 | -227.1083 | 227.4738 | -227.1083 | 227.4738 | 20.1869 | 81.1607 | 81.9 | 84.4024 | 83.1 | 85.7124 | -111.2 | -112.713 | -121.8 | -123.3669 | -125.3 | -126.8338 | -124.7 | -126.3738 | 441.767 | 442.7232
2021-03-13 18:30 | -81 | -81.8841 | 9.4644 | 15.3874 | 96.4947 | 98.407 | -80 | -80.7527 | -216.9703 | 217.5301 | -216.9703 | 217.5301 | 14.2864 | 81.6599 | 82.2 | 84.9906 | 82.2 | 84.9906 | -111 | -113.0441 | -120.3 | -122.4045 | -123.2 | -125.3839 | -123 | -125.323 | 412.9109 | 413.5514
2021-03-13 19:00 | -79 | -79.511 | 15.6587 | 18.448 | 92.9404 | 94.2231 | -77 | -77.4145 | -213.9766 | 214.1331 | -213.9766 | 214.1331 | 24.7008 | 82.8066 | 82.5 | 84.9132 | 82.8 | 85.3483 | -111.7 | -113.2216 | -120.7 | -122.4961 | -123.5 | -125.3747 | -123.3 | -125.2123 | 420.3082 | 421.1139
2021-03-13 19:30 | -73 | -73.3348 | 20.5398 | 22.2327 | 86.5422 | 87.8467 | -72 | -72.3395 | -209.3263 | 209.4826 | -209.3263 | 209.4826 | 29.7221 | 85.294 | 82.8 | 85.4215 | 82.8 | 85.571 | -112.7 | -114.5137 | -120.3 | -122.2951 | -123.8 | -125.8102 | -123.4 | -125.5069 | 412.5556 | 413.2448
2021-03-13 20:00 | -69 | -69.5845 | 17.8713 | 19.8964 | 86.6103 | 88.2106 | -68 | -68.469 | -208.602 | 208.9435 | -208.602 | 208.9435 | 33.0412 | 88.161 | 81.3 | 84.2765 | 82.5 | 85.632 | -112.2 | -114.2039 | -120.2 | -122.2794 | -123.3 | -125.4268 | -122.9 | -125.0892 | 394.5417 | 395.3477
2021-03-13 20:30 | -79 | -79.7621 | 10.0831 | 14.2008 | 93.109 | 94.8159 | -78 | -78.6384 | -218.38 | 218.9563 | -218.38 | 218.9563 | 36.9024 | 88.2406 | 82.8 | 85.8026 | 83.1 | 86.1711 | -111.3 | -113.5913 | -118.7 | -120.8888 | -122.1 | -124.4364 | -121.5 | -123.9062 | 387.7538 | 389.0442
2021-03-13 21:00 | -69 | -69.4622 | 16.3604 | 17.2904 | 83.1727 | 84.7141 | -71 | -71.4493 | -200.3765 | 200.8105 | -200.3765 | 200.8105 | 46.695 | 94.6082 | 83.7 | 87.5861 | 83.4 | 87.0378 | -112.5 | -115.4205 | -119.9 | -123.1864 | -122.9 | -126.3909 | -122.7 | -126.2905 | 373.5226 | 374.4811
2021-03-13 21:30 | -54 | -54.4518 | 26.5301 | 26.697 | 69.8082 | 71.5339 | -54 | -54.3323 | -185.1246 | 185.6604 | -185.1246 | 185.6604 | 60.6582 | 103.2761 | 84 | 88.0509 | 83.7 | 87.9614 | -113.2 | -116.7341 | -119.4 | -123.2588 | -122.6 | -126.5572 | -122.1 | -126.2236 | 364.339 | 365.4679
2021-03-13 22:00 | -63 | -63.2851 | 20.5051 | 20.5416 | 72.2519 | 73.7673 | -63 | -63.1981 | -175.9107 | 176.3259 | -175.9107 | 176.3259 | 58.9978 | 93.0112 | 82.8 | 86.6377 | 83.4 | 87.2113 | -112.9 | -115.9228 | -118.6 | -121.9065 | -121.5 | -125.0773 | -121.4 | -125.1241 | 332.1797 | 334.3089
2021-03-13 22:30 | -53 | -53.3385 | 24.6704 | 24.7697 | 64.6322 | 66.3946 | -55 | -55.1453 | -174.5196 | 175.0275 | -174.5196 | 175.0275 | 65.2192 | 96.5214 | 84 | 87.5861 | 84 | 87.5281 | -114 | -116.7737 | -117.6 | -120.9339 | -120.5 | -123.9405 | -120 | -123.7175 | 318.2064 | 321.1155
2021-03-13 23:00 | -44 | -44.2832 | 27.3805 | 27.5499 | 59.5422 | 61.516 | -44 | -44.1814 | -160.9769 | 161.3555 | -160.9769 | 161.3555 | 69.0133 | 101.3827 | 83.7 | 87.4113 | 83.7 | 87.5861 | -113.9 | -117.0105 | -116.7 | -120.2007 | -119.2 | -122.8443 | -119.2 | -123.0402 | 316.9164 | 320.2852
2021-03-13 23:30 | -39 | -39.0128 | 36.6882 | 37.2773 | 49.4087 | 50.7996 | -40 | -40.0125 | -160.9985 | 161.1024 | -160.9985 | 161.1024 | 64.2957 | 98.5923 | 83.1 | 86.4135 | 83.7 | 87.4113 | -113.7 | -116.1992 | -117.9 | -121.2024 | -120.5 | -124.0846 | -120 | -123.67 | 339.5722 | 343.2777
2021-03-14 | -30 | -30 | 40.2814 | 41.4758 | 42.9602 | 44.0302 | -31 | -31 | -135.702 | 135.7187 | -135.702 | 135.7187 | 74.1685 | 108.0152 | 84 | 87.6986 | 84.3 | 88.1597 | -114.1 | -117.0471 | -118 | -121.4637 | -121.2 | -124.8098 | -121.3 | -125.1002 | 338.6331 | 342.0037
2021-03-14 00:30 | -32 | -32.0156 | 33.0823 | 34.1959 | 45.8991 | 47.5975 | -32 | -32.0156 | -131.983 | 132.2081 | -131.983 | 132.2081 | 73.2789 | 107.8155 | 84.3 | 88.6103 | 84.9 | 89.1813 | -113.3 | -116.9525 | -117.1 | -121.0321 | -119.7 | -123.6491 | -119.6 | -123.7042 | 317.8411 | 322.5813
2021-03-14 01:00 | -54 | -54.231 | 14.9419 | 15.4839 | 63.7053 | 65.7052 | -54 | -54.231 | -158.511 | 159.3048 | -158.511 | 159.3048 | 67.6002 | 102.8348 | 84.6 | 89.964 | 84.9 | 89.8624 | -113.7 | -118.1716 | -116.6 | -121.5403 | -119.4 | -124.5942 | -119.1 | -124.4057 | 297.5396 | 302.0438
2021-03-14 01:30 | -54 | -54.4518 | 15.9074 | 16.2495 | 60.1229 | 62.7504 | -54 | -54.3323 | -156.2198 | 157.6029 | -156.2198 | 157.6029 | 69.459 | 104.8095 | 84.3 | 89.479 | 84.3 | 89.479 | -113.5 | -118.4259 | -116 | -121.1274 | -118.8 | -124.2221 | -118.5 | -124.0826 | 278.0232 | 282.651
2021-03-14 02:00 | -56 | -56.7186 | 5.9472 | 6.1028 | 69.7317 | 72.6618 | -55 | -55.7315 | -163.7149 | 165.295 | -163.7149 | 165.295 | 69.6386 | 104.1607 | 84 | 90.1404 | 84.9 | 90.3483 | -114.1 | -119.2598 | -115.8 | -121.3623 | -118.6 | -124.1485 | -118.3 | -124.1316 | 263.2377 | 267.5803
2021-03-14 02:30 | -61 | -61.6604 | 4.9204 | 5.0012 | 69.6484 | 72.5105 | -62 | -62.6498 | -157.5513 | 158.9321 | -157.5513 | 158.9321 | 70.2591 | 103.4532 | 84.9 | 90.2462 | 84.9 | 90.4514 | -114.6 | -119.7093 | -116.1 | -121.5533 | -118.7 | -124.3628 | -118.5 | -124.2619 | 255.6 | 261.8376
2021-03-14 03:00 | -62 | -62.8013 | 2.4965 | 3.3905 | 72.5984 | 75.5554 | -62 | -62.6498 | -162.8931 | 164.5611 | -162.8931 | 164.5611 | 72.2282 | 105.7246 | 84.9 | 90.1449 | 84.9 | 90.1449 | -114.6 | -119.7383 | -115.8 | -121.2372 | -118.6 | -124.1781 | -118.2 | -123.9457 | 255.0969 | 260.371
2021-03-14 03:30 | -65 | -65.9242 | 1.2589 | 3.2825 | 73.5476 | 76.6647 | -65 | -66.0984 | -161.1967 | 162.8877 | -161.1967 | 162.8877 | 69.6796 | 102.373 | 84.3 | 89.7617 | 85.2 | 90.6303 | -114.8 | -119.9297 | -116.4 | -121.9289 | -118.5 | -124.0826 | -118 | -123.9066 | 247.0336 | 253.333
2021-03-14 04:00 | -53 | -53.6004 | 9.523 | 9.8364 | 64.5936 | 67.4048 | -53 | -53.6004 | -154.1724 | 155.724 | -154.1724 | 155.724 | 74.4535 | 106.5117 | 84.6 | 90.3792 | 84.3 | 90.0984 | -114.3 | -119.6343 | -115.7 | -121.2608 | -118.4 | -124.0765 | -118.2 | -124.06 | 255.5391 | 261.0921
2021-03-14 04:30 | -50 | -50.4876 | 12.1605 | 12.5171 | 63.4524 | 65.9835 | -50 | -50.3587 | -149.5817 | 150.8055 | -149.5817 | 150.8055 | 76.9181 | 108.2149 | 84 | 89.2978 | 84.6 | 89.964 | -114.2 | -119.1562 | -115.5 | -120.9804 | -118.2 | -123.6948 | -117.9 | -123.6822 | 260.1067 | 265.8905
2021-03-14 05:00 | -47 | -47.1699 | 16.3523 | 16.862 | 59.3728 | 61.7904 | -47 | -47.3814 | -154.6909 | 156.0208 | -154.6909 | 156.0208 | 74.7118 | 106.8227 | 84 | 89.8178 | 84.3 | 89.58 | -114 | -118.8378 | -115.8 | -121.1781 | -118.6 | -124.119 | -118.3 | -123.981 | 270.288 | 275.5955
2021-03-14 05:30 | -47 | -47.0956 | 23.1319 | 24.2462 | 55.4343 | 56.8833 | -46 | -46.0435 | -151.0777 | 151.6849 | -151.0777 | 151.6849 | 77.7604 | 107.7274 | 84.9 | 89.964 | 84.9 | 89.6518 | -114 | -117.8813 | -117.5 | -122.0191 | -120.4 | -124.9736 | -119.8 | -124.5201 | 289.2661 | 295.2379
2021-03-14 06:00 | -46 | -46.0109 | 24.7051 | 25.7087 | 55.7561 | 57.0554 | -45 | -45.0111 | -150.0169 | 150.4089 | -150.0169 | 150.4089 | 70.1308 | 100.7118 | 84.3 | 88.4273 | 83.4 | 87.7545 | -113.4 | -117.1743 | -116.9 | -121.3069 | -119.7 | -124.2189 | -119.5 | -124.2994 | 293.1437 | 298.84
2021-03-14 06:30 | -34 | -34 | 35.7502 | 36.9569 | 45.0972 | 46.5614 | -33 | -33 | -142.7365 | 143.0063 | -142.7365 | 143.0063 | 69.3901 | 107.4363 | 83.4 | 88.0386 | 83.4 | 88.1352 | -113.1 | -116.7368 | -117.1 | -120.5405 | -119.7 | -123.2815 | -118.9 | -122.7 | 318.0092 | 323.8725
2021-03-14 07:00 | -27 | -27 | 36.7929 | 38.0846 | 42.3096 | 43.7362 | -27 | -27 | -141.3538 | 141.6463 | -141.3538 | 141.6463 | 59.7855 | 102.2705 | 82.5 | 86.351 | 82.8 | 86.6211 | -112.3 | -115.5707 | -116.6 | -120.42 | -119.5 | -123.3556 | -119.2 | -123.1619 | 318.1349 | 323.1106
2021-03-14 07:30 | -46 | -46.0109 | 19.968 | 21.6209 | 53.2977 | 54.87 | -46 | -46.0109 | -160.2379 | 160.7211 | -160.2379 | 160.7211 | 59.4229 | 97.0887 | 81.9 | 85.6893 | 82.5 | 86.0895 | -111 | -113.8246 | -117.3 | -120.6656 | -120.1 | -123.4076 | -119.7 | -123.4265 | 327.7272 | 331.889
2021-03-14 08:00 | -40 | -40 | 22.5674 | 25.255 | 43.4485 | 44.8201 | -39 | -39.0128 | -146.5261 | 146.819 | -146.5261 | 146.819 | 14.1558 | 73.3572 | 77.4 | 82.275 | 77.4 | 81.399 | -104.3 | -107.1848 | -108.2 | -111.3979 | -110.6 | -113.7772 | -110.6 | -113.9918 | 261.2786 | 266.8582
2021-03-14 08:30 | -33 | -33 | 14.3278 | 18.6244 | 43.5579 | 44.9666 | -34 | -34 | -142.6731 | 143.1798 | -142.6731 | 143.1798 | 11.0254 | 74.6476 | 80.7 | 85.8886 | 80.4 | 85.7103 | -107.5 | -112.5395 | -110.8 | -116.257 | -113.8 | -119.3283 | -113.2 | -118.8778 | 242.7261 | 245.9258
2021-03-14 09:00 | -39 | -39.0128 | 3.2106 | 7.9815 | 55.3389 | 57.3031 | -39 | -39 | -150.8523 | 151.6943 | -150.8523 | 151.6943 | 18.2408 | 76.4779 | 89.7 | 94.489 | 88.5 | 93.5433 | -119.1 | -124.393 | -122.4 | -127.8991 | -123.6 | -129.1635 | -124.4 | -130.1037 | 222.2041 | 225.166
2021-03-14 09:30 | -63 | -63.2851 | -16.6172 | 17.5766 | 66.5887 | 68.4504 | -62 | -62.2896 | -157.5785 | 158.3973 | -157.5785 | 158.3973 | 41.0369 | 80.5565 | 95.1 | 99.0241 | 95.4 | 99.5661 | -127 | -130.8002 | -130.6 | -135.1312 | -133.6 | -138.2104 | -133.4 | -138.1202 | 234.6581 | 237.916
2021-03-14 10:00 | -66 | -66.4831 | -36.7409 | 37.03 | 70.6377 | 72.87 | -65 | -65.4905 | -163.2735 | 164.3938 | -163.2735 | 164.3938 | 56.6631 | 88.6895 | 101.1 | 105.288 | 101.4 | 105.2483 | -134.6 | -138.6821 | -137.9 | -142.4712 | -140.8 | -145.4541 | -141.2 | -146.1721 | 242.295 | 244.8206
2021-03-14 10:30 | -67 | -67.3647 | -32.4614 | 32.8413 | 68.5596 | 70.7326 | -67 | -67.3647 | -162.1521 | 163.1737 | -162.1521 | 163.1737 | 60.1727 | 94.1145 | 100.8 | 104.3534 | 101.4 | 104.8563 | -134.8 | -138.9244 | -138.2 | -142.8166 | -141.7 | -146.5526 | -141.5 | -146.4361 | 239.8871 | 242.4818
2021-03-14 11:00 | -68 | -68.469 | -29.5203 | 29.788 | 67.9722 | 70.4255 | -68 | -68.469 | -161.9543 | 163.1803 | -161.9543 | 163.1803 | 42.79 | 85.9703 | 97.8 | 101.7845 | 97.2 | 101.1249 | -127.9 | -132.0886 | -132.3 | -136.9542 | -135.5 | -140.2522 | -135 | -139.8212 | 234.9296 | 237.7763
2021-03-14 11:30 | -70 | -70.5762 | -25.8283 | 25.9032 | 73.7421 | 76.1113 | -70 | -70.5762 | -165.2344 | 166.232 | -165.2344 | 166.232 | 56.2672 | 93.5764 | 97.2 | 101.6363 | 97.2 | 101.549 | -131.2 | -135.6857 | -132.5 | -137.4354 | -136.1 | -141.1452 | -136 | -141.263 | 223.2908 | 225.8909
2021-03-14 12:00 | -62 | -62.514 | -24.3568 | 24.5746 | 68.102 | 70.6007 | -63 | -63.5059 | -156.9345 | 158.1179 | -156.9345 | 158.1179 | 52.2106 | 93.466 | 98.1 | 102.4108 | 98.1 | 102.1561 | -130.9 | -135.3956 | -132.5 | -137.462 | -135.1 | -140.1546 | -135.4 | -140.5774 | 215.4369 | 217.7827
2021-03-14 12:30 | -69 | -69.7209 | -28.3775 | 28.406 | 72.0158 | 74.8421 | -68 | -68.7314 | -159.3445 | 161.0331 | -159.3445 | 161.0331 | 48.1652 | 92.3283 | 96.9 | 100.92 | 97.5 | 101.8362 | -130.4 | -135.2781 | -133.1 | -138.3635 | -136.1 | -141.4679 | -134.9 | -140.4375 | 213.6741 | 216.6458
2021-03-14 13:00 | -69 | -70.0357 | -32.3253 | 32.3298 | 72.2072 | 75.2596 | -71 | -72.0069 | -155.3776 | 157.0606 | -155.3776 | 157.0606 | 54.0743 | 99.7523 | 99 | 103.533 | 99.3 | 103.9079 | -132 | -137.2507 | -132.3 | -137.9286 | -135.7 | -141.6434 | -135.4 | -141.4425 | 196.8735 | 199.5635
2021-03-14 13:30 | -68 | -68.884 | -26.5378 | 26.6406 | 70.8139 | 73.4257 | -68 | -68.7314 | -146.5965 | 147.9033 | -146.5965 | 147.9033 | 64.1126 | 106.7258 | 97.5 | 102.4622 | 97.5 | 102.3704 | -132.4 | -137.5267 | -132.3 | -137.8721 | -135.5 | -141.168 | -135.1 | -141.0112 | 198.1287 | 201.8072
2021-03-14 14:00 | -59 | -59.6825 | -12.8932 | 13.0628 | 64.9634 | 67.7112 | -60 | -60.531 | -145.46 | 146.696 | -145.46 | 146.696 | 60.6975 | 107.1979 | 98.7 | 103.6963 | 100.2 | 105.6835 | -134.2 | -140.1492 | -134.3 | -140.3317 | -137.3 | -143.4638 | -137 | -143.4112 | 185.0645 | 188.1297
2021-03-14 14:30 | -63 | -63.5059 | -19.8564 | 20.038 | 68.0061 | 70.6821 | -64 | -64.4981 | -150.4304 | 151.8449 | -150.4304 | 151.8449 | 61.0062 | 102.5343 | 97.5 | 101.9232 | 100.5 | 105.5019 | -133.4 | -139.0121 | -132.8 | -138.6071 | -135.7 | -141.6721 | -135.6 | -141.7791 | 183.3485 | 186.6522
2021-03-14 15:00 | -61 | -61.4003 | -9.3588 | 10.4748 | 64.8468 | 66.9297 | -60 | -60.407 | -145.1577 | 146.1314 | -145.1577 | 146.1314 | 75.1515 | 112.1742 | 99 | 103.2732 | 99.6 | 103.9339 | -131.7 | -136.3747 | -132.6 | -137.8006 | -135.8 | -141.1793 | -135.5 | -141.0286 | 212.1435 | 215.862
2021-03-14 15:30 | -66 | -66.4831 | -9.5519 | 11.2614 | 69.645 | 71.1665 | -66 | -66.3702 | -159.1317 | 159.6147 | -159.1317 | 159.6147 | 70.5723 | 96.2885 | 102.3 | 106.2767 | 102.3 | 106.1958 | -137.8 | -142.6034 | -139.4 | -144.5657 | -143.2 | -148.5214 | -142.8 | -148.2965 | 206.9332 | 214.2561
2021-03-14 16:00 | -59 | -59.3043 | -7.3625 | 9.3936 | 69.1948 | 70.7564 | -59 | -59.2115 | -161.1508 | 161.7471 | -161.1508 | 161.7471 | 57.9995 | 89.529 | 106.8 | 110.9335 | 106.5 | 110.8089 | -140.2 | -145.7398 | -143.4 | -149.2012 | -147.3 | -153.281 | -147 | -153.16 | 215.4332 | 223.0195
2021-03-14 16:30 | -62 | -62.3939 | 1.2454 | 3.1495 | 74.2934 | 75.8798 | -62 | -62.3939 | -170.8848 | 171.5107 | -170.8848 | 171.5107 | 32.1803 | 63.7649 | 100.8 | 105.1696 | 100.5 | 105.0553 | -135.5 | -140.9457 | -138.2 | -143.984 | -142 | -147.8561 | -141.5 | -147.5166 | 239.9748 | 240.6976
2021-03-14 17:00 | -61 | -61.0328 | 9.9832 | 13.7303 | 72.9034 | 73.6313 | -61 | -61.0328 | -181.963 | 182.0848 | -181.963 | 182.0848 | 32.956 | 58.6528 | 97.8 | 101.1458 | 97.5 | 100.8558 | -131.6 | -135.0208 | -136.4 | -140.671 | -139.9 | -144.3093 | -139.7 | -144.2142 | 299.4201 | 300.6836
2021-03-14 17:30 | -52 | -52 | 27.349 | 28.8711 | 60.5723 | 61.0081 | -52 | -52 | -168.4847 | 168.4851 | -168.4847 | 168.4851 | 21.9399 | 60.3065 | 97.2 | 100.961 | 98.1 | 101.8278 | -129.7 | -133.9066 | -137 | -141.7275 | -139.9 | -144.6591 | -139.8 | -144.7422 | 329.2778 | 329.8363
2021-03-14 18:00 | -34 | -34.1321 | 47.5012 | 49.3107 | 50.5352 | 50.7105 | -34 | -34.1321 | -159.7911 | 159.8527 | -159.7911 | 159.8527 | 48.3588 | 71.3821 | 109.2 | 110.6736 | 110.4 | 112.0061 | -149.6 | -151.5929 | -154.5 | -157.1431 | -158.2 | -160.8722 | -158 | -160.8043 | 336.1614 | 337.3958
2021-03-14 18:30 | -22 | -22.8035 | 68.1495 | 69.1077 | 37.3821 | 37.6968 | -22 | -22.8035 | -140.228 | 140.4578 | -140.228 | 140.4578 | 54.8399 | 80.1314 | 124.5 | 126.4115 | 126.3 | 128.1846 | -167.9 | -171.229 | -172.1 | -175.9073 | -176.8 | -180.6918 | -176.9 | -180.9775 | 299.3627 | 299.6838
2021-03-14 19:00 | -15 | -16.5529 | 76.8099 | 78.093 | 33.5365 | 34.5426 | -14 | -16.1245 | -132.6535 | 133.3393 | -132.6535 | 133.3393 | 49.4609 | 76.8399 | 131.7 | 133.7105 | 132 | 134.006 | -174.3 | -178.0446 | -177.3 | -181.4958 | -181.8 | -186.0416 | -181.1 | -185.4433 | 286.2627 | 286.4613
2021-03-14 19:30 | -14 | -17.2047 | 79.3185 | 80.322 | 30.3563 | 31.8816 | -14 | -17.2047 | -131.4891 | 132.2251 | -131.4891 | 132.2251 | 59.9476 | 104.4992 | 127.8 | 129.5629 | 129 | 130.7959 | -171.4 | -174.6623 | -175.3 | -179.121 | -179.8 | -183.6894 | -179.5 | -183.5406 | 308.0149 | 309.463
2021-03-14 20:00 | -15 | -17.4929 | 73.7151 | 74.8794 | 30.1491 | 31.1616 | -15 | -17.4929 | -132.0785 | 132.5057 | -132.0785 | 132.5057 | 63.2161 | 106.0107 | 128.7 | 130.5 | 129.6 | 131.3877 | -171 | -174.6258 | -175 | -179.057 | -179.6 | -183.6802 | -178.9 | -183.2207 | 297.2066 | 298.5664
2021-03-14 20:30 | -8 | -12.0416 | 74.7441 | 75.9419 | 26.3329 | 27.2815 | -9 | -12.0416 | -121.1675 | 121.4215 | -121.1675 | 121.4215 | 80.1906 | 118.3817 | 131.1 | 133.1196 | 132.3 | 134.3015 | -174.9 | -178.7049 | -178.2 | -182.3964 | -182.6 | -186.8235 | -182.5 | -187.0488 | 292.6982 | 294.3236
2021-03-14 21:00 | -3 | -9.4868 | 76.5959 | 77.8536 | 21.9355 | 23.118 | -4 | -9.8489 | -114.8215 | 114.9784 | -114.8215 | 114.9784 | 92.0326 | 126.7368 | 132.3 | 134.406 | 132 | 134.1107 | -175.2 | -179.1683 | -177.8 | -182.1783 | -182.4 | -186.7229 | -181.8 | -186.41 | 278.1804 | 280.8397
2021-03-14 21:30 | -5 | -9.434 | 72.1762 | 73.3927 | 22.4187 | 23.0171 | -5 | -9.434 | -116.3115 | 116.3525 | -116.3115 | 116.3525 | 57.6708 | 99.109 | 133.5 | 135.8023 | 132.9 | 135.1576 | -175.8 | -180.2932 | -177.9 | -182.6991 | -182 | -186.8284 | -181.4 | -186.4499 | 326.794 | 330.4827
2021-03-14 22:00 | -6 | -7.8102 | 69.1687 | 70.2293 | 21.834 | 22.3692 | -6 | -7.8102 | -109.7283 | 109.7377 | -109.7283 | 109.7377 | 57.4061 | 98.8004 | 82.5 | 85.673 | 83.4 | 86.3041 | -111.6 | -113.8852 | -118.4 | -121.0313 | -121.4 | -123.972 | -121.1 | -123.8807 | 329.5475 | 333.4723
2021-03-14 22:30 | 0 | 6 | 75.7769 | 77.0733 | 12.8799 | 13.5566 | -1 | -6.0828 | -99.9992 | 100.0176 | -99.9992 | 100.0176 | 71.7451 | 108.0327 | 82.8 | 86.6377 | 82.8 | 86.6377 | -112.3 | -115.4073 | -117.9 | -121.6316 | -121 | -124.7118 | -120.3 | -124.1062 | 322.1093 | 326.1657
2021-03-14 23:00 | 2 | 6.3246 | 72.5945 | 73.8684 | 14.0054 | 14.7016 | 2 | 6.3246 | -98.891 | 98.9042 | -98.891 | 98.9042 | 85.1198 | 116.9366 | 82.8 | 86.6377 | 83.4 | 87.3886 | -114.1 | -117.0471 | -118.3 | -121.7533 | -121.4 | -125.004 | -121 | -124.7848 | 327.2073 | 331.5203
2021-03-14 23:30 | 1 | 6 | 78.5616 | 79.8556 | 8.2883 | 9.2792 | 3 | 6.7082 | -102.0101 | 102.1367 | -102.0101 | 102.1367 | 64.8742 | 104.182 | 83.1 | 86.7503 | 83.7 | 87.3252 | -112.5 | -115.376 | -116.9 | -120.613 | -120.2 | -123.7419 | -119.7 | -123.4754 | 329.0255 | 333.9025
2021-03-15 | 9 | 10.8167 | 82.2302 | 83.8174 | 1.5954 | 5.095 | 9 | 11.4018 | -87.2208 | 87.3366 | -87.2208 | 87.3366 | 67.9832 | 108.5859 | 83.4 | 87.3886 | 83.4 | 87.4787 | -113.6 | -117.0756 | -116.7 | -120.6198 | -119.8 | -123.7185 | -119.4 | -123.5108 | 318.9255 | 324.2145
2021-03-15 00:30 | 10 | 12.8062 | 76.7017 | 78.7876 | 3.5879 | 6.2768 | 10 | 12.8062 | -82.4633 | 82.5353 | -82.4633 | 82.5353 | 77.6363 | 112.1574 | 83.7 | 87.0729 | 83.7 | 86.7498 | -113.1 | -115.4349 | -116.8 | -119.9937 | -119.9 | -123.0581 | -119.6 | -122.9953 | 324.1335 | 331.4446
2021-03-15 01:00 | 2 | 8.2462 | 70.5152 | 72.7793 | 9.1168 | 10.5451 | 2 | 7.2801 | -84.1201 | 84.1774 | -84.1201 | 84.1774 | 82.8858 | 117.5378 | 83.7 | 86.9094 | 84.6 | 87.857 | -113.4 | -115.7934 | -117.1 | -120.401 | -120.2 | -123.5556 | -120.1 | -123.6461 | 327.0935 | 333.6272
2021-03-15 01:30 | 4 | 8.0623 | 69.8231 | 71.9079 | 8.8021 | 9.8716 | 4 | 8 | -83.1803 | 83.1908 | -83.1803 | 83.1908 | 86.1246 | 121.0203 | 83.1 | 87.6585 | 84 | 88.6072 | -113.9 | -117.8357 | -117.3 | -122.0174 | -120.2 | -125.0256 | -120 | -125.028 | 311.8983 | 318.5913
2021-03-15 02:00 | 3 | 6.7082 | 66.6669 | 68.662 | 12.3177 | 13.1148 | 3 | 6.7082 | -83.8473 | 83.8484 | -83.8473 | 83.8484 | 88.6957 | 125.0191 | 83.4 | 88.5163 | 83.1 | 88.2479 | -113.3 | -117.8014 | -116.6 | -121.711 | -119.5 | -124.6901 | -119.4 | -124.738 | 306.7328 | 313.6104
2021-03-15 02:30 | -4 | -8.9443 | 63.5435 | 65.9511 | 15.1592 | 15.9763 | -4 | -8.9443 | -87.0744 | 87.0913 | -87.0744 | 87.0913 | 92.8171 | 126.6272 | 83.4 | 89.5815 | 83.7 | 90.1923 | -113 | -119.123 | -116.3 | -123.449 | -119 | -126.2276 | -118.7 | -126.1467 | 305.9568 | 312.3078
2021-03-15 03:00 | -7 | -9.8995 | 62.4526 | 64.7333 | 16.4622 | 17.0469 | -8 | -11.3137 | -87.9496 | 87.9497 | -87.9496 | 87.9497 | 89.1362 | 124.9151 | 84 | 90.2497 | 84.3 | 90.8609 | -113.1 | -119.2495 | -116.2 | -123.2544 | -119 | -126.1943 | -118.4 | -125.763 | 300.228 | 306.3356
2021-03-15 03:30 | -3 | -7.6158 | 62.893 | 65.0705 | 17.7095 | 18.3765 | -3 | -8.544 | -91.9638 | 91.9668 | -91.9638 | 91.9668 | 89.5537 | 124.2987 | 83.1 | 89.3023 | 83.4 | 89.8609 | -113.1 | -119.1548 | -116.4 | -123.382 | -119.2 | -126.3497 | -118.9 | -126.2338 | 305.0695 | 311.0906
2021-03-15 04:00 | -11 | -13.6015 | 61.5335 | 63.7581 | 22.0892 | 22.8744 | -11 | -14.2127 | -100.8125 | 100.856 | -100.8125 | 100.856 | 83.5651 | 118.6325 | 83.7 | 89.6443 | 84.6 | 90.3792 | -113.2 | -118.4284 | -116.3 | -122.8248 | -119.6 | -126.3355 | -119.6 | -126.3084 | 314.6743 | 320.4589
2021-03-15 04:30 | -4 | -10.7703 | 68.2127 | 70.1488 | 19.8451 | 21.4853 | -5 | -11.1803 | -99.1302 | 99.3038 | -99.1302 | 99.3038 | 94.7737 | 123.6522 | 87.9 | 92.782 | 89.7 | 94.489 | -120 | -124.8333 | -124.5 | -130.4301 | -127.5 | -133.6273 | -127.5 | -133.8994 | 333.2321 | 338.3853
2021-03-15 05:00 | -9 | -14.2127 | 72.7363 | 74.2416 | 22.5076 | 24.6625 | -9 | -14.2127 | -108.4214 | 108.9224 | -108.4214 | 108.9224 | 91.5694 | 122.3987 | 98.7 | 103.3346 | 99 | 103.2732 | -133.3 | -138.0757 | -137.3 | -142.5957 | -140.7 | -146.0855 | -140.5 | -146.0557 | 340.1806 | 343.8893
2021-03-15 05:30 | -9 | -16.6433 | 82.1554 | 82.5803 | 25.5363 | 28.0881 | -10 | -17.2047 | -122.4171 | 123.3852 | -122.4171 | 123.3852 | 61.1897 | 115.5128 | 103.2 | 106.7498 | 103.5 | 106.9638 | -138.9 | -142.8359 | -143.5 | -148.2937 | -147.7 | -152.6353 | -147.2 | -152.1263 | 353.9443 | 356.2713
2021-03-15 06:00 | -4 | -12.6491 | 92.4774 | 92.6049 | 23.6664 | 27.2487 | -3 | -12.3693 | -126.8644 | 128.4266 | -126.8644 | 128.4266 | 48.3613 | 76.8984 | 107.7 | 112.5548 | 107.4 | 112.8973 | -144.1 | -149.9569 | -148.8 | -155.0843 | -152.5 | -158.9161 | -152.4 | -158.9332 | 374.8256 | 385.0994
2021-03-15 06:30 | -8 | -16.1245 | 97.1372 | 97.2294 | 27.8945 | 32.0055 | -9 | -16.6433 | -140.4756 | 143.0283 | -140.4756 | 143.0283 | 29.3756 | 60.7559 | 112.2 | 115.3331 | 114.3 | 117.7274 | -152 | -156.6055 | -158.6 | -163.7639 | -162.5 | -167.6662 | -162.4 | -167.6434 | 409.2882 | 414.8993
2021-03-15 07:00 | -13 | -17.0294 | 87.6351 | 87.6518 | 35.9666 | 38.4243 | -13 | -17.6918 | -151.2855 | 153.2793 | -151.2855 | 153.2793 | 15.2886 | 62.9553 | 113.7 | 120.0094 | 114 | 120.3897 | -151.7 | -159.6028 | -159.5 | -164.4635 | -163.9 | -168.8297 | -162.9 | -167.9074 | 408.5642 | 413.13
2021-03-15 07:30 | -21 | -22.8473 | 75.3796 | 75.3829 | 40.5318 | 41.7914 | -20 | -22.3607 | -156.4649 | 157.7456 | -156.4649 | 157.7456 | 20.0214 | 65.5768 | 114.6 | 120.7674 | 114.6 | 121.0544 | -152.2 | -160.5841 | -160.3 | -165.7362 | -164.4 | -169.8046 | -164.2 | -169.6864 | 419.8071 | 424.1174
2021-03-15 08:00 | -31 | -32.0156 | 60.5781 | 60.5807 | 46.1453 | 46.7687 | -31 | -32.0156 | -163.4758 | 164.3903 | -163.4758 | 164.3903 | 24.7759 | 65.9488 | 114 | 119.8232 | 113.1 | 119.4396 | -151 | -159.0001 | -159.1 | -164.3948 | -163 | -168.0774 | -163.3 | -168.4908 | 426.5274 | 430.4747
2021-03-15 08:30 | -25 | -25.7099 | 54.8444 | 55.0666 | 37.7054 | 38.7156 | -23 | -24.0416 | -149.8082 | 150.7815 | -149.8082 | 150.7815 | 40.3068 | 98.8601 | 113.4 | 117.7744 | 114.3 | 118.8856 | -151.9 | -157.4144 | -160.6 | -163.7766 | -165.8 | -169.0522 | -165.6 | -168.9347 | 417.8282 | 418.2542
2021-03-15 09:00 | -23 | -25.0799 | 52.3098 | 52.4932 | 39.2116 | 40.272 | -24 | -26 | -145.5353 | 146.6723 | -145.5353 | 146.6723 | 62.6637 | 108.2243 | 116.1 | 119.1306 | 116.4 | 119.6274 | -155.5 | -159.6128 | -164.6 | -165.8593 | -168.9 | -170.1036 | -168.9 | -170.1395 | 413.7257 | 413.8121
2021-03-15 09:30 | -32 | -32.0156 | 41.4881 | 41.648 | 41.6178 | 41.9842 | -31 | -31.0644 | -134.3614 | 134.4535 | -134.3614 | 134.4535 | 78.6078 | 124.7072 | 123.9 | 128.3751 | 124.8 | 129.0129 | -166.2 | -172.5824 | -171.8 | -174.1153 | -176.2 | -178.4582 | -176.5 | -178.8182 | 355.8412 | 355.8474
2021-03-15 10:00 | -40 | -40 | 36.3507 | 36.9332 | 53.0919 | 53.4323 | -40 | -40 | -143.1449 | 143.1931 | -143.1449 | 143.1931 | 76.4316 | 122.5382 | 128.4 | 133.0323 | 127.2 | 132.0341 | -169 | -176.072 | -173.3 | -175.8435 | -177.6 | -180.0662 | -177.5 | -180.0676 | 335.5906 | 335.5915
2021-03-15 10:30 | -41 | -41.0122 | 29.5834 | 29.836 | 55.33 | 55.549 | -41 | -41.0122 | -140.6747 | 140.7852 | -140.6747 | 140.7852 | 62.7409 | 110.3025 | 125.7 | 129.1611 | 124.8 | 128.3551 | -165.2 | -170.7045 | -171.1 | -174.744 | -175.5 | -179.1543 | -175.2 | -178.921 | 327.3714 | 327.5525
2021-03-15 11:00 | -43 | -43 | 29.8461 | 30.3331 | 53.7635 | 54.1148 | -43 | -43 | -145.6621 | 145.7028 | -145.6621 | 145.7028 | 63.8503 | 110.5315 | 124.8 | 128.1478 | 124.8 | 128.2854 | -166.3 | -171.6511 | -172.4 | -176.0373 | -177.2 | -180.9778 | -176.4 | -180.0962 | 324.1285 | 324.4106
2021-03-15 11:30 | -38 | -38.0132 | 38.5735 | 39.0891 | 52.7346 | 53.0177 | -38 | -38.0132 | -144.8071 | 144.8738 | -144.8071 | 144.8738 | 66.2976 | 112.4073 | 124.8 | 128.1478 | 124.8 | 128.4256 | -165.4 | -170.8312 | -171.5 | -175.156 | -175.8 | -179.4482 | -175.6 | -179.333 | 320.1356 | 320.4111
2021-03-15 12:00 | -46 | -46.0435 | 36.4581 | 36.6791 | 58.5264 | 58.6069 | -45 | -45.0444 | -152.2446 | 152.4909 | -152.2446 | 152.4909 | 71.2718 | 113.0205 | 126 | 129.3845 | 125.7 | 129.0244 | -166.8 | -172.0555 | -171.9 | -175.407 | -176.3 | -179.8189 | -176.3 | -179.938 | 327.597 | 327.7721
2021-03-15 12:30 | -43 | -43.1856 | 49.0509 | 49.4132 | 59.9477 | 59.9579 | -43 | -43.2897 | -153.1606 | 153.4652 | -153.1606 | 153.4652 | 77.7357 | 111.3469 | 126 | 128.6143 | 124.8 | 127.4389 | -166.1 | -170.686 | -173.5 | -177.1926 | -177.6 | -181.1921 | -177.8 | -181.528 | 350.2301 | 350.2481
2021-03-15 13:00 | -48 | -48.2597 | 44.7651 | 44.9144 | 60.9125 | 60.9172 | -48 | -48.2597 | -156.6281 | 157.0469 | -156.6281 | 157.0469 | 67.2889 | 102.2735 | 124.8 | 127.0867 | 126 | 128.2654 | -165.6 | -169.8463 | -173.1 | -176.485 | -177.6 | -181.114 | -177.7 | -181.1528 | 360.2861 | 360.339
2021-03-15 13:30 | -48 | -48.0937 | 45.5664 | 45.6136 | 61.112 | 61.1135 | -48 | -48.0937 | -156.3382 | 156.8167 | -156.3382 | 156.8167 | 66.8887 | 103.5167 | 126 | 129.183 | 126 | 129.052 | -166.4 | -171.4006 | -175 | -178.4266 | -179.3 | -182.7419 | -179.2 | -182.6234 | 370.3533 | 370.3826
2021-03-15 14:00 | -47 | -47.1699 | 42.388 | 42.4817 | 60.0073 | 60.0351 | -46 | -46.1736 | -158.7285 | 159.0432 | -158.7285 | 159.0432 | 68.9929 | 107.1289 | 125.4 | 128.4014 | 125.4 | 128.4014 | -166.7 | -171.6677 | -173.1 | -176.5634 | -177.8 | -181.3094 | -177.3 | -180.9179 | 352.6536 | 352.6547
2021-03-15 14:30 | -46 | -46.0435 | 43.4264 | 43.6365 | 59.7255 | 59.8216 | -46 | -46.0109 | -162.3244 | 162.4915 | -162.3244 | 162.4915 | 82.3213 | 118.7957 | 127.5 | 131.1909 | 127.8 | 131.5533 | -169 | -175.3071 | -173.9 | -178.0462 | -178.4 | -182.5705 | -178.1 | -182.5687 | 319.2688 | 319.3345
2021-03-15 15:00 | -38 | -38.0526 | 47.8959 | 48.0428 | 53.4231 | 53.7219 | -37 | -37.0135 | -151.7257 | 151.8009 | -151.7257 | 151.8009 | 89.8548 | 126.5847 | 132.6 | 136.7908 | 131.4 | 135.5539 | -173.7 | -180.6429 | -178.8 | -183.5464 | -183.2 | -187.9751 | -183.7 | -188.6884 | 306.4006 | 306.4393
2021-03-15 15:30 | -41 | -41.0122 | 36.3192 | 36.4837 | 51.8846 | 52.6504 | -41 | -41.0122 | -150.3184 | 150.3498 | -150.3184 | 150.3498 | 68.5776 | 109.6407 | 132.3 | 136.877 | 132.3 | 136.877 | -174.9 | -182.783 | -177.7 | -182.9231 | -182.2 | -187.4376 | -182 | -187.3596 | 302.0067 | 302.0319
2021-03-15 16:00 | -30 | -30.0666 | 51.8185 | 51.8185 | 44.9649 | 45.313 | -31 | -31.0644 | -148.7861 | 148.8804 | -148.7861 | 148.8804 | 77.0362 | 114.922 | 132.3 | 136.2813 | 131.7 | 135.8447 | -175.9 | -182.6512 | -178.5 | -183.1706 | -182.2 | -186.8443 | -182.7 | -187.5781 | 333.899 | 334.2692
2021-03-15 16:30 | -29 | -29 | 57.9111 | 57.9165 | 45.7621 | 46.1066 | -29 | -29.0172 | -155.3372 | 155.4163 | -155.3372 | 155.4163 | 57.1855 | 100.9033 | 129 | 132.8617 | 128.4 | 132.4248 | -171.1 | -178.0193 | -175.1 | -179.7906 | -179.5 | -184.2957 | -179.3 | -184.115 | 347.4612 | 347.863
2021-03-15 17:00 | -29 | -29.0689 | 69.0694 | 69.0796 | 43.9414 | 44.1054 | -29 | -29.1548 | -156.3696 | 156.5392 | -156.3696 | 156.5392 | 45.7541 | 98.0934 | 132 | 135.847 | 132.3 | 136.1385 | -174.6 | -181.3996 | -179.1 | -183.764 | -183.5 | -188.2229 | -183.4 | -188.2825 | 348.9647 | 349.1938
2021-03-15 17:30 | -20 | -20.2237 | 85.0965 | 85.1032 | 35.0864 | 35.4069 | -19 | -19.2354 | -149.3937 | 149.801 | -149.3937 | 149.801 | 37.0396 | 94.8954 | 132 | 136.3585 | 132.3 | 136.7243 | -174.7 | -182.2463 | -179.7 | -184.7731 | -183.9 | -189.0672 | -184 | -189.2577 | 345.9081 | 346.6015
2021-03-15 18:00 | -5 | -7.0711 | 97.6959 | 97.6962 | 27.0542 | 27.9668 | -5 | -7.0711 | -137.2825 | 137.9638 | -137.2825 | 137.9638 | 30.8933 | 92.2186 | 132 | 136.2836 | 131.4 | 135.5539 | -174.3 | -181.58 | -178.6 | -183.5828 | -183.1 | -188.1963 | -183 | -188.192 | 336.6219 | 337.3775
2021-03-15 18:30 | 0 | 6 | 105.9286 | 105.9303 | 21.5673 | 23.1763 | 0 | 6 | -131.1211 | 132.092 | -131.1211 | 132.092 | 26.5378 | 88.8305 | 132 | 136.3585 | 131.7 | 136.1438 | -174.4 | -182.2755 | -178.1 | -183.4787 | -182.1 | -187.3639 | -182.3 | -187.7719 | 321.1653 | 321.9305
2021-03-15 19:00 | -5 | -8.6023 | 106.9369 | 106.9466 | 23.9084 | 25.6274 | -5 | -8.6023 | -131.6487 | 132.6301 | -131.6487 | 132.6301 | 25.5652 | 90.7165 | 131.4 | 135.7025 | 131.4 | 135.5539 | -173.2 | -180.4567 | -178 | -183.0267 | -182.3 | -187.2797 | -182.7 | -187.8304 | 324.4654 | 325.0082
2021-03-15 19:30 | -10 | -10.7703 | 98.7109 | 98.794 | 33.2977 | 33.8485 | -10 | -10.7703 | -141.4194 | 141.9301 | -141.4194 | 141.9301 | 32.7696 | 97.1188 | 131.4 | 136.1633 | 131.1 | 136.1131 | -172.5 | -180.5173 | -177.3 | -182.7749 | -181.7 | -186.8578 | -181.5 | -186.8518 | 327.352 | 327.8646
2021-03-15 20:00 | -14 | -14.3178 | 95.2051 | 95.2983 | 32.9964 | 33.3552 | -13 | -13.3417 | -139.8794 | 140.2429 | -139.8794 | 140.2429 | 46.6685 | 101.3069 | 131.4 | 136.4828 | 131.4 | 136.4828 | -174.1 | -182.7626 | -178.1 | -183.7216 | -182.1 | -187.6499 | -182.7 | -188.4754 | 323.6364 | 324.3523
2021-03-15 20:30 | -11 | -11.7047 | 94.3877 | 94.4037 | 30.332 | 30.8516 | -12 | -12.6491 | -128.058 | 128.3868 | -128.058 | 128.3868 | 62.6753 | 111.8615 | 131.1 | 136.3578 | 131.1 | 136.4406 | -173.6 | -182.5629 | -178.2 | -184.1923 | -182.8 | -188.6957 | -182.6 | -188.7022 | 322.081 | 323.0794
2021-03-15 21:00 | -3 | -11.4018 | 94.3104 | 94.5483 | 24.53 | 27.3475 | -3 | -11.4018 | -116.7404 | 117.8047 | -116.7404 | 117.8047 | 85.3308 | 124.1776 | 130.8 | 133.3786 | 131.7 | 134.2613 | -174.4 | -179.1449 | -178 | -182.7677 | -182.7 | -187.5329 | -182 | -186.9877 | 306.9914 | 307.842
2021-03-15 21:30 | -5 | -11.1803 | 89.8664 | 90.3189 | 24.5347 | 27.091 | -6 | -11.6619 | -118.3855 | 119.3271 | -118.3855 | 119.3271 | 93.2874 | 129.6621 | 131.1 | 133.9738 | 131.4 | 134.2673 | -175 | -180.0632 | -177.6 | -182.3842 | -182 | -186.8737 | -181.7 | -186.8995 | 292.1493 | 293.8806
2021-03-15 22:00 | -15 | -17 | 77.6873 | 78.1502 | 30.1908 | 31.218 | -16 | -17.8885 | -120.0245 | 120.3626 | -120.0245 | 120.3626 | 99.2228 | 133.658 | 131.4 | 133.967 | 131.7 | 134.3199 | -173.7 | -178.4732 | -176 | -181.153 | -180.6 | -185.6912 | -179.9 | -185.2502 | 265.6453 | 267.1552
2021-03-15 22:30 | -8 | -12.0416 | 80.869 | 81.5589 | 23.5283 | 25.0698 | -6 | -10.8167 | -119.5433 | 119.9308 | -119.5433 | 119.9308 | 117.7223 | 147.2571 | 132.3 | 134.406 | 131.7 | 133.9778 | -176.4 | -180.7903 | -175.7 | -180.6735 | -180.1 | -185.1158 | -180.2 | -185.4467 | 273.243 | 275.9831
2021-03-15 23:00 | -7 | -10.6301 | 80.1598 | 80.9159 | 21.604 | 23.1488 | -6 | -10 | -116.4064 | 116.7709 | -116.4064 | 116.7709 | 127.6141 | 154.8562 | 132 | 134.2181 | 132.9 | 135.4386 | -175.5 | -180.2483 | -175.5 | -180.7387 | -179.6 | -184.9112 | -179.4 | -184.9334 | 261.4902 | 263.8665
2021-03-15 23:30 | -3 | -8.544 | 85.1878 | 85.7765 | 16.1523 | 17.9446 | -2 | -8.2462 | -117.901 | 118.3053 | -117.901 | 118.3053 | 111.5181 | 142.5512 | 132.3 | 134.5131 | 132.3 | 134.6786 | -176.5 | -181.087 | -175.2 | -180.3047 | -179.5 | -184.6722 | -179.2 | -184.5705 | 265.256 | 268.7853
2021-03-16 | -6 | -9.2195 | 76.9179 | 77.605 | 20.3774 | 21.3735 | -6 | -9.2195 | -116.1425 | 116.2801 | -116.1425 | 116.2801 | 122.1937 | 151.7222 | 132.6 | 134.9176 | 132.6 | 135.0297 | -175.8 | -180.3154 | -175.3 | -180.3548 | -180.1 | -185.2087 | -179.3 | -184.8127 | 267.7888 | 271.4177
2021-03-16 00:30 | -7 | -8.6023 | 69.7741 | 70.4722 | 22.8123 | 23.1871 | -6 | -7.8102 | -113.5495 | 113.5505 | -113.5495 | 113.5505 | 121.4444 | 153.8221 | 131.7 | 134.4392 | 132.3 | 135.0873 | -175.8 | -181.1019 | -175.2 | -180.7631 | -179.1 | -184.8616 | -178.9 | -184.7942 | 252.5659 | 255.2185
2021-03-16 01:00 | -17 | -17.2627 | 61.3178 | 61.846 | 30.3701 | 30.9552 | -17 | -17.2627 | -119.7297 | 119.7671 | -119.7297 | 119.7671 | 118.8811 | 154.3335 | 133.2 | 136.2779 | 133.2 | 136.471 | -176.5 | -182.4211 | -175.1 | -181.0924 | -179.4 | -185.4039 | -178.9 | -185.2534 | 237.1186 | 240.0033
2021-03-16 01:30 | -20 | -20.2237 | 54.0129 | 54.7659 | 33.8784 | 34.5084 | -20 | -20.2237 | -124.5569 | 124.6153 | -124.5569 | 124.6153 | 121.0925 | 151.0293 | 131.7 | 134.6853 | 132 | 134.9163 | -174.8 | -180.2527 | -173.2 | -178.6524 | -178 | -183.7481 | -176.7 | -182.489 | 228.4077 | 231.3062
2021-03-16 02:00 | -23 | -23.3452 | 53.6015 | 54.706 | 33.5064 | 33.797 | -24 | -24.5153 | -120.9465 | 120.957 | -120.9465 | 120.957 | 123.8609 | 148.1745 | 130.8 | 133.0381 | 130.2 | 132.4482 | -172.9 | -177.0912 | -172.2 | -176.9444 | -176.4 | -181.193 | -175.8 | -180.8174 | 220.0302 | 226.5831
2021-03-16 02:30 | -26 | -26.3059 | 48.6019 | 49.8517 | 38.9697 | 39.2281 | -27 | -27.2947 | -129.7739 | 129.7868 | -129.7739 | 129.7868 | 124.5728 | 148.5085 | 130.2 | 132.5036 | 131.4 | 133.628 | -174.3 | -178.4687 | -172.4 | -176.9959 | -176.4 | -181.1702 | -176.1 | -181.0822 | 212.6699 | 220.0579
2021-03-16 03:00 | -25 | -25.1794 | 48.1773 | 49.1611 | 39.1571 | 39.5604 | -26 | -26.1725 | -129.968 | 130.0107 | -129.968 | 130.0107 | 121.6264 | 147.8251 | 130.5 | 132.8543 | 130.8 | 133.2054 | -174.2 | -178.8234 | -171.6 | -176.5469 | -176 | -181.1293 | -175.9 | -181.223 | 206.8021 | 213.0539
2021-03-16 03:30 | -19 | -19.4165 | 56.1678 | 57.1058 | 34.1796 | 34.3682 | -19 | -19.4165 | -121.4042 | 121.4056 | -121.4042 | 121.4056 | 128.1074 | 153.5552 | 133.8 | 136.2083 | 133.8 | 136.2083 | -177.8 | -182.6703 | -175.1 | -180.2787 | -179.5 | -184.7666 | -178.8 | -184.3028 | 208.9129 | 214.9732
2021-03-16 04:00 | -22 | -22.561 | 54.6192 | 55.4794 | 37.429 | 37.5894 | -23 | -23.5372 | -126.1305 | 126.1308 | -126.1305 | 126.1308 | 123.779 | 148.5485 | 134.4 | 136.4218 | 133.8 | 136.0426 | -177.1 | -181.5611 | -175.1 | -179.9277 | -179.2 | -184.1708 | -178.9 | -184.1392 | 218.0239 | 224.1062
2021-03-16 04:30 | -24 | -25 | 54.4487 | 55.223 | 41.4564 | 41.64 | -24 | -25 | -136.0521 | 136.078 | -136.0521 | 136.078 | 117.0817 | 142.3531 | 134.4 | 135.7811 | 133.5 | 135.0953 | -178.1 | -181.4489 | -176.5 | -180.6382 | -180.6 | -184.912 | -180.5 | -184.966 | 241.4994 | 245.3143
2021-03-16 05:00 | -22 | -22.8035 | 62.0043 | 62.2864 | 40.4993 | 40.8573 | -22 | -22.8035 | -138.8948 | 139.0116 | -138.8948 | 139.0116 | 107.5689 | 135.1098 | 134.1 | 136.1263 | 133.2 | 135.292 | -177.1 | -181.2365 | -176.7 | -181.3492 | -181.4 | -186.2213 | -181 | -186.0608 | 264.1457 | 266.0959
2021-03-16 05:30 | -29 | -30.3645 | 66.6656 | 66.8392 | 46.4629 | 47.198 | -29 | -30.3645 | -154.7782 | 155.1791 | -154.7782 | 155.1791 | 86.5778 | 122.8536 | 133.8 | 135.6292 | 133.2 | 135.1373 | -176.7 | -180.5322 | -177.5 | -181.4873 | -181.7 | -185.7341 | -181.4 | -185.6508 | 284.9847 | 286.6244
2021-03-16 06:00 | -24 | -26 | 74.4809 | 74.4939 | 46.5829 | 48.0214 | -24 | -26 | -161.017 | 162.0671 | -161.017 | 162.0671 | 61.3216 | 89.0595 | 132.3 | 134.3015 | 132.3 | 134.3535 | -176.6 | -180.4755 | -178.1 | -182.5366 | -182.5 | -187.0051 | -182.3 | -186.964 | 301.8613 | 303.4826
2021-03-16 06:30 | -24 | -25.632 | 83.3354 | 83.3355 | 43.1761 | 44.7252 | -23 | -25.4951 | -164.2482 | 165.6954 | -164.2482 | 165.6954 | 38.2822 | 69.5039 | 130.8 | 131.8366 | 132.3 | 133.2166 | -175.4 | -177.4965 | -178.5 | -181.0053 | -183.2 | -185.8715 | -182 | -184.7058 | 319.3039 | 320.1658
2021-03-16 07:00 | -21 | -22.4722 | 83.3242 | 83.3889 | 45.7475 | 46.6298 | -21 | -22.4722 | -165.0593 | 165.9852 | -165.0593 | 165.9852 | 14.9724 | 64.4494 | 131.4 | 132.7099 | 131.1 | 132.5868 | -174.3 | -177.0704 | -177.6 | -180.7647 | -181.5 | -184.9584 | -181.6 | -184.942 | 313.1899 | 315.1819
2021-03-16 07:30 | -36 | -36.4966 | 67.4036 | 67.5943 | 56.9987 | 57.2465 | -36 | -36.3456 | -180.7595 | 181.4249 | -180.7595 | 181.4249 | 13.3404 | 63.0505 | 131.1 | 132.4985 | 132 | 133.304 | -175.3 | -178.3791 | -178.3 | -181.7414 | -183.1 | -186.567 | -182.4 | -185.977 | 315.7944 | 317.4648
2021-03-16 08:00 | -35 | -35.2278 | 63.7495 | 64.0657 | 59.7895 | 59.8893 | -35 | -35.3553 | -185.0239 | 185.5852 | -185.0239 | 185.5852 | 16.3015 | 62.7716 | 131.7 | 133.1358 | 132.3 | 133.7294 | -175.1 | -177.8404 | -178.9 | -182.0464 | -184.5 | -187.7348 | -183.9 | -187.2197 | 323.7403 | 324.713
2021-03-16 08:30 | -41 | -42.45 | 61.3704 | 61.4054 | 58.7881 | 60.064 | -43 | -44.3847 | -180.3793 | 182.3246 | -180.3793 | 182.3246 | 35.0823 | 75.1753 | 130.5 | 131.9489 | 131.7 | 133.225 | -174.9 | -177.7495 | -180.5 | -183.862 | -184.4 | -187.7672 | -184.1 | -187.5465 | 332.8436 | 333.8613
2021-03-16 09:00 | -37 | -38.3275 | 55.446 | 55.5047 | 55.9175 | 57.0781 | -37 | -38.6005 | -170.5101 | 172.2035 | -170.5101 | 172.2035 | 35.1725 | 79.6145 | 131.4 | 133.1152 | 132 | 133.8044 | -174.9 | -178.3676 | -179.8 | -183.5507 | -184 | -187.8426 | -183.9 | -187.8868 | 332.5291 | 333.139
2021-03-16 09:30 | -34 | -35.7351 | 51.3653 | 51.6065 | 50.4497 | 51.804 | -34 | -35.7351 | -156.8652 | 158.501 | -156.8652 | 158.501 | 49.3209 | 89.2818 | 130.2 | 132.029 | 130.5 | 132.3248 | -173.8 | -177.2498 | -178.7 | -182.4902 | -182.9 | -186.7855 | -182.9 | -186.8466 | 335.8912 | 336.7848
2021-03-16 10:00 | -36 | -38.2753 | 39.7783 | 40.9523 | 48.5334 | 50.489 | -35 | -37.3363 | -145.733 | 147.5387 | -145.733 | 147.5387 | 59.3006 | 108.441 | 132 | 133.5671 | 130.2 | 131.8352 | -173.2 | -176.3157 | -177.4 | -180.6476 | -181.8 | -185.0446 | -181 | -184.334 | 333.7414 | 334.1106
2021-03-16 10:30 | -34 | -38.0132 | 33.2808 | 36.0136 | 43.4244 | 46.6057 | -33 | -37.1214 | -134.3458 | 136.9424 | -134.3458 | 136.9424 | 53.6697 | 105.8386 | 131.4 | 132.9284 | 129.6 | 131.1957 | -172.6 | -175.84 | -174.9 | -178.0982 | -178.9 | -182.1773 | -178.6 | -182.1145 | 296.4755 | 296.8459
2021-03-16 11:00 | -29 | -33.6155 | 28.7605 | 32.8866 | 37.6904 | 41.9604 | -28 | -33.2866 | -121.954 | 125.3387 | -121.954 | 125.3387 | 76.7659 | 117.7373 | 128.4 | 130.5689 | 129 | 131.3472 | -170.6 | -174.6732 | -171.4 | -175.4976 | -175.7 | -179.9763 | -175.3 | -179.7171 | 303.2925 | 303.6186
2021-03-16 11:30 | -27 | -32.45 | 24.5383 | 29.5139 | 36.4876 | 40.9836 | -27 | -32.45 | -118.116 | 121.7564 | -118.116 | 121.7564 | 88.0503 | 125.2019 | 130.2 | 132.2861 | 129.9 | 132.1533 | -172.8 | -176.9075 | -173.9 | -178.0565 | -178 | -182.3415 | -177.3 | -181.8891 | 292.362 | 292.5968
2021-03-16 12:00 | -28 | -32.7567 | 21.6696 | 26.5745 | 38.5834 | 42.7872 | -27 | -31.9061 | -120.1128 | 124.1228 | -120.1128 | 124.1228 | 92.0039 | 128.0238 | 130.2 | 132.5596 | 130.5 | 133.0259 | -173.1 | -177.8663 | -174.8 | -179.5355 | -179.2 | -184.0333 | -178.6 | -183.5409 | 278.0027 | 278.1325
2021-03-16 12:30 | -31 | -35.8469 | 22.1953 | 26.8707 | 36.6427 | 40.8756 | -31 | -35.8469 | -117.5009 | 121.6257 | -117.5009 | 121.6257 | 90.5099 | 130.169 | 129.6 | 132.3826 | 129.6 | 132.3218 | -173 | -177.741 | -175.4 | -180.0601 | -179.6 | -184.4683 | -179.1 | -184.1198 | 272.1397 | 272.1731
2021-03-16 13:00 | -27 | -33.0151 | 23.925 | 28.786 | 36.0351 | 40.799 | -28 | -33.2866 | -115.3121 | 119.9911 | -115.3121 | 119.9911 | 90.5153 | 129.1009 | 129.9 | 132.265 | 130.8 | 133.2625 | -171.7 | -175.8764 | -175.8 | -180.3377 | -180 | -184.7446 | -179.3 | -184.1079 | 277.4486 | 277.4567
2021-03-16 13:30 | -23 | -29.8329 | 23.3729 | 28.6 | 35.7603 | 40.4911 | -23 | -29.8329 | -114.0603 | 118.761 | -114.0603 | 118.761 | 89.3436 | 128.6465 | 132 | 134.058 | 131.4 | 133.5202 | -174.4 | -178.6857 | -178.3 | -182.6446 | -182.1 | -186.5494 | -181.9 | -186.5075 | 266.1547 | 266.1563
2021-03-16 14:00 | -28 | -33.2866 | 22.6678 | 27.2296 | 38.522 | 42.786 | -29 | -34.1321 | -116.6596 | 121.2436 | -116.6596 | 121.2436 | 83.5757 | 125.0698 | 131.7 | 133.9778 | 132 | 134.4977 | -175 | -179.491 | -177.7 | -182.1025 | -181.8 | -186.322 | -182 | -186.7833 | 265.1501 | 265.1697
2021-03-16 14:30 | -30 | -35.5106 | 22.6728 | 28.3363 | 39.6601 | 43.751 | -30 | -35.5106 | -116.0452 | 120.6442 | -116.0452 | 120.6442 | 97.5278 | 129.1918 | 130.5 | 132.4767 | 131.4 | 133.5738 | -173.3 | -177.3533 | -178.1 | -182.2774 | -182.2 | -186.356 | -182.2 | -186.4845 | 285.9392 | 285.948
2021-03-16 15:00 | -36 | -39.8121 | 23.6057 | 27.6983 | 45.9768 | 48.8759 | -37 | -40.7185 | -127.5167 | 131.2187 | -127.5167 | 131.2187 | 94.8543 | 116.8003 | 131.4 | 133.628 | 130.8 | 133.0381 | -173.8 | -178.0132 | -178.7 | -183.3879 | -183.1 | -187.9451 | -183 | -188.0069 | 308.6408 | 308.8037
2021-03-16 15:30 | -36 | -39.3954 | 28.7538 | 31.7739 | 47.6882 | 50.3569 | -36 | -39.3954 | -132.0467 | 135.4365 | -132.0467 | 135.4365 | 76.3425 | 103.5107 | 130.2 | 132.4482 | 130.8 | 133.149 | -173.9 | -178.2543 | -179.3 | -184.2681 | -184.2 | -189.2897 | -183.2 | -188.4098 | 310.0724 | 310.2497
2021-03-16 16:00 | -42 | -44.9444 | 31.106 | 33.8274 | 54.4928 | 56.7272 | -42 | -44.9444 | -146.0165 | 149.1601 | -146.0165 | 149.1601 | 67.8211 | 96.2373 | 130.8 | 133.149 | 131.4 | 133.967 | -173.6 | -178.1487 | -179.8 | -184.7547 | -184.3 | -189.3411 | -183.8 | -188.97 | 328.6758 | 328.8291
2021-03-16 16:30 | -46 | -48.3839 | 33.717 | 35.6141 | 62.3262 | 63.9935 | -48 | -50 | -160.6562 | 163.4957 | -160.6562 | 163.4957 | 48.8308 | 82.9861 | 131.1 | 133.3331 | 130.5 | 132.7431 | -175.4 | -179.7489 | -180.6 | -185.4194 | -184.1 | -188.8747 | -184.1 | -189.1235 | 342.9436 | 343.2024
2021-03-16 17:00 | -44 | -46.1736 | 42.2007 | 43.3512 | 62.3894 | 63.8418 | -43 | -45.5412 | -164.4563 | 167.2846 | -164.4563 | 167.2846 | 32.6199 | 76.5354 | 131.1 | 133.3331 | 130.2 | 132.6163 | -173.8 | -178.1125 | -178.5 | -183.3746 | -182.9 | -187.8183 | -182.8 | -187.8813 | 349.838 | 350.0421
2021-03-16 17:30 | -52 | -53.8516 | 49.5694 | 50.0878 | 67.7865 | 69.2515 | -52 | -53.6004 | -177.6813 | 180.6166 | -177.6813 | 180.6166 | 28.7226 | 75.7857 | 130.5 | 133.0259 | 131.4 | 133.9089 | -174.8 | -179.363 | -179.4 | -184.4813 | -183.6 | -188.7755 | -183.2 | -188.48 | 354.0863 | 354.5936
2021-03-16 18:00 | -42 | -44.5982 | 62.1112 | 62.5297 | 62.5283 | 64.6259 | -40 | -42.72 | -171.285 | 174.7415 | -171.285 | 174.7415 | 29.6463 | 77.1179 | 131.4 | 133.9089 | 131.7 | 134.3199 | -175.4 | -180.3817 | -179.7 | -185.0083 | -184 | -189.4466 | -183.6 | -189.1539 | 348.2744 | 348.8633
2021-03-16 18:30 | -34 | -35.171 | 74.7815 | 74.7844 | 54.8747 | 55.8684 | -35 | -36.1386 | -161.3475 | 163.18 | -161.3475 | 163.18 | 37.2137 | 78.1731 | 130.8 | 133.3786 | 132 | 134.6141 | -173.6 | -178.422 | -179.1 | -184.4018 | -183.7 | -189.0366 | -183.1 | -188.5965 | 352.8151 | 353.8513
2021-03-16 19:00 | -33 | -34.7851 | 80.1937 | 80.1941 | 54.0885 | 55.5414 | -34 | -35.4401 | -163.527 | 165.6643 | -163.527 | 165.6643 | 32.8958 | 75.5972 | 131.7 | 134.2613 | 131.1 | 133.7317 | -173.8 | -178.5019 | -179.8 | -184.7731 | -184.1 | -189.1694 | -183.6 | -188.729 | 350.9344 | 351.6816
2021-03-16 19:30 | -29 | -30.6757 | 83.9443 | 84.0027 | 49.2642 | 51.5166 | -29 | -30.6757 | -157.1736 | 159.7999 | -157.1736 | 159.7999 | 38.7456 | 71.0305 | 130.5 | 133.2034 | 130.5 | 133.2034 | -174 | -179.1628 | -179 | -184.4485 | -182.8 | -188.2335 | -182.5 | -188.1106 | 333.8936 | 334.1281
2021-03-16 20:00 | -27 | -29.9666 | 80.0408 | 80.169 | 50.0033 | 51.7246 | -27 | -29.5466 | -150.245 | 152.4198 | -150.245 | 152.4198 | 40.3535 | 76.1086 | 129.9 | 131.6347 | 130.5 | 132.2269 | -173.9 | -177.5065 | -178.4 | -182.3327 | -183 | -186.9979 | -182.5 | -186.5727 | 314.7808 | 315.2527
2021-03-16 20:30 | -32 | -33.5261 | 75.5505 | 75.685 | 50.9037 | 52.1808 | -32 | -33.8378 | -148.4748 | 149.9916 | -148.4748 | 149.9916 | 50.5369 | 82.4151 | 132 | 133.9039 | 132 | 133.8538 | -174.6 | -178.5607 | -177.8 | -182.222 | -182.3 | -186.7881 | -181.7 | -186.1268 | 301.2351 | 302.0154
2021-03-16 21:00 | -32 | -33.2415 | 71.7012 | 71.8094 | 49.9723 | 50.9679 | -31 | -32.8938 | -147.8737 | 148.8104 | -147.8737 | 148.8104 | 64.942 | 108.185 | 132 | 133.7556 | 131.1 | 132.9664 | -175.9 | -179.6065 | -178.3 | -182.4941 | -182.9 | -187.1378 | -182.6 | -187.0375 | 290.823 | 291.3175
2021-03-16 21:30 | -25 | -26.5707 | 70.1347 | 70.445 | 45.3912 | 46.3335 | -24 | -25.632 | -140.7876 | 141.5105 | -140.7876 | 141.5105 | 76.1247 | 111.4245 | 129.3 | 130.9465 | 128.7 | 130.652 | -171.2 | -174.7211 | -173.3 | -177.332 | -177.5 | -181.564 | -177.2 | -181.3649 | 282.123 | 283.1521
2021-03-16 22:00 | -36 | -36.4966 | 55.8509 | 56.2211 | 53.5375 | 53.7533 | -37 | -37.4833 | -143.852 | 144.3308 | -143.852 | 144.3308 | 82.9935 | 118.5454 | 130.2 | 132.3935 | 130.2 | 132.3394 | -173.2 | -177.341 | -174.1 | -178.5247 | -178.1 | -182.7001 | -177.7 | -182.3685 | 257.7067 | 258.7478
2021-03-16 22:30 | -22 | -23.0868 | 64.1715 | 64.6419 | 42.4262 | 42.8982 | -22 | -22.8035 | -131.4302 | 132.0052 | -131.4302 | 132.0052 | 99.6544 | 129.1043 | 130.8 | 132.5715 | 129.9 | 131.8857 | -172.9 | -176.5471 | -173.2 | -177.4057 | -177.4 | -181.6794 | -176.7 | -181.1049 | 255.375 | 258.3399
2021-03-16 23:00 | -20 | -21.5407 | 66.3781 | 67.0338 | 37.3136 | 37.9253 | -20 | -21.5407 | -125.1507 | 125.7562 | -125.1507 | 125.7562 | 115.8583 | 142.427 | 133.5 | 135.433 | 132.6 | 134.5459 | -176.3 | -180.1819 | -176.7 | -181.2374 | -181.3 | -185.8027 | -179.9 | -184.6022 | 254.3973 | 257.3259
2021-03-16 23:30 | -11 | -14.2127 | 76.0997 | 77.0176 | 23.5713 | 25.3111 | -12 | -15 | -113.0973 | 114.1854 | -113.0973 | 114.1854 | 100.061 | 130.749 | 133.5 | 135.433 | 133.5 | 135.3333 | -176.6 | -180.4755 | -176 | -180.444 | -180 | -184.5 | -179.5 | -184.19 | 243.3277 | 248.3172
2021-03-17 | -13 | -15.8114 | 65.6619 | 67.0218 | 29.7822 | 30.7017 | -14 | -16.6433 | -114.5194 | 115.2138 | -114.5194 | 115.2138 | 104.0241 | 128.3639 | 130.8 | 132.6706 | 131.7 | 133.6082 | -174.8 | -178.1377 | -174.2 | -177.6464 | -178.4 | -182.7108 | -178.2 | -182.4171 | 243.741 | 246.6232
2021-03-17 00:30 | -17 | -18.7883 | 60.7072 | 62.0967 | 32.3365 | 33.0142 | -17 | -18.7883 | -112.366 | 112.8529 | -112.366 | 112.8529 | 110.8799 | 133.7229 | 130.5 | 132.3248 | 130.8 | 132.8241 | -174 | -177.8076 | -173.3 | -177.4602 | -177 | -181.2888 | -177.2 | -181.7916 | 241.8101 | 245.4878
2021-03-17 01:00 | -13 | -14.7648 | 61.5283 | 62.9663 | 29.4672 | 30.1054 | -13 | -15.2643 | -102.9219 | 103.33 | -102.9219 | 103.33 | 115.4722 | 137.9807 | 131.1 | 133.0678 | 131.4 | 133.5202 | -174.3 | -178.1839 | -173.2 | -177.3733 | -177.6 | -181.9179 | -177.1 | -181.5831 | 235.2716 | 238.5898
2021-03-17 01:30 | -19 | -19.9249 | 57.6342 | 58.8694 | 32.093 | 32.2857 | -18 | -18.9737 | -103.7747 | 103.8852 | -103.7747 | 103.8852 | 115.2736 | 139.4593 | 131.4 | 133.628 | 131.7 | 134.0332 | -174.5 | -178.8707 | -172.7 | -177.2196 | -176.8 | -181.537 | -176.5 | -181.4515 | 215.0815 | 218.1433
2021-03-17 02:00 | -20 | -20.8806 | 54.4863 | 55.9353 | 34.2281 | 34.4497 | -21 | -21.8403 | -105.7119 | 105.8368 | -105.7119 | 105.8368 | 117.5741 | 140.323 | 131.7 | 133.9778 | 130.8 | 133.0381 | -174.7 | -178.9785 | -173.6 | -178.2844 | -176.5 | -181.1769 | -176.8 | -181.7202 | 206.305 | 211.8508
2021-03-17 02:30 | -21 | -21.8403 | 54.785 | 56.0149 | 33.4166 | 33.6345 | -21 | -21.8403 | -105.3271 | 105.3803 | -105.3271 | 105.3803 | 121.1868 | 143.5048 | 131.4 | 133.6829 | 131.7 | 133.923 | -174.5 | -178.8488 | -172.2 | -176.8757 | -176.5 | -181.2676 | -175.9 | -180.8913 | 200.635 | 205.3516
2021-03-17 03:00 | -23 | -23.5372 | 52.8417 | 54.1445 | 35.3774 | 35.5601 | -24 | -24.5153 | -106.529 | 106.6074 | -106.529 | 106.6074 | 121.6983 | 144.034 | 132 | 134.3839 | 131.4 | 133.8514 | -174.3 | -178.8309 | -172.2 | -176.9675 | -176.3 | -181.1186 | -175.9 | -181.0322 | 205.5878 | 209.9227
2021-03-17 03:30 | -25 | -25.318 | 51.6455 | 52.8214 | 38.314 | 38.4525 | -25 | -25.4951 | -110.0636 | 110.1705 | -110.0636 | 110.1705 | 126.7601 | 146.9374 | 130.5 | 132.6346 | 132 | 134.2181 | -174.3 | -178.3305 | -173.2 | -177.7365 | -176.5 | -180.998 | -176 | -180.7808 | 217.5105 | 221.5728
2021-03-17 04:00 | -17 | -18.0278 | 58.9226 | 60.0891 | 33.4917 | 33.8388 | -17 | -18.0278 | -103.2693 | 103.4835 | -103.2693 | 103.4835 | 113.2365 | 136 | 130.5 | 132.6346 | 130.8 | 132.9836 | -174.4 | -178.6001 | -173.2 | -177.714 | -177 | -181.5744 | -176.7 | -181.5309 | 216.2931 | 220.1326
2021-03-17 04:30 | -16 | -17.4642 | 61.8754 | 62.8156 | 33.5016 | 34.123 | -17 | -18.3848 | -104.3808 | 104.7265 | -104.3808 | 104.7265 | 114.2997 | 135.619 | 131.1 | 133.0168 | 130.8 | 132.7723 | -174.2 | -177.9624 | -173.2 | -177.4709 | -177.6 | -181.9396 | -177.2 | -181.7471 | 229.6068 | 233.3059
2021-03-17 05:00 | -13 | -15.8114 | 71.3067 | 71.8571 | 31.428 | 32.7513 | -13 | -15.2643 | -106.2134 | 106.9973 | -106.2134 | 106.9973 | 95.7322 | 118.5298 | 128.1 | 129.7617 | 127.5 | 129.3167 | -170.3 | -173.6024 | -170.2 | -174.028 | -174.4 | -178.3442 | -173.9 | -178.0462 | 251.7644 | 254.4232
2021-03-17 05:30 | -14 | -16.6433 | 79.5108 | 79.7209 | 33.9078 | 35.3966 | -14 | -16.6433 | -119.1943 | 120.1576 | -119.1943 | 120.1576 | 70.228 | 107.5456 | 128.1 | 129.7142 | 128.1 | 130.2739 | -170.3 | -174.5099 | -171.2 | -175.0895 | -175.5 | -179.4617 | -175.1 | -179.1972 | 275.3721 | 275.6288
2021-03-17 06:00 | -23 | -25.4951 | 74.8894 | 74.9191 | 45.0338 | 46.636 | -23 | -25.4951 | -141.0763 | 142.5307 | -141.0763 | 142.5307 | 51.5185 | 84.3278 | 126.9 | 128.6259 | 127.2 | 129.1747 | -169.4 | -173.0389 | -171.9 | -175.774 | -176 | -179.9091 | -175.9 | -179.8947 | 296.9106 | 297.395
2021-03-17 06:30 | -15 | -16.5529 | 90.455 | 90.4554 | 35.3047 | 36.8718 | -14 | -16.1245 | -137.1137 | 138.4189 | -137.1137 | 138.4189 | 38.8139 | 46.5777 | 125.7 | 126.7783 | 125.7 | 126.7016 | -167 | -169.3391 | -171.5 | -176.2377 | -175.3 | -180.0994 | -175.2 | -180.2028 | 344.7744 | 352.9561
2021-03-17 07:00 | -6 | -10.8167 | 94.5898 | 94.5899 | 30.3186 | 32.3781 | -5 | -11.1803 | -128.7993 | 130.2804 | -128.7993 | 130.2804 | 31.257 | 41.4383 | 126.9 | 127.7486 | 126.3 | 127.4523 | -168.6 | -170.7959 | -173.2 | -177.6917 | -177.1 | -181.739 | -177.1 | -181.9512 | 341.187 | 346.64
2021-03-17 07:30 | -8 | -12.0416 | 88.4163 | 88.4349 | 29.2651 | 31.3514 | -9 | -12.7279 | -122.8663 | 124.3965 | -122.8663 | 124.3965 | 36.1285 | 45.6154 | 125.7 | 126.8177 | 126 | 127.2792 | -167 | -169.2006 | -171.8 | -176.3204 | -175.8 | -180.5177 | -175.7 | -180.5116 | 345.9674 | 351.3007
2021-03-17 08:00 | -3 | -8.544 | 86.4247 | 86.4259 | 23.0636 | 25.4678 | -3 | -8.544 | -111.2546 | 112.7964 | -111.2546 | 112.7964 | 34.1205 | 46.2831 | 124.8 | 126.0914 | 124.8 | 126.1785 | -166.7 | -169.1525 | -171.4 | -176.3525 | -175.6 | -180.8378 | -175.3 | -180.4968 | 339.9198 | 343.5766
2021-03-17 08:30 | -8 | -11.3137 | 73.9431 | 73.979 | 25.2284 | 26.981 | -7 | -9.8995 | -114.0131 | 115.225 | -114.0131 | 115.225 | 50.4636 | 65.0184 | 125.1 | 126.3883 | 125.1 | 126.4752 | -166.6 | -169.037 | -172.2 | -176.4079 | -176.2 | -180.5078 | -176 | -180.422 | 334.1198 | 336.3753
2021-03-17 09:00 | -10 | -12.8062 | 62.884 | 63.0266 | 25.8339 | 27.568 | -10 | -12.8062 | -113.5064 | 114.664 | -113.5064 | 114.664 | 67.5396 | 81.0844 | 127.2 | 128.4673 | 128.4 | 129.7402 | -169 | -171.4364 | -174.2 | -178.4905 | -178.3 | -182.7099 | -178.1 | -182.6468 | 335.7816 | 337.8511
2021-03-17 09:30 | -9 | -12.7279 | 59.0403 | 59.3657 | 22.5297 | 24.7855 | -9 | -12.7279 | -106.2486 | 107.5585 | -106.2486 | 107.5585 | 80.8497 | 92.3491 | 129.3 | 130.4258 | 129 | 130.2086 | -171.6 | -174.0667 | -177.9 | -182.1676 | -181.8 | -186.2131 | -181.5 | -185.9855 | 332.0035 | 334.1328
2021-03-17 10:00 | -4 | -10.7703 | 58.9186 | 59.2927 | 16.67 | 20.2562 | -3 | -10.4403 | -94.7609 | 96.4775 | -94.7609 | 96.4775 | 88.0334 | 99.7174 | 129.3 | 130.4655 | 130.5 | 131.6156 | -173.3 | -175.7097 | -179.2 | -183.4161 | -183.4 | -187.7755 | -183 | -187.4496 | 320.4504 | 322.2172
2021-03-17 10:30 | -3 | -12.3693 | 57.3301 | 57.8868 | 13.9406 | 18.8929 | -3 | -12.3693 | -90.4453 | 92.6345 | -90.4453 | 92.6345 | 94.575 | 105.9863 | 131.1 | 131.9898 | 130.5 | 131.3938 | -173.2 | -175.1406 | -179.8 | -183.6486 | -183.9 | -187.8868 | -183.7 | -187.7943 | 326.1526 | 327.6638
2021-03-17 11:00 | -3 | -12.3693 | 51.6207 | 52.2288 | 15.9484 | 20.8755 | -4 | -12.6491 | -93.184 | 95.4617 | -93.184 | 95.4617 | 99.6198 | 110.9379 | 131.4 | 132.2878 | 131.1 | 132.0249 | -174.5 | -176.4116 | -180.9 | -184.6251 | -184.8 | -188.7069 | -184.5 | -188.4741 | 322.8963 | 324.2047
2021-03-17 11:30 | -9 | -24.6982 | 45.4546 | 49.2437 | 19.692 | 31.1376 | -8 | -24.3516 | -97.3976 | 104.0205 | -97.3976 | 104.0205 | 85.8603 | 97.3509 | 130.8 | 131.6234 | 131.4 | 132.2878 | -174.5 | -176.397 | -180.4 | -183.9962 | -184.9 | -188.6446 | -184.5 | -188.3324 | 302.6089 | 303.8674
2021-03-17 12:00 | -10 | -24.1661 | 57.8671 | 60.3383 | 23.0002 | 32.6344 | -9 | -23.7697 | -96.8595 | 103.1314 | -96.8595 | 103.1314 | 76.2866 | 97.7962 | 131.4 | 132.6682 | 132 | 133.304 | -175.6 | -178.2634 | -181.2 | -185.914 | -185 | -189.909 | -185 | -189.9769 | 297.5029 | 303.7335
2021-03-17 12:30 | -3 | -16.2788 | 55.3263 | 56.6806 | 14.1651 | 21.5437 | -3 | -16.2788 | -85.8261 | 89.8935 | -85.8261 | 89.8935 | 75.9706 | 95.6752 | 130.5 | 131.7769 | 131.1 | 132.3299 | -173.7 | -176.204 | -179.9 | -184.4465 | -183.8 | -188.5376 | -183.6 | -188.365 | 305.5867 | 311.1434
2021-03-17 13:00 | 0 | 17.0294 | 57.3685 | 58.7259 | 10.1214 | 19.7549 | 1 | 17.0294 | -81.3356 | 86.0705 | -81.3356 | 86.0705 | 68.0415 | 87.1566 | 131.1 | 132.2105 | 130.8 | 132.074 | -174.2 | -176.5974 | -180.3 | -184.7054 | -184.3 | -189.0029 | -184.2 | -188.8832 | 307.7101 | 313.202
2021-03-17 13:30 | -6 | -17.088 | 56.7667 | 58.0851 | 17.4216 | 23.9597 | -6 | -17.088 | -93.3325 | 97.487 | -93.3325 | 97.487 | 51.7363 | 73.1925 | 130.5 | 131.5017 | 130.5 | 131.5017 | -173.4 | -175.5828 | -180.7 | -184.8819 | -185 | -189.4026 | -184.8 | -189.2073 | 322.8175 | 327.503
2021-03-17 14:00 | 0 | 16 | 64.6012 | 65.579 | 13.2163 | 21.2146 | -1 | -16.0312 | -87.664 | 92.1901 | -87.664 | 92.1901 | 47.5869 | 62.1088 | 129.6 | 130.8857 | 130.2 | 131.3976 | -173.1 | -175.529 | -180.8 | -185.7509 | -184.9 | -190.017 | -184.8 | -190.0356 | 324.4254 | 331.5637
2021-03-17 14:30 | -3 | -15.2971 | 62.0181 | 63.017 | 15.4215 | 22.5238 | -2 | -16.1245 | -93.9534 | 98.117 | -93.9534 | 98.117 | 45.6266 | 59.2983 | 130.5 | 131.7355 | 131.1 | 132.3299 | -174.5 | -176.8276 | -181.4 | -186.3808 | -185.6 | -190.8137 | -185.5 | -190.6657 | 323.4629 | 330.9584
2021-03-17 15:00 | -4 | -18.4391 | 67.4175 | 68.4848 | 18.7477 | 26.5686 | -4 | -18.4391 | -102.5877 | 107.7327 | -102.5877 | 107.7327 | 38.9195 | 49.7068 | 131.7 | 132.7296 | 132 | 133.103 | -174.4 | -176.6973 | -181.4 | -186.1987 | -185.4 | -190.412 | -185.1 | -190.1427 | 326.9511 | 334.4118
2021-03-17 15:30 | 1 | 13 | 78.8347 | 79.0306 | 14.9581 | 19.9908 | 0 | 13 | -98.8543 | 102.4411 | -98.8543 | 102.4411 | 18.326 | 34.5352 | 131.1 | 132.4554 | 131.1 | 132.4985 | -174.3 | -176.8736 | -181.2 | -186.2007 | -185.2 | -190.4014 | -184.9 | -190.1562 | 319.4059 | 324.5867
2021-03-17 16:00 | -4 | -11.7047 | 81.967 | 82.0594 | 20.4782 | 23.8906 | -3 | -11.4018 | -106.1424 | 109.6033 | -106.1424 | 109.6033 | 21.0794 | 41.2931 | 131.1 | 132.4985 | 131.4 | 132.7099 | -174 | -176.705 | -181.4 | -186.7102 | -185.5 | -190.9038 | -185.4 | -190.8777 | 363.3727 | 368.331
2021-03-17 16:30 | -4 | -10.7703 | 87.1873 | 87.188 | 23.2302 | 26.1839 | -4 | -10.7703 | -112.6703 | 115.9722 | -112.6703 | 115.9722 | 19.4109 | 41.6117 | 131.1 | 132.4985 | 131.7 | 133.1801 | -174.1 | -176.9089 | -181.7 | -187.1415 | -186 | -191.5558 | -185.6 | -191.1915 | 363.4438 | 369.0186
2021-03-17 17:00 | -7 | -12.2066 | 87.591 | 87.6041 | 31.6562 | 33.3578 | -7 | -12.2066 | -127.4087 | 130.2112 | -127.4087 | 130.2112 | 15.2605 | 42.4404 | 131.1 | 132.9664 | 131.7 | 133.6082 | -173.6 | -177.1726 | -181.2 | -187.5858 | -185.1 | -191.8307 | -185.3 | -192.0582 | 371.9932 | 377.7496
2021-03-17 17:30 | -19 | -21.0238 | 91.5554 | 91.6076 | 39.3398 | 41.106 | -19 | -21.4709 | -143.5674 | 146.5471 | -143.5674 | 146.5471 | 12.2563 | 30.2721 | 131.1 | 132.819 | 131.7 | 133.4595 | -175.8 | -179.3485 | -181.9 | -188.4886 | -186.1 | -192.8826 | -185.5 | -192.2774 | 375.3365 | 382.1017
2021-03-17 18:00 | -10 | -12.8062 | 102.085 | 102.139 | 36.594 | 39.113 | -9 | -12.7279 | -140.4569 | 143.9135 | -140.4569 | 143.9135 | 19.4213 | 64.2535 | 131.7 | 133.8538 | 131.7 | 133.8689 | -175.3 | -179.2871 | -181.2 | -185.6927 | -185.9 | -190.4324 | -185.6 | -190.2269 | 371.1469 | 371.9213
2021-03-17 18:30 | -6 | -11.6619 | 110.4928 | 110.5628 | 31.5767 | 34.1653 | -7 | -12.2066 | -134.5925 | 137.4838 | -134.5925 | 137.4838 | 20.5958 | 67.607 | 131.7 | 133.8689 | 131.4 | 133.6829 | -174.5 | -179.0035 | -180.6 | -185.488 | -185.3 | -190.1562 | -184.6 | -189.4742 | 353.6391 | 354.524
2021-03-17 19:00 | -11 | -15.5563 | 105.3404 | 105.3466 | 33.2625 | 36.1112 | -12 | -16.9706 | -139.1407 | 142.2496 | -139.1407 | 142.2496 | 19.2341 | 66.4453 | 131.1 | 133.0168 | 130.8 | 132.7723 | -174.1 | -177.9882 | -180 | -184.1274 | -184 | -188.1502 | -183.7 | -187.9832 | 350.1449 | 350.9565
2021-03-17 19:30 | -12 | -13.8924 | 99.0294 | 99.1463 | 37.0966 | 38.2735 | -12 | -13.8924 | -144.2258 | 145.9423 | -144.2258 | 145.9423 | 19.9925 | 76.584 | 131.7 | 134.0893 | 130.8 | 133.5 | -173.6 | -178.8476 | -178.7 | -183.6152 | -183.3 | -188.2533 | -182.7 | -187.7379 | 339.1686 | 339.8938
2021-03-17 20:00 | -20 | -20.6155 | 92.2325 | 92.4701 | 41.6309 | 42.2807 | -21 | -21.3776 | -150.7745 | 151.796 | -150.7745 | 151.796 | 43.7531 | 90.8947 | 131.7 | 134.7484 | 130.5 | 133.7707 | -174.4 | -180.0374 | -179.7 | -185.0322 | -184.6 | -189.982 | -183.9 | -189.3972 | 340.6875 | 341.6273
2021-03-17 20:30 | -26 | -27.8568 | 81.7801 | 81.7829 | 45.0121 | 46.3893 | -26 | -27.8568 | -145.5523 | 147.219 | -145.5523 | 147.219 | 62.8004 | 95.157 | 131.7 | 134.0893 | 132 | 134.3839 | -174.9 | -179.327 | -179.5 | -183.8811 | -184.2 | -188.5998 | -183.8 | -188.361 | 335.4575 | 335.6523
2021-03-17 21:00 | -36 | -36.4966 | 66.0389 | 66.0394 | 54.616 | 54.9098 | -36 | -36.4966 | -152.3006 | 153.2142 | -152.3006 | 153.2142 | 81.4457 | 110.4544 | 132.3 | 134.9083 | 131.4 | 134.1453 | -174.8 | -179.7011 | -179.3 | -184.115 | -184.1 | -188.8524 | -183.4 | -188.2599 | 332.6981 | 333.2536
2021-03-17 21:30 | -38 | -38.1182 | 61.0345 | 61.0496 | 56.3204 | 56.3807 | -38 | -38.1182 | -155.9699 | 156.3369 | -155.9699 | 156.3369 | 91.7714 | 119.9456 | 133.8 | 136.992 | 131.7 | 135.0736 | -175.8 | -181.5927 | -179 | -184.4003 | -183.5 | -188.7952 | -181.6 | -187.1165 | 311.6994 | 311.9936
2021-03-17 22:00 | -36 | -36.1248 | 59.1716 | 59.1759 | 53.2151 | 53.2952 | -36 | -36.2215 | -144.4615 | 144.7389 | -144.4615 | 144.7389 | 102.3394 | 140.7414 | 132.3 | 135.8606 | 131.7 | 135.4848 | -175 | -181.6499 | -177.2 | -183.1237 | -181.8 | -187.8022 | -181.4 | -187.5667 | 293.793 | 293.8752
2021-03-17 22:30 | -31 | -31.257 | 61.4747 | 61.5529 | 45.5925 | 45.7375 | -31 | -31.257 | -137.7732 | 138.0522 | -137.7732 | 138.0522 | 117.498 | 151.6711 | 131.1 | 135.1166 | 132.6 | 136.501 | -175.2 | -182.1951 | -176.3 | -182.7175 | -180.7 | -187.2258 | -180.5 | -187.2706 | 290.7502 | 290.9429
2021-03-17 23:00 | -26 | -26.0768 | 61.8091 | 61.9324 | 42.3534 | 42.6277 | -26 | -26.0768 | -138.5464 | 138.6932 | -138.5464 | 138.6932 | 123.0369 | 153.0803 | 133.2 | 137.1551 | 132.6 | 136.6447 | -176.6 | -183.8444 | -176.2 | -182.7266 | -181.2 | -187.8395 | -180.9 | -187.8435 | 273.1391 | 273.2193
2021-03-17 23:30 | -14 | -14.3178 | 70.3082 | 70.5152 | 30.2568 | 30.563 | -14 | -14.5602 | -130.7873 | 131.0117 | -130.7873 | 131.0117 | 112.8724 | 146.7025 | 132.6 | 136.2211 | 132 | 135.9182 | -174.9 | -181.9617 | -175.3 | -181.7528 | -179.8 | -186.2786 | -179.4 | -186.1206 | 280.018 | 280.2455
2021-03-18 | -18 | -18.2483 | 64.5306 | 64.9312 | 32.4113 | 32.729 | -18 | -18.4391 | -125.1384 | 125.2882 | -125.1384 | 125.2882 | 105.6235 | 134.146 | 133.2 | 136.6028 | 132.9 | 136.3773 | -175.9 | -182.279 | -175.3 | -181.5692 | -179.7 | -186.0261 | -179 | -185.5592 | 247.2572 | 247.2599
2021-03-18 00:30 | -10 | -11.6619 | 66.5893 | 67.3327 | 27.034 | 27.3406 | -10 | -11.6619 | -112.6624 | 112.8138 | -112.6624 | 112.8138 | 116.3526 | 143.2155 | 133.2 | 136.8053 | 133.8 | 137.2545 | -177.2 | -183.3335 | -176.7 | -182.8246 | -180.9 | -187.1599 | -180.5 | -187.0853 | 243.1559 | 243.3325
2021-03-18 01:00 | -10 | -11.6619 | 66.6754 | 67.591 | 25.1228 | 25.5615 | -10 | -11.6619 | -106.9833 | 107.1595 | -106.9833 | 107.1595 | 117.8725 | 145.5876 | 133.8 | 137.1879 | 135 | 138.3586 | -178 | -184.5418 | -176.8 | -183.2 | -181.4 | -187.9015 | -180.8 | -187.5597 | 233.5354 | 233.7667
2021-03-18 01:30 | -9 | -12.0416 | 67.5577 | 68.9764 | 21.6587 | 22.7369 | -10 | -12.8062 | -100.838 | 101.1902 | -100.838 | 101.1902 | 128.2533 | 149.8783 | 134.4 | 137.0852 | 134.1 | 136.9716 | -178.3 | -183.8665 | -177.7 | -183.5073 | -180.8 | -186.56 | -181 | -187.129 | 227.2981 | 228.9067
2021-03-18 02:00 | 0 | 8 | 72.8879 | 74.383 | 15.556 | 17.2305 | 0 | 8 | -90.1331 | 90.5705 | -90.1331 | 90.5705 | 130.1818 | 152.5112 | 135 | 137.8529 | 134.4 | 137.3885 | -177.5 | -183.5108 | -176.2 | -182.3093 | -180.5 | -186.7881 | -180 | -186.4901 | 218.1933 | 219.9663
2021-03-18 02:30 | -4 | -8.0623 | 71.1996 | 72.5871 | 17.1351 | 18.3384 | -5 | -8.6023 | -94.7061 | 94.9311 | -94.7061 | 94.9311 | 131.4752 | 153.5601 | 134.4 | 137.578 | 134.4 | 137.4511 | -178.4 | -184.3858 | -175.1 | -181.1179 | -180 | -186.1619 | -180.4 | -186.91 | 211.337 | 213.2429
2021-03-18 03:00 | -2 | -8.2462 | 73.8644 | 75.168 | 14.8439 | 16.2625 | -2 | -7.2801 | -88.4646 | 88.739 | -88.4646 | 88.739 | 127.463 | 150.674 | 134.4 | 137.4511 | 134.4 | 137.6425 | -178.6 | -184.6299 | -176.8 | -182.8382 | -181.1 | -187.2511 | -180.5 | -186.8764 | 203.1487 | 205.1701
2021-03-18 03:30 | -7 | -10.6301 | 72.4107 | 73.6117 | 18.4132 | 19.6262 | -7 | -10.6301 | -95.3571 | 95.5444 | -95.3571 | 95.5444 | 126.6272 | 149.3604 | 134.4 | 137.3885 | 134.4 | 137.5143 | -178.9 | -184.7442 | -176.9 | -182.884 | -181.3 | -187.4445 | -180.7 | -187.0438 | 206.5389 | 208.4358
2021-03-18 04:00 | -6 | -10 | 70.5362 | 71.7253 | 21.5378 | 22.7676 | -8 | -11.3137 | -101.5358 | 101.871 | -101.5358 | 101.871 | 124.4649 | 146.6196 | 135 | 137.9755 | 135 | 137.9139 | -178 | -183.7978 | -177.3 | -183.2457 | -181.2 | -187.0962 | -181.6 | -187.8621 | 218.5264 | 220.2318
2021-03-18 04:30 | -4 | -9.8489 | 73.6491 | 74.9131 | 20.5303 | 22.4253 | -5 | -10.2956 | -102.9087 | 103.4354 | -102.9087 | 103.4354 | 115.6078 | 138.6235 | 135.3 | 137.9093 | 135.6 | 138.146 | -179.8 | -185.0108 | -178.3 | -183.9155 | -182.4 | -188.16 | -182 | -187.9208 | 224.4599 | 226.5709
2021-03-18 05:00 | -1 | -11.0454 | 79.1022 | 80.1196 | 19.7226 | 22.6826 | -2 | -11.1803 | -108.1124 | 109.2198 | -108.1124 | 109.2198 | 101.0621 | 125.9564 | 135.3 | 137.5722 | 135.6 | 137.9217 | -180 | -184.9098 | -179.1 | -184.378 | -183.2 | -188.4536 | -183 | -188.4745 | 242.9323 | 243.8998
2021-03-18 05:30 | 1 | 14.0357 | 93.1576 | 93.6296 | 18.6658 | 24.861 | 1 | 15.0333 | -115.9223 | 118.3467 | -115.9223 | 118.3467 | 95.5034 | 123.1374 | 135 | 137.615 | 135 | 137.6735 | -179 | -184.2098 | -180.7 | -186.0748 | -184.8 | -190.2474 | -184.5 | -190.1481 | 290.3029 | 292.6
2021-03-18 06:00 | -4 | -15.5242 | 95.1079 | 95.2726 | 25.9319 | 30.2263 | -4 | -14.5602 | -133.4882 | 135.7294 | -133.4882 | 135.7294 | 68.7789 | 109.7231 | 134.7 | 137.2053 | 134.1 | 136.503 | -178.1 | -182.8939 | -180.4 | -185.5237 | -184.7 | -189.8455 | -184.4 | -189.7641 | 306.2885 | 308.1225
2021-03-18 06:30 | 0 | 14 | 102.6986 | 102.8295 | 23.0455 | 28.6205 | 0 | 15 | -136.2253 | 139.2917 | -136.2253 | 139.2917 | 37.2248 | 84.4026 | 133.5 | 136.4459 | 133.8 | 136.9279 | -177.5 | -183.414 | -180.2 | -184.1219 | -184.4 | -188.4131 | -184.1 | -188.1566 | 315.1331 | 315.8284
2021-03-18 07:00 | 0 | 15 | 102.3287 | 102.4582 | 23.1519 | 28.6793 | 1 | 15.0333 | -134.1674 | 137.3561 | -134.1674 | 137.3561 | 34.9439 | 78.8644 | 132 | 135.1053 | 132.6 | 135.7556 | -175.7 | -181.4493 | -178.7 | -182.1338 | -182.8 | -186.1771 | -182.5 | -185.959 | 325.1112 | 325.6764
2021-03-18 07:30 | -2 | -13.1529 | 94.2582 | 94.37 | 24.8247 | 28.8672 | -3 | -14.3178 | -136.3349 | 138.7507 | -136.3349 | 138.7507 | 36.7912 | 84.8369 | 132.9 | 136.3773 | 133.2 | 136.6028 | -176.4 | -182.7796 | -179.9 | -183.7059 | -183.9 | -187.6845 | -183.8 | -187.6669 | 320.9732 | 321.5698
2021-03-18 08:00 | -17 | -19.7231 | 79.2565 | 79.2706 | 37.2722 | 38.9873 | -17 | -19.7231 | -149.0279 | 150.3691 | -149.0279 | 150.3691 | 42.9307 | 99.2515 | 133.5 | 137.3754 | 132.6 | 136.5725 | -176.2 | -182.9372 | -180 | -184.1343 | -184.5 | -188.5769 | -184.2 | -188.4719 | 341.7048 | 341.8151
2021-03-18 08:30 | -17 | -19.2354 | 74.4266 | 74.4698 | 36.0531 | 37.4148 | -18 | -20.1246 | -143.8741 | 144.9058 | -143.8741 | 144.9058 | 47.5612 | 100.2092 | 132.6 | 136.6447 | 132.9 | 136.8638 | -175.9 | -182.8683 | -180.4 | -184.5887 | -184.6 | -188.7997 | -184.5 | -188.7863 | 326.4355 | 326.5377
2021-03-18 09:00 | -18 | -20.5913 | 69.8521 | 70.0057 | 34.67 | 36.5239 | -18 | -21.095 | -137.7413 | 139.039 | -137.7413 | 139.039 | 55.4934 | 104.9396 | 131.1 | 135.0443 | 132.3 | 136.2813 | -174.9 | -181.8517 | -180.4 | -184.5464 | -184.7 | -188.8556 | -184.5 | -188.7229 | 331.9079 | 331.9714
2021-03-18 09:30 | -19 | -21.4709 | 65.6325 | 65.7497 | 37.5249 | 39.2981 | -19 | -21.9545 | -138.3154 | 139.9334 | -138.3154 | 139.9334 | 56.3528 | 105.1498 | 133.5 | 137.0974 | 131.1 | 134.7615 | -175.1 | -181.5072 | -180 | -183.9468 | -184.5 | -188.5685 | -183.9 | -187.9279 | 349.5542 | 349.5751
2021-03-18 10:00 | -24 | -26 | 62.0916 | 62.1712 | 44.4281 | 45.7545 | -24 | -26 | -142.4162 | 143.6551 | -142.4162 | 143.6551 | 44.3161 | 100.9128 | 133.5 | 137.0294 | 132.3 | 136.1385 | -175.3 | -182.1276 | -179.8 | -183.834 | -184.3 | -188.3399 | -183.8 | -187.9337 | 324.8913 | 324.8974
2021-03-18 10:30 | -24 | -26 | 61.4607 | 61.5776 | 41.7776 | 43.2203 | -24 | -26 | -133.6861 | 135.0737 | -133.6861 | 135.0737 | 41.1124 | 94.6841 | 126 | 129.592 | 125.1 | 128.8597 | -166.3 | -172.3595 | -171.7 | -175.1911 | -175.9 | -179.4268 | -175.7 | -179.2505 | 328.2111 | 328.2117
2021-03-18 11:00 | -26 | -27.5136 | 44.2938 | 44.6868 | 39.2812 | 40.6833 | -26 | -27.5136 | -128.5596 | 129.9456 | -128.5596 | 129.9456 | 41.1246 | 95.9178 | 126.3 | 130.2418 | 126.3 | 130.3896 | -168 | -174.5443 | -172.4 | -176.1186 | -176.8 | -180.5082 | -176.5 | -180.2956 | 301.0523 | 301.0525
2021-03-18 11:30 | -20 | -22.3607 | 36.1442 | 37.3501 | 31.0872 | 32.8591 | -20 | -22.3607 | -118.5872 | 120.2745 | -118.5872 | 120.2745 | 66.2751 | 111.0788 | 126.9 | 130.6079 | 126.9 | 130.8237 | -168.8 | -175.248 | -172.6 | -176.294 | -177 | -180.7647 | -176.4 | -180.1977 | 306.5327 | 306.5441
2021-03-18 12:00 | -20 | -22.8254 | 34.2496 | 34.9456 | 30.731 | 32.6839 | -19 | -22.8254 | -117.1138 | 118.8336 | -117.1138 | 118.8336 | 64.2131 | 110.4903 | 126.6 | 130.3879 | 127.8 | 131.5533 | -169 | -175.0961 | -172.1 | -175.603 | -176.6 | -180.1525 | -176 | -179.6241 | 285.922 | 285.9443
2021-03-18 12:30 | -23 | -25.9422 | 42.5626 | 43.0405 | 35.0469 | 37.2173 | -22 | -24.5967 | -120.1004 | 122.1814 | -120.1004 | 122.1814 | 63.6254 | 109.1208 | 127.5 | 130.9819 | 125.7 | 129.3004 | -167.3 | -173.0658 | -171.3 | -174.545 | -176.3 | -179.6824 | -175.8 | -179.2307 | 289.8567 | 289.8571
2021-03-18 13:00 | -22 | -25.5539 | 48.475 | 48.9135 | 36.7148 | 39.1766 | -22 | -25.5539 | -123.9949 | 126.5479 | -123.9949 | 126.5479 | 74.3736 | 116.4464 | 124.5 | 127.7204 | 124.5 | 127.7877 | -164.8 | -170.2123 | -170.1 | -173.1023 | -174.5 | -177.5374 | -174.6 | -177.6489 | 313.6045 | 313.6106
2021-03-18 13:30 | -18 | -22.2036 | 55.6036 | 56.0191 | 32.1877 | 34.7756 | -18 | -22.8035 | -119.6766 | 122.1944 | -119.6766 | 122.1944 | 69.4564 | 109.3349 | 124.8 | 127.3785 | 124.8 | 127.4389 | -165.5 | -169.6293 | -170.5 | -173.2596 | -174.1 | -176.8559 | -174 | -176.882 | 318.4489 | 318.4541
2021-03-18 14:00 | -31 | -32.8938 | 41.499 | 42.0631 | 40.1599 | 41.7661 | -29 | -31.0161 | -133.1691 | 135.1109 | -133.1691 | 135.1109 | 56.2654 | 99.9955 | 123.9 | 126.872 | 124.2 | 126.7307 | -165.5 | -170.0791 | -170.8 | -173.5195 | -174.7 | -177.4117 | -174.7 | -177.4818 | 327.1774 | 327.2001
2021-03-18 14:30 | -23 | -26.4197 | 36.2419 | 37.3442 | 34.4331 | 36.5643 | -24 | -27.2947 | -126.1952 | 128.6334 | -126.1952 | 128.6334 | 58.9323 | 103.0931 | 129 | 131.9826 | 127.8 | 130.2608 | -170.1 | -175.1845 | -174.4 | -177.5695 | -178.8 | -181.8928 | -179.2 | -182.4343 | 335.3766 | 335.4037
2021-03-18 15:00 | -17 | -22.0227 | 47.5796 | 48.4828 | 33.086 | 35.8736 | -17 | -22.0227 | -113.5769 | 117.5231 | -113.5769 | 117.5231 | 51.0566 | 97.6569 | 129.3 | 132.2129 | 129.6 | 132.5691 | -171.7 | -176.7385 | -177.1 | -180.0683 | -181.5 | -184.5839 | -181 | -184.1105 | 329.7457 | 329.7732
2021-03-18 15:30 | -23 | -26.9258 | 57.4096 | 58.103 | 37.7275 | 40.4494 | -23 | -27.4591 | -125.3589 | 129.2291 | -125.3589 | 129.2291 | 24.9333 | 80.8406 | 129.3 | 132.028 | 129.9 | 132.6763 | -172.4 | -177.1391 | -177.1 | -180.0574 | -181 | -183.7896 | -181.6 | -184.6099 | 330.8925 | 330.9254
2021-03-18 16:00 | -27 | -28.7924 | 60.8443 | 60.9204 | 43.1079 | 44.1993 | -27 | -28.7924 | -133.21 | 135.7767 | -133.21 | 135.7767 | 17.0352 | 70.2948 | 126.6 | 130.0371 | 127.2 | 130.6213 | -168.8 | -174.4152 | -174.3 | -178.0347 | -178.9 | -182.6659 | -178.4 | -182.156 | 351.2342 | 351.2431
2021-03-18 16:30 | -26 | -29.0689 | 70.9068 | 71.0698 | 42.6619 | 44.7235 | -25 | -28.178 | -137.1472 | 140.5899 | -137.1472 | 140.5899 | 24.7581 | 69.0167 | 127.8 | 130.81 | 126.6 | 129.51 | -169.3 | -174.2174 | -175.3 | -178.7208 | -179.7 | -183.0959 | -179.4 | -182.8787 | 384.2042 | 384.257
2021-03-18 17:00 | -26 | -28.6356 | 77.3191 | 77.389 | 44.3104 | 46.0327 | -25 | -28.6531 | -146.6417 | 149.7005 | -146.6417 | 149.7005 | 13.514 | 67.8153 | 127.5 | 130.39 | 126.6 | 129.9956 | -167.9 | -173.595 | -173.9 | -177.7098 | -177.9 | -181.7478 | -177.5 | -181.3974 | 383.9282 | 383.9686
2021-03-18 17:30 | -21 | -23.7065 | 82.4573 | 82.4947 | 44.2779 | 46.2879 | -21 | -24.1868 | -150.4026 | 153.7723 | -150.4026 | 153.7723 | 19.3004 | 70.438 | 126.6 | 130.1755 | 127.2 | 130.6899 | -169.5 | -175.3717 | -176.9 | -180.8726 | -181.4 | -185.3992 | -181 | -185.0493 | 386.2435 | 386.4037
2021-03-18 18:00 | -25 | -27.313 | 87.2163 | 87.2243 | 43.9937 | 45.8829 | -24 | -26.4008 | -148.264 | 151.1584 | -148.264 | 151.1584 | 10.3175 | 66.975 | 128.4 | 131.8581 | 127.5 | 131.1909 | -169.4 | -175.2494 | -175.5 | -179.4826 | -179.6 | -183.5554 | -179.2 | -183.2055 | 371.8695 | 372.2642
2021-03-18 18:30 | -13 | -16.4012 | 93.1656 | 93.1772 | 38.1242 | 40.3522 | -13 | -16.4012 | -146.9506 | 149.4424 | -146.9506 | 149.4424 | 12.6275 | 72.4084 | 126.6 | 130.6802 | 126.9 | 131.411 | -168.6 | -175.5204 | -174.5 | -179.1382 | -179 | -183.6803 | -178.5 | -183.3355 | 377.9081 | 378.3645
2021-03-18 19:00 | -15 | -18.6011 | 98.9659 | 98.9667 | 36.9441 | 39.7656 | -15 | -18.0278 | -144.649 | 147.7072 | -144.649 | 147.7072 | 8.3501 | 65.5444 | 126.6 | 130.46 | 126.6 | 130.3879 | -168.3 | -174.5791 | -173.6 | -177.541 | -178.3 | -182.423 | -178.4 | -182.5281 | 363.2199 | 363.535
2021-03-18 19:30 | -7 | -13.8924 | 103.9278 | 103.9406 | 31.5873 | 34.6832 | -7 | -13.8924 | -137.146 | 139.7593 | -137.146 | 139.7593 | 17.7462 | 71.3073 | 123.9 | 127.9158 | 124.5 | 128.6468 | -165.8 | -172.3876 | -171.9 | -176.007 | -176.3 | -180.4123 | -175.8 | -180.0092 | 356.3317 | 357.1818
2021-03-18 20:00 | -14 | -16.6433 | 99.0467 | 99.0589 | 34.876 | 36.5917 | -14 | -16.6433 | -138.021 | 139.8386 | -138.021 | 139.8386 | 23.9535 | 78.3101 | 125.1 | 130.4286 | 124.8 | 130.2263 | -166 | -174.1041 | -171.2 | -176.2054 | -175.3 | -180.2612 | -175.1 | -180.184 | 357.3623 | 357.5756
2021-03-18 20:30 | -16 | -18.868 | 91.9778 | 92.0036 | 35.9216 | 38.1515 | -16 | -19.4165 | -131.4501 | 133.6353 | -131.4501 | 133.6353 | 51.5801 | 103.3349 | 124.2 | 126.9128 | 125.1 | 127.9175 | -165.9 | -170.3996 | -170.7 | -175.1656 | -174.2 | -178.6665 | -173.7 | -178.2237 | 350.3585 | 350.7101
2021-03-18 21:00 | -18 | -18.9737 | 82.8451 | 82.8596 | 39.8651 | 40.6978 | -18 | -19.3132 | -130.6801 | 131.8949 | -130.6801 | 131.8949 | 62.3717 | 117.3982 | 123.9 | 127.768 | 124.8 | 128.7877 | -165.6 | -171.6053 | -170.1 | -175.4754 | -174.3 | -179.7924 | -173.6 | -179.2128 | 336.3029 | 336.9615
2021-03-18 21:30 | -26 | -27.2029 | 73.4999 | 73.6429 | 43.6685 | 44.7204 | -26 | -27.5136 | -137.2661 | 138.5726 | -137.2661 | 138.5726 | 80.4268 | 121.2012 | 119.4 | 121.338 | 118.5 | 120.4525 | -158.1 | -160.8655 | -161.9 | -165.2891 | -166.3 | -169.6406 | -166.3 | -169.8613 | 350.1311 | 350.4236
2021-03-18 22:00 | -23 | -24.0416 | 72.9793 | 73.1049 | 38.8692 | 39.5496 | -24 | -25.2982 | -127.6383 | 128.2713 | -127.6383 | 128.2713 | 73.6461 | 119.8455 | 113.4 | 115.7891 | 112.5 | 115.1582 | -149.5 | -152.9495 | -153.7 | -157.4918 | -157.3 | -161.0389 | -156.8 | -160.7025 | 333.0989 | 333.5151
2021-03-18 22:30 | -13 | -16.4012 | 75.2162 | 75.9846 | 30.3771 | 31.9233 | -13 | -16.4012 | -120.9531 | 122.0034 | -120.9531 | 122.0034 | 87.6479 | 117.0279 | 106.8 | 108.5121 | 106.2 | 108.1416 | -141.7 | -143.8366 | -145.1 | -147.8918 | -148.5 | -151.3272 | -148.2 | -151.1861 | 343.8518 | 345.0281
2021-03-18 23:00 | -10 | -15.6205 | 76.6283 | 77.6162 | 27.1133 | 29.2468 | -11 | -15.5563 | -116.3125 | 117.7263 | -116.3125 | 117.7263 | 90.0755 | 114.801 | 102 | 103.7913 | 100.2 | 102.1376 | -134.8 | -136.6321 | -137.9 | -140.3112 | -141.4 | -143.7451 | -141.2 | -143.7771 | 338.1314 | 339.7872
2021-03-18 23:30 | -2 | -11.1803 | 89.2142 | 90.1562 | 11.4948 | 15.9115 | -2 | -10.198 | -102.0503 | 103.5823 | -102.0503 | 103.5823 | 58.5085 | 90.6079 | 88.5 | 90.4335 | 88.2 | 90.3951 | -118.9 | -120.5046 | -123.4 | -125.6553 | -126.2 | -128.3694 | -126.3 | -128.5601 | 338.7417 | 340.6046
2021-03-19 | 2 | 9.2195 | 86.6344 | 87.5654 | 10.3581 | 13.4708 | 1 | 9.0554 | -90.4557 | 91.4611 | -90.4557 | 91.4611 | 61.0947 | 93.8225 | 88.8 | 91.1131 | 89.1 | 91.6106 | -120.2 | -121.9221 | -123.8 | -126.0481 | -126.8 | -129.0513 | -126.4 | -128.7525 | 325.463 | 327.6235
2021-03-19 00:30 | 0 | 8 | 75.8151 | 76.9495 | 17.1661 | 18.5306 | 0 | 8 | -91.4277 | 92.0682 | -91.4277 | 92.0682 | 70.7964 | 103.4162 | 88.5 | 91.0271 | 88.8 | 91.5329 | -119.8 | -121.9691 | -122.9 | -125.5176 | -125.8 | -128.4184 | -125.8 | -128.5815 | 326.9979 | 328.9808
2021-03-19 01:00 | -5 | -8.6023 | 69.2146 | 70.3137 | 21.7673 | 22.4519 | -6 | -9.2195 | -92.8981 | 93.3182 | -92.8981 | 93.3182 | 80.4104 | 113.7933 | 89.4 | 92.7228 | 90.3 | 93.5909 | -121.1 | -124.1171 | -124.3 | -127.869 | -127.6 | -131.2412 | -127.3 | -131.0677 | 324.4438 | 326.463
2021-03-19 01:30 | -6 | -10.8167 | 71.2123 | 72.7459 | 18.3188 | 19.9322 | -6 | -10.8167 | -90.1067 | 90.756 | -90.1067 | 90.756 | 85.4664 | 116.0899 | 91.2 | 95.3722 | 91.2 | 95.3722 | -121.5 | -125.5421 | -123.7 | -128.4478 | -126.7 | -131.4454 | -126.2 | -131.2069 | 311.1631 | 314.0447
2021-03-19 02:00 | -6 | -11.6619 | 70.6681 | 72.475 | 18.005 | 19.9903 | -4 | -10.7703 | -91.6711 | 92.283 | -91.6711 | 92.283 | 86.5682 | 118.3805 | 89.7 | 93.8501 | 90.6 | 94.5376 | -121.3 | -125.1492 | -123.6 | -128.1646 | -126.4 | -131.0765 | -125.9 | -130.8364 | 302.4671 | 306.3639
2021-03-19 02:30 | -3 | -9.4868 | 68.235 | 70.0711 | 19.4302 | 21.0808 | -2 | -9.2195 | -93.4776 | 93.9667 | -93.4776 | 93.9667 | 91.8398 | 121.6862 | 90.6 | 94.4524 | 90.3 | 94.2501 | -121.7 | -125.7309 | -123.7 | -128.4209 | -126.4 | -131.2366 | -126.2 | -131.2758 | 301.8372 | 305.9863
2021-03-19 03:00 | -16 | -18.3576 | 60.2298 | 62.0278 | 28.084 | 28.9455 | -15 | -17.4929 | -106.8612 | 107.1643 | -106.8612 | 107.1643 | 91.1035 | 117.8412 | 90.6 | 94.368 | 91.5 | 95.1497 | -121.9 | -125.7077 | -124 | -128.5768 | -127.3 | -131.9973 | -126.8 | -131.6488 | 303.8105 | 307.4923
2021-03-19 03:30 | -12 | -15.6205 | 65.0754 | 66.778 | 24.9714 | 26.1999 | -12 | -15.6205 | -102.1345 | 102.5029 | -102.1345 | 102.5029 | 95.8463 | 120.4957 | 90.9 | 94.409 | 90.9 | 94.4905 | -122.2 | -125.6636 | -123.8 | -128.2003 | -127.5 | -132.0331 | -126.3 | -130.9536 | 314.6026 | 318.2845
2021-03-19 04:00 | -6 | -12.53 | 68.7607 | 70.6511 | 22.496 | 24.5459 | -6 | -11.6619 | -101.2886 | 101.9382 | -101.2886 | 101.9382 | 105.9434 | 129.4534 | 90.3 | 93.7504 | 90 | 93.2228 | -121.3 | -124.5293 | -123.8 | -128.0875 | -126.8 | -131.1458 | -126.6 | -130.9895 | 306.8581 | 310.4455
2021-03-19 04:30 | -10 | -14.8661 | 69.359 | 71.0181 | 24.625 | 26.481 | -11 | -14.8661 | -107.6457 | 108.3463 | -107.6457 | 108.3463 | 93.4232 | 120.7766 | 0 | 0 | 115.5 | 119.0365 | -140 | -144.7051 | -137.5 | -142.8153 | -140.7 | -146.0318 | -140.4 | -145.9868 | 311.9513 | 314.2407
2021-03-19 05:00 | -9 | -15 | 76.6009 | 78.1728 | 25.3708 | 28.0391 | -9 | -15 | -112.4897 | 113.8961 | -112.4897 | 113.8961 | 75.7432 | 110.7254 | 0 | 0 | 116.1 | 119.4757 | -141.8 | -145.984 | -138.1 | -143.0486 | -142 | -147.0225 | -142.7 | -148.0927 | 319.3018 | 321.8431
2021-03-19 05:30 | -5 | -14.8661 | 86.4833 | 87.2533 | 25.2276 | 29.2486 | -4 | -13.6015 | -118.3889 | 120.7606 | -118.3889 | 120.7606 | 56.4752 | 96.5652 | 0 | 0 | 115.2 | 118.4601 | -141 | -145.3032 | -139 | -143.6617 | -142.2 | -146.7849 | -141.8 | -146.6951 | 345.7595 | 347.1573
2021-03-19 06:00 | -10 | -18.868 | 91.692 | 91.8919 | 28.4839 | 33.4395 | -10 | -18.0278 | -128.3831 | 131.626 | -128.3831 | 131.626 | 35.7433 | 69.3083 | 0 | 0 | 114.9 | 117.8939 | -140.1 | -143.7391 | -139.7 | -142.9694 | -143.7 | -146.9428 | -143.3 | -146.6999 | 361.1521 | 362.1095
2021-03-19 06:30 | -6 | -17.088 | 96.3919 | 96.6181 | 28.4461 | 33.8106 | -6 | -17.088 | -134.9842 | 139.0704 | -134.9842 | 139.0704 | 15.3132 | 19.5334 | 0 | 0 | 113.4 | 114.9642 | -138.1 | -140.0022 | -139.9 | -143.8429 | -143.5 | -147.3654 | -142.9 | -146.9123 | 390.4607 | 397.505
2021-03-19 07:00 | -9 | -15 | 93.5912 | 93.6044 | 30.8018 | 33.3457 | -8 | -14.4222 | -135.5983 | 138.1811 | -135.5983 | 138.1811 | 11.4207 | 17.8238 | 0 | 0 | 112.5 | 113.9309 | -137.1 | -138.6839 | -140 | -143.544 | -143.2 | -146.6667 | -143.3 | -146.9392 | 404.1667 | 409.7859
2021-03-19 07:30 | -19 | -20.6155 | 81.1932 | 81.1985 | 39.0775 | 40.3163 | -19 | -20.6155 | -146.6072 | 148.4993 | -146.6072 | 148.4993 | 10.6986 | 20.9168 | 0 | 0 | 111 | 113.0252 | -135.8 | -138.155 | -139.3 | -143.7267 | -142.6 | -146.8324 | -142.7 | -147.0736 | 415.5398 | 419.1609
2021-03-19 08:00 | -22 | -22.8035 | 69.7379 | 69.7589 | 42.8646 | 43.5588 | -22 | -22.8035 | -153.4871 | 155.0556 | -153.4871 | 155.0556 | 10.9868 | 26.0739 | 0 | 0 | 110.7 | 113.0236 | -135.6 | -138.1122 | -140.7 | -145.0606 | -144.2 | -148.6016 | -143.7 | -148.1895 | 429.7465 | 432.3559
2021-03-19 08:30 | -39 | -39.4588 | 56.0686 | 56.0768 | 55.1236 | 55.4782 | -39 | -39.6232 | -170.0736 | 171.4517 | -170.0736 | 171.4517 | 18.1874 | 57.8966 | 0 | 0 | 110.7 | 112.7306 | -135.4 | -137.5361 | -141.7 | -143.7014 | -145.3 | -147.2041 | -145.3 | -147.3511 | 438.9133 | 438.9513
2021-03-19 09:00 | -35 | -35.0143 | 50.2938 | 51.531 | 51.8215 | 52.5646 | -35 | -35.0143 | -165.0323 | 165.1985 | -165.0323 | 165.1985 | 18.7491 | 92.5261 | 0 | 0 | 111.6 | 114.7495 | -135.7 | -139.1294 | -142.5 | -145.3221 | -146.7 | -149.481 | -145.9 | -148.7933 | 412.1534 | 412.154
2021-03-19 09:30 | -35 | -35.6931 | 34.5769 | 34.6071 | 55.6536 | 55.6755 | -35 | -35.6931 | -163.149 | 164.0033 | -163.149 | 164.0033 | 24.1025 | 59.3046 | 0 | 0 | 108.6 | 110.6691 | -132.9 | -134.8926 | -139.1 | -140.9887 | -143.4 | -145.3474 | -142.8 | -144.7698 | 399.7123 | 399.83
2021-03-19 10:00 | -33 | -33.541 | 34.8861 | 34.9291 | 44.6778 | 45.014 | -33 | -33.541 | -142.8874 | 144.0859 | -142.8874 | 144.0859 | 22.2159 | 60.7196 | 0 | 0 | 110.7 | 113.0236 | -135 | -137.4058 | -137.7 | -139.7931 | -141.6 | -143.6054 | -141 | -143.1471 | 365.6471 | 365.7609
2021-03-19 10:30 | -32 | -32.3883 | 28.6373 | 28.7 | 45.1968 | 45.4523 | -32 | -32.3883 | -132.3689 | 133.3914 | -132.3689 | 133.3914 | 38.9042 | 70.1374 | 0 | 0 | 112.2 | 114.3173 | -137 | -139.353 | -139.3 | -141.2879 | -143 | -145.0332 | -142.5 | -144.6248 | 356.6767 | 356.7826
2021-03-19 11:00 | -42 | -42.4264 | 18.0982 | 18.1904 | 52.3885 | 52.5886 | -42 | -42.4264 | -142.1757 | 143.089 | -142.1757 | 143.089 | 49.6136 | 75.1062 | 0 | 0 | 111.6 | 113.3428 | -135.7 | -137.6187 | -138.8 | -140.6602 | -142.8 | -144.6404 | -142.2 | -144.064 | 367.0427 | 367.2157
2021-03-19 11:30 | -42 | -42.0119 | 17.3781 | 18.221 | 51.8812 | 52.0532 | -42 | -42.0119 | -140.0837 | 140.6069 | -140.0837 | 140.6069 | 45.4039 | 122.1574 | 0 | 0 | 113.4 | 115.7289 | -138.2 | -140.7936 | -140.5 | -143.4819 | -143.8 | -146.7547 | -143.7 | -146.8186 | 363.3491 | 363.3939
2021-03-19 12:00 | -40 | -40.1123 | 18.764 | 19.3332 | 49.7937 | 49.8856 | -39 | -39.1152 | -132.4996 | 133.2595 | -132.4996 | 133.2595 | 54.4634 | 124.2044 | 0 | 0 | 112.2 | 114.4931 | -137.7 | -140.0594 | -140.1 | -142.9495 | -144.2 | -147.0479 | -143.5 | -146.4407 | 368.9561 | 368.9643
2021-03-19 12:30 | -44 | -44.1814 | 15.0308 | 15.3358 | 53.0102 | 53.1049 | -45 | -45.1774 | -137.2159 | 138.3509 | -137.2159 | 138.3509 | 58.3645 | 123.3555 | 0 | 0 | 113.1 | 114.9251 | -137.7 | -139.7758 | -141.4 | -143.9735 | -145.3 | -147.9356 | -144.6 | -147.4207 | 374.0696 | 374.0739
2021-03-19 13:00 | -46 | -46.0435 | 13.1708 | 15.8424 | 54.7055 | 55.2035 | -48 | -48.0416 | -135.7488 | 135.9457 | -135.7488 | 135.9457 | 37.1772 | 120.3724 | 0 | 0 | 112.2 | 114.4931 | -137.5 | -140.0874 | -140.6 | -143.4594 | -144.6 | -147.5585 | -144.1 | -147.0287 | 364.5917 | 364.7018
2021-03-19 13:30 | -42 | -42.19 | 15.2461 | 17.062 | 54.8969 | 55.2258 | -41 | -41.1947 | -133.9076 | 134.2919 | -133.9076 | 134.2919 | 40.2155 | 119.9425 | 0 | 0 | 111.9 | 113.7985 | -136.6 | -138.4733 | -141 | -143.359 | -145 | -147.3837 | -144.5 | -146.9825 | 398.9883 | 399.0238
2021-03-19 14:00 | -50 | -50.1597 | 13.4742 | 15.4432 | 59.4566 | 59.6583 | -49 | -49.0918 | -141.978 | 142.5649 | -141.978 | 142.5649 | 27.3255 | 116.0653 | 0 | 0 | 113.4 | 115.2203 | -138.6 | -140.5781 | -142.3 | -144.71 | -146 | -148.4756 | -145.7 | -148.1989 | 389.2518 | 389.3115
2021-03-19 14:30 | -53 | -53.0848 | 11.3617 | 14.2668 | 64.6566 | 64.9544 | -52 | -52.0865 | -148.8932 | 149.3689 | -148.8932 | 149.3689 | 28.9814 | 114.9968 | 0 | 0 | 111.9 | 113.7985 | -137.2 | -138.9845 | -141.7 | -143.9409 | -145.9 | -148.1985 | -145.3 | -147.6432 | 403.3659 | 403.4068
2021-03-19 15:00 | -51 | -51.0882 | 20.2467 | 21.8017 | 65.0288 | 65.2394 | -50 | -50.0899 | -150.5967 | 151.1567 | -150.5967 | 151.1567 | 25.1466 | 116.9337 | 0 | 0 | 110.4 | 112.0061 | -136.7 | -138.2584 | -142.8 | -144.9891 | -146.9 | -149.0627 | -146.3 | -148.5402 | 445.8253 | 445.8442
2021-03-19 15:30 | -60 | -60.0333 | 15.6579 | 19.12 | 76.9387 | 77.1993 | -60 | -60.0333 | -173.8445 | 174.2533 | -173.8445 | 174.2533 | 18.7049 | 109.4538 | 0 | 0 | 109.2 | 111.3744 | -136.8 | -139.0298 | -142.9 | -145.6173 | -147 | -149.8139 | -146.4 | -149.2446 | 475.1612 | 475.1764
2021-03-19 16:00 | -60 | -60.1332 | 22.7566 | 24.8464 | 73.6741 | 73.8612 | -59 | -59.1354 | -174.577 | 175.0685 | -174.577 | 175.0685 | 9.9276 | 110.0043 | 0 | 0 | 110.1 | 112.2569 | -134.9 | -137.1067 | -141.8 | -144.4802 | -145.4 | -148.0338 | -145 | -147.6598 | 495.8887 | 495.8898
2021-03-19 16:30 | -67 | -67.1193 | 22.5364 | 24.9402 | 84.061 | 84.1034 | -67 | -67.1863 | -192.9446 | 193.487 | -192.9446 | 193.487 | 9.4077 | 109.5151 | 0 | 0 | 109.2 | 111.5548 | -135.3 | -137.6635 | -141.8 | -144.6951 | -146.1 | -148.8922 | -145.6 | -148.6366 | 493.1253 | 493.1389
2021-03-19 17:00 | -67 | -67.1863 | 32.6215 | 34.1644 | 83.9261 | 83.9358 | -66 | -66.2722 | -195.7843 | 196.5506 | -195.7843 | 196.5506 | 7.5417 | 119.5507 | 0 | 0 | 110.7 | 112.9634 | -135 | -137.7347 | -142.7 | -145.4986 | -146.9 | -149.6965 | -146.1 | -148.9309 | 485.8412 | 485.8458
2021-03-19 17:30 | -72 | -72.1734 | 34.0828 | 35.6487 | 91.5983 | 91.5986 | -71 | -71.3442 | -211.115 | 211.953 | -211.115 | 211.953 | 6.5034 | 57.9691 | 0 | 0 | 111.3 | 113.7332 | -135.6 | -138.2815 | -143.3 | -145.5863 | -146.9 | -149.1926 | -146.6 | -148.8703 | 470.839 | 471.0591
2021-03-19 18:00 | -65 | -65.4905 | 44.9546 | 45.6417 | 85.1048 | 85.1122 | -63 | -63.5059 | -201.7759 | 202.7343 | -201.7759 | 202.7343 | 1.9488 | 49.2751 | 0 | 0 | 111.6 | 113.8456 | -136.8 | -139.4197 | -142.9 | -145.002 | -146.9 | -148.9954 | -146.7 | -148.8318 | 439.5676 | 439.717
2021-03-19 18:30 | -59 | -59.2115 | 43.5877 | 44.2164 | 81.2464 | 81.2863 | -58 | -58.3095 | -196.332 | 196.8503 | -196.332 | 196.8503 | 2.8931 | 53.5662 | 0 | 0 | 111.6 | 114.3441 | -136.8 | -139.9446 | -141.5 | -143.887 | -145.3 | -147.661 | -145 | -147.4197 | 433.7119 | 433.865
2021-03-19 19:00 | -71 | -71.0634 | 36.581 | 37.4718 | 92.563 | 92.5631 | -71 | -71.0634 | -214.4995 | 215.3477 | -214.4995 | 215.3477 | -3.5639 | 52.4927 | 0 | 0 | 111.3 | 114.2512 | -135.4 | -138.5128 | -140.7 | -142.8582 | -144.3 | -146.4373 | -143.6 | -145.7944 | 425.3452 | 425.6127
2021-03-19 19:30 | -76 | -76 | 30.7477 | 32.6674 | 97.5157 | 97.5634 | -76 | -76 | -220.6157 | 221.0471 | -220.6157 | 221.0471 | 8.5285 | 56.981 | 0 | 0 | 112.2 | 115.264 | -135.8 | -139.2934 | -140.8 | -143.3092 | -144.8 | -147.1791 | -143.8 | -146.2578 | 427.5715 | 427.7435
2021-03-19 20:00 | -80 | -80.0062 | 26.5022 | 29.3518 | 99.8066 | 99.9791 | -82 | -82 | -221.349 | 221.4825 | -221.349 | 221.4825 | 25.1458 | 63.3585 | 0 | 0 | 111.6 | 115.3316 | -136.6 | -140.6717 | -140.8 | -143.6357 | -145.1 | -147.9111 | -144.2 | -147.0283 | 419.0309 | 419.1184
2021-03-19 20:30 | -80 | -80.0999 | 27.1791 | 29.2614 | 94.6858 | 94.9528 | -81 | -81.0987 | -209.003 | 209.0304 | -209.003 | 209.0304 | 20.1018 | 78.6024 | 0 | 0 | 113.1 | 116.3482 | -138.4 | -141.9173 | -139.6 | -142.3607 | -143.1 | -145.8136 | -142.8 | -145.6162 | 376.6891 | 376.8705
2021-03-19 21:00 | -91 | -91.0055 | 8.7495 | 12.2476 | 108.7204 | 108.9168 | -91 | -91 | -227.8685 | 227.9168 | -227.8685 | 227.9168 | 27.6268 | 87.3503 | 0 | 0 | 114.3 | 117.3092 | -139 | -142.7489 | -139.6 | -142.4397 | -143.7 | -146.6169 | -143 | -146.0111 | 363.9073 | 363.9468
2021-03-19 21:30 | -83 | -83 | 13.3714 | 15.9095 | 101.0587 | 101.4375 | -81 | -81 | -215.2192 | 215.2217 | -215.2192 | 215.2217 | 44.4873 | 91.8973 | 0 | 0 | 111.9 | 114.4448 | -137.2 | -140.0681 | -137.1 | -140.1751 | -140.3 | -143.3473 | -140.3 | -143.5394 | 352.0471 | 352.2858
2021-03-19 22:00 | -76 | -76.0263 | 21.4441 | 21.6698 | 86.1326 | 86.4764 | -76 | -76.0263 | -187.9302 | 187.9406 | -187.9302 | 187.9406 | 57.677 | 101.3103 | 0 | 0 | 113.1 | 115.5565 | -136.7 | -139.3994 | -137.5 | -140.5408 | -140.9 | -143.8132 | -140.7 | -143.8212 | 344.3022 | 344.7186
2021-03-19 22:30 | -62 | -62.0081 | 20.7939 | 20.9743 | 81.7821 | 82.3426 | -61 | -61.0082 | -185.2828 | 185.2919 | -185.2828 | 185.2919 | 73.8296 | 105.4336 | 0 | 0 | 112.8 | 115.3877 | -138.1 | -141.2998 | -136.8 | -140.4928 | -140.2 | -143.9176 | -139.9 | -143.8085 | 343.8482 | 344.5338
2021-03-19 23:00 | -59 | -59.0085 | 23.8197 | 23.8326 | 75.9536 | 76.7129 | -58 | -58.0086 | -178.1407 | 178.1596 | -178.1407 | 178.1596 | 76.3958 | 108.9445 | 0 | 0 | 114.3 | 117.515 | -138.9 | -142.8593 | -136.8 | -141.2312 | -140.9 | -145.3278 | -139.9 | -144.5076 | 329.6455 | 330.1687
2021-03-19 23:30 | -44 | -44.1022 | 38.1211 | 38.3481 | 57.7224 | 58.3594 | -44 | -44.1814 | -157.8825 | 157.8915 | -157.8825 | 157.8915 | 65.4336 | 103.3892 | 0 | 0 | 114.6 | 117.7377 | -140.7 | -144.2931 | -138.1 | -142.2733 | -142.1 | -146.2046 | -141.2 | -145.4252 | 328.2822 | 329.0046
2021-03-20 | -42 | -42.19 | 36.2323 | 36.6567 | 56.7989 | 57.48 | -41 | -41.1947 | -148.8068 | 148.8071 | -148.8068 | 148.8071 | 69.3926 | 107.5584 | 0 | 0 | 115.5 | 118.7519 | -140.5 | -144.7697 | -137.7 | -142.0632 | -141 | -145.4985 | -140.2 | -144.8986 | 317.3732 | 318.3137
2021-03-20 00:30 | -40 | -40.1123 | 34.2688 | 34.7993 | 53.8809 | 54.8898 | -40 | -40.1123 | -138.3198 | 138.3615 | -138.3198 | 138.3615 | 80.3041 | 118.2305 | 0 | 0 | 115.2 | 118.673 | -141.3 | -145.7157 | -138.3 | -143.01 | -142 | -146.5911 | -140.9 | -145.7025 | 305.1892 | 306.3948
2021-03-20 01:00 | -37 | -37.2156 | 32.0457 | 32.7725 | 54.1649 | 55.1101 | -37 | -37.2156 | -133.9844 | 134.0404 | -133.9844 | 134.0404 | 82.814 | 117.3597 | 0 | 0 | 116.1 | 119.3355 | -141.7 | -145.8869 | -137.9 | -142.4712 | -141.7 | -146.2757 | -141 | -145.8502 | 291.516 | 293.588
2021-03-20 01:30 | -38 | -38.2099 | 32.631 | 33.6236 | 51.3146 | 52.2551 | -38 | -38.2099 | -129.6626 | 129.7093 | -129.6626 | 129.7093 | 87.7682 | 121.3989 | 0 | 0 | 116.1 | 119.6914 | -141.8 | -146.1278 | -137.4 | -141.937 | -141.3 | -145.8882 | -140.9 | -145.8049 | 281.1033 | 283.4285
2021-03-20 02:00 | -36 | -36.1248 | 32.3337 | 33.3506 | 50.6864 | 51.7082 | -36 | -36.2215 | -125.6318 | 125.7081 | -125.6318 | 125.7081 | 90.7883 | 122.2299 | 0 | 0 | 116.1 | 119.9887 | -141.9 | -146.249 | -138.2 | -142.8624 | -142.1 | -146.7627 | -141.3 | -146.2429 | 273.9842 | 277.5436
2021-03-20 02:30 | -41 | -41.1947 | 30.3012 | 31.389 | 51.6355 | 52.6642 | -40 | -40.1123 | -126.3648 | 126.4412 | -126.3648 | 126.4412 | 93.7393 | 123.4624 | 0 | 0 | 116.4 | 119.7673 | -142.8 | -147.074 | -137.5 | -142.1346 | -140.9 | -145.576 | -140.5 | -145.3551 | 265.4162 | 269.2611
2021-03-20 03:00 | -41 | -41.0488 | 27.7344 | 28.9444 | 53.4246 | 54.475 | -39 | -39.1152 | -128.8801 | 128.9628 | -128.8801 | 128.9628 | 95.2185 | 124.3692 | 0 | 0 | 116.4 | 119.6274 | -140.5 | -145.014 | -136.1 | -140.8063 | -139 | -143.7124 | -139 | -144.0218 | 262.3924 | 266.2647
2021-03-20 03:30 | -42 | -42.0476 | 27.7861 | 28.6358 | 54.4307 | 55.6097 | -41 | -41.0488 | -129.7284 | 129.8588 | -129.7284 | 129.8588 | 91.4735 | 122.7935 | 0 | 0 | 117 | 120.6373 | -142.9 | -147.4878 | -138.1 | -142.9707 | -141.8 | -146.6748 | -140.8 | -145.9162 | 257.6447 | 261.3015
2021-03-20 04:00 | -44 | -44.1022 | 27.1531 | 28.5856 | 53.3902 | 54.4382 | -43 | -43.1045 | -127.6947 | 127.8027 | -127.6947 | 127.8027 | 95.4426 | 122.4442 | 0 | 0 | 116.7 | 119.9193 | -142.9 | -146.8199 | -138.4 | -142.7325 | -141.8 | -146.1762 | -141.3 | -145.9381 | 263.211 | 267.8242
2021-03-20 04:30 | -42 | -42.107 | 27.1718 | 28.5209 | 54.8442 | 55.7641 | -43 | -43.1856 | -130.6437 | 130.7187 | -130.6437 | 130.7187 | 92.3956 | 119.7336 | 0 | 0 | 116.7 | 119.7827 | -142.7 | -146.7178 | -137.8 | -142.2744 | -140.9 | -145.3523 | -140.6 | -145.3362 | 265.7924 | 270.6287
2021-03-20 05:00 | -38 | -38.3275 | 33.0344 | 34.2989 | 52.0508 | 52.6988 | -38 | -38.4708 | -127.9171 | 127.9248 | -127.9171 | 127.9248 | 94.3709 | 122.6517 | 0 | 0 | 116.1 | 118.5547 | -143.1 | -146.5045 | -138.6 | -142.7332 | -141.7 | -145.8869 | -141.8 | -146.152 | 284.7615 | 289.1446
2021-03-20 05:30 | -29 | -29.6142 | 42.6148 | 43.5024 | 46.3371 | 46.8951 | -28 | -28.6356 | -122.2853 | 122.2862 | -122.2853 | 122.2862 | 88.8646 | 116.9933 | 0 | 0 | 116.4 | 118.9711 | -142.4 | -145.6297 | -139.2 | -143.1277 | -142.1 | -145.8589 | -141.4 | -145.4069 | 298.5019 | 301.8961
2021-03-20 06:00 | -32 | -32.5576 | 46.4602 | 46.9715 | 47.1459 | 47.6059 | -32 | -32.5576 | -118.5357 | 118.6314 | -118.5357 | 118.6314 | 78.9794 | 111.4966 | 0 | 0 | 117.6 | 120.6597 | -142.4 | -146.1963 | -139.3 | -143.2213 | -142.8 | -146.6313 | -142.4 | -146.4727 | 297.2448 | 300.5223
2021-03-20 06:30 | -33 | -33.3766 | 45.2461 | 45.8006 | 48.6453 | 49.2157 | -33 | -33.541 | -125.1447 | 125.2181 | -125.1447 | 125.2181 | 64.8934 | 102.9813 | 0 | 0 | 115.8 | 118.906 | -142.3 | -146.1216 | -139.8 | -143.438 | -143.1 | -146.7 | -142.7 | -146.5566 | 313.0072 | 315.0292
2021-03-20 07:00 | -31 | -31.4006 | 42.0971 | 42.629 | 50.1995 | 50.8569 | -32 | -32.3883 | -126.7372 | 126.7648 | -126.7372 | 126.7648 | 59.2776 | 98.6809 | 0 | 0 | 114.9 | 118.0297 | -140.4 | -144.2261 | -138.6 | -142.1789 | -141.9 | -145.4855 | -141.6 | -145.4577 | 315.9138 | 317.6493
2021-03-20 07:30 | -46 | -46.1736 | 29.027 | 29.757 | 59.6256 | 60.2186 | -46 | -46.1736 | -142.897 | 142.9133 | -142.897 | 142.9133 | 57.5749 | 92.3585 | 0 | 0 | 114.3 | 116.9173 | -140.6 | -143.8914 | -139 | -142.3284 | -142.7 | -146.0072 | -142.2 | -145.4974 | 321.1517 | 322.6965
2021-03-20 08:00 | -40 | -40.3113 | 26.8874 | 28.0896 | 55.2878 | 55.7989 | -40 | -40.3113 | -132.9471 | 133.0459 | -132.9471 | 133.0459 | 56.4956 | 91.688 | 0 | 0 | 113.4 | 115.7289 | -139 | -141.6941 | -139.2 | -142.0876 | -142.6 | -145.5772 | -142.2 | -145.3095 | 329.7078 | 330.9573
2021-03-20 08:30 | -42 | -42.0476 | 17.3164 | 18.5783 | 57.4421 | 58.321 | -42 | -42.0476 | -133.9308 | 133.9369 | -133.9308 | 133.9369 | 30.6657 | 79.7384 | 0 | 0 | 108 | 111.4709 | -131.4 | -135.0303 | -130.7 | -133.9659 | -133.9 | -137.1543 | -133.4 | -136.7978 | 291.5599 | 292.1288
2021-03-20 09:00 | -44 | -44.1814 | 11.7093 | 14.1575 | 56.6803 | 57.4566 | -43 | -43.1856 | -131.002 | 131.0357 | -131.002 | 131.0357 | 25.9818 | 72.9257 | 0 | 0 | 101.7 | 103.8455 | -123 | -125.023 | -123.8 | -126.2204 | -126.6 | -129.0255 | -126.4 | -128.9268 | 293.3935 | 294.0127
2021-03-20 09:30 | -45 | -45.1774 | 5.3661 | 10.3721 | 55.9731 | 56.586 | -44 | -44.2832 | -125.9131 | 125.9959 | -125.9131 | 125.9959 | 39.5855 | 80.2583 | 0 | 0 | 101.4 | 103.1464 | -123.8 | -125.2647 | -124.6 | -126.5798 | -127.6 | -129.8006 | -127.3 | -129.4074 | 296.1787 | 297.0183
2021-03-20 10:00 | -46 | -46.1736 | -2.9776 | 8.5551 | 57.6533 | 58.2569 | -46 | -46.1736 | -123.4392 | 123.5808 | -123.4392 | 123.5808 | 63.5859 | 98.0436 | 0 | 0 | 112.2 | 114.6118 | -137.5 | -139.918 | -137.3 | -140.0073 | -140.8 | -143.5962 | -140.3 | -143.3234 | 283.7414 | 283.8818
2021-03-20 10:30 | -45 | -45.0999 | -4.9833 | 9.2755 | 54.6587 | 55.36 | -46 | -46.1736 | -116.5541 | 116.6967 | -116.5541 | 116.6967 | 30.9745 | 80.7141 | 0 | 0 | 99 | 102.0106 | -121.4 | -123.7139 | -121.6 | -124.1614 | -124.8 | -127.2991 | -124.4 | -126.9268 | 262.6984 | 262.7367
2021-03-20 11:00 | -53 | -53.0377 | -18.4171 | 19.2382 | 60.4055 | 61.3778 | -52 | -52.0096 | -124.7294 | 124.7609 | -124.7294 | 124.7609 | 6.9967 | 67.7403 | 0 | 0 | 84.3 | 86.3927 | -101.9 | -102.8992 | -104.2 | -105.5773 | -107.2 | -108.734 | -106.6 | -108.1594 | 268.6366 | 269.0306
2021-03-20 11:30 | -52 | -52.0096 | -18.9778 | 20.0226 | 58.3776 | 59.3112 | -52 | -52.0384 | -120.4462 | 120.4973 | -120.4462 | 120.4973 | -8.1198 | 68.1746 | 0 | 0 | 80.4 | 82.5916 | -98.4 | -99.4481 | -101.6 | -103.0624 | -104.2 | -105.6926 | -103.9 | -105.4306 | 275.7987 | 276.0507
2021-03-20 12:00 | -58 | -58 | -19.7118 | 20.1782 | 65.8511 | 66.8585 | -58 | -58 | -130.8281 | 130.8378 | -130.8281 | 130.8378 | -9.2321 | 67.0409 | 0 | 0 | 81.3 | 83.5364 | -99.5 | -100.58 | -101.4 | -102.8318 | -103.9 | -105.4621 | -103.7 | -105.1331 | 268.5932 | 268.6936
2021-03-20 12:30 | -67 | -67 | -21.9753 | 22.0752 | 77.122 | 78.0796 | -67 | -67 | -146.9141 | 146.9144 | -146.9141 | 146.9144 | -25.251 | 69.0473 | 0 | 0 | 81 | 83.0415 | -98.7 | -99.5788 | -100.7 | -102.0107 | -103.2 | -104.5107 | -103.2 | -104.5746 | 285.9563 | 285.9999
2021-03-20 13:00 | -69 | -69 | -10.2393 | 10.2775 | 79.9146 | 80.7051 | -69 | -69 | -153.447 | 153.4617 | -153.447 | 153.4617 | -18.1585 | 69.2126 | 0 | 0 | 79.2 | 81.4239 | -99 | -99.8894 | -102.5 | -103.7723 | -105.2 | -106.3718 | -105 | -106.2885 | 301.6111 | 301.686
2021-03-20 13:30 | -75 | -75.0067 | -20.998 | 21.0342 | 87.142 | 87.9729 | -75 | -75 | -172.1373 | 172.1379 | -172.1373 | 172.1379 | -23.5392 | 67.0144 | 0 | 0 | 80.7 | 82.4918 | -98.2 | -98.9924 | -102.2 | -103.3538 | -104.8 | -105.9993 | -104.7 | -106.0295 | 312.6998 | 312.7769
2021-03-20 14:00 | -90 | -90.05 | -25.7106 | 25.8654 | 105.5378 | 105.9966 | -89 | -89.0225 | -197.1468 | 197.1885 | -197.1468 | 197.1885 | -40.3471 | 72.8466 | 0 | 0 | 79.2 | 81.2197 | -98.7 | -99.4635 | -103 | -104.1597 | -105.6 | -106.7461 | -105.3 | -106.464 | 321.8731 | 321.98
2021-03-20 14:30 | -96 | -96.2549 | -28.9368 | 29.4022 | 112.9651 | 113.5454 | -97 | -97.2523 | -217.232 | 217.2417 | -217.232 | 217.2417 | -39.5877 | 72.5304 | 0 | 0 | 80.7 | 83.2385 | -98.7 | -100.1519 | -102 | -103.342 | -104.4 | -105.6494 | -104.4 | -105.6958 | 319.625 | 319.7159
2021-03-20 15:00 | -96 | -96.2549 | -25.053 | 25.582 | 109.9138 | 110.6842 | -95 | -95.1893 | -219.1018 | 219.1018 | -219.1018 | 219.1018 | -29.2213 | 71.1815 | 0 | 0 | 81 | 83.6032 | -101 | -102.4541 | -103.4 | -104.8044 | -106.4 | -107.7813 | -105.7 | -107.1553 | 327.5966 | 327.7853
2021-03-20 15:30 | -80 | -80.0062 | -8.4999 | 9.5351 | 96.264 | 97.1944 | -80 | -80.0062 | -201.6627 | 201.6711 | -201.6627 | 201.6711 | -34.2863 | 74.384 | 0 | 0 | 83.1 | 85.2892 | -101.4 | -102.8652 | -103.4 | -105.0181 | -106.1 | -107.6328 | -105.7 | -107.2554 | 329.0083 | 329.3205
2021-03-20 16:00 | -105 | -105.385 | -27.1667 | 27.8712 | 115.8725 | 116.6048 | -105 | -105.385 | -235.768 | 235.7733 | -235.768 | 235.7733 | -11.4423 | 67.9722 | 0 | 0 | 87 | 89.1586 | -108.8 | -110.3784 | -110 | -111.6289 | -113.3 | -114.9321 | -113.2 | -114.8831 | 341.3319 | 341.8519
2021-03-20 16:30 | -82 | -82.0244 | -4.3077 | 5.4143 | 94.3132 | 95.0964 | -82 | -82.0061 | -207.4446 | 207.4527 | -207.4446 | 207.4527 | -30.6984 | 72.422 | 0 | 0 | 89.4 | 91.9024 | -110.3 | -111.9586 | -111 | -112.7521 | -113.1 | -114.8029 | -113.6 | -115.3645 | 330.798 | 331.2564
2021-03-20 17:00 | -85 | -85.2115 | -5.6951 | 7.7859 | 100.4723 | 101.3192 | -84 | -84.214 | -220.0853 | 220.0965 | -220.0853 | 220.0965 | -19.3975 | 69.6227 | 0 | 0 | 95.7 | 97.4908 | -117.3 | -118.9594 | -119 | -120.8387 | -122 | -123.7942 | -121.7 | -123.5499 | 345.4957 | 346.0159
2021-03-20 17:30 | -95 | -95.5249 | -9.7824 | 13.8717 | 110.5639 | 111.6366 | -95 | -95.5249 | -237.0797 | 237.1556 | -237.0797 | 237.1556 | -6.6257 | 74.9868 | 0 | 0 | 100.5 | 102.795 | -125.2 | -127.2771 | -125.9 | -128.4963 | -129.5 | -132.1238 | -129 | -131.6737 | 344.7453 | 345.1988
2021-03-20 18:00 | -83 | -83.2166 | 2.5834 | 7.2542 | 100.3623 | 101.2026 | -84 | -84.214 | -220.2347 | 220.2512 | -220.2347 | 220.2512 | 27.2187 | 85.5071 | 0 | 0 | 114 | 115.8109 | -139.9 | -142.205 | -141.3 | -143.5648 | -145.1 | -147.3934 | -144.6 | -146.9544 | 360.0083 | 361.0677
2021-03-20 18:30 | -74 | -74.0068 | 19.3805 | 19.6772 | 87.5193 | 88.1707 | -74 | -74 | -200.5394 | 200.5419 | -200.5394 | 200.5419 | 27.5589 | 73.0313 | 0 | 0 | 114.3 | 116.0023 | -139.7 | -141.6794 | -140.9 | -142.8628 | -144.3 | -146.4973 | -144.3 | -146.6169 | 369.9614 | 371.0574
2021-03-20 19:00 | -68 | -68 | 25.7511 | 25.8692 | 84.8441 | 85.4505 | -67 | -67 | -197.6103 | 197.6291 | -197.6103 | 197.6291 | 26.2976 | 73.7886 | 0 | 0 | 114 | 115.6055 | -139.9 | -141.8933 | -140.6 | -142.6337 | -144.4 | -146.4637 | -144 | -146.154 | 367.7852 | 368.2948
2021-03-20 19:30 | -73 | -73.0274 | 18.7657 | 19.8539 | 89.0432 | 89.9326 | -72 | -72.0069 | -203.5424 | 203.5606 | -203.5424 | 203.5606 | 32.2882 | 75.2937 | 0 | 0 | 114 | 116.1415 | -140.2 | -142.4291 | -141 | -143.2342 | -144.3 | -146.4667 | -144.3 | -146.5707 | 355.2141 | 355.9716
2021-03-20 20:00 | -67 | -67 | 25.3303 | 25.737 | 81.2646 | 82.1845 | -67 | -67 | -188.4148 | 188.4397 | -188.4148 | 188.4397 | 40.2022 | 81.5489 | 0 | 0 | 114.9 | 116.9127 | -140.7 | -143.211 | -140.9 | -143.297 | -144.5 | -146.7934 | -144.1 | -146.5094 | 348.4843 | 349.3684
2021-03-20 20:30 | -53 | -53.0094 | 33.2055 | 33.2131 | 70.3361 | 71.1489 | -53 | -53 | -168.842 | 168.8494 | -168.842 | 168.8494 | 46.066 | 88.1546 | 0 | 0 | 114.6 | 117.2739 | -140.2 | -142.9491 | -139.5 | -142.0699 | -143 | -145.5639 | -142.6 | -145.3037 | 335.3588 | 336.7284
2021-03-20 21:00 | -54 | -54.0093 | 33.346 | 33.3964 | 67.8645 | 68.6685 | -53 | -53.0094 | -162.2215 | 162.2335 | -162.2215 | 162.2335 | 49.1012 | 89.9766 | 0 | 0 | 113.7 | 116.3308 | -138.7 | -141.6585 | -138 | -140.655 | -141.4 | -144.0493 | -141.2 | -144.0081 | 333.5603 | 335.1082
2021-03-20 21:30 | -45 | -45.0444 | 39.1743 | 39.3078 | 59.176 | 60.1429 | -44 | -44.0454 | -150.9616 | 150.9817 | -150.9616 | 150.9817 | 52.3701 | 92.5418 | 0 | 0 | 108.9 | 111.8457 | -132.3 | -135.3984 | -131.4 | -133.9872 | -134.5 | -137.1245 | -133.9 | -136.6547 | 325.012 | 327.3751
2021-03-20 22:00 | -37 | -37.054 | 38.1164 | 38.4254 | 55.5644 | 56.6277 | -37 | -37.054 | -140.9175 | 140.9471 | -140.9175 | 140.9471 | 61.4197 | 98.7586 | 0 | 0 | 108.3 | 111.1256 | -132.7 | -135.8318 | -131.4 | -134.0072 | -134.8 | -137.4585 | -134.2 | -137.1309 | 316.383 | 319.5463
2021-03-20 22:30 | -36 | -36.0555 | 40.6626 | 41.0853 | 50.6952 | 51.9934 | -37 | -37.054 | -138.8624 | 138.8916 | -138.8624 | 138.8916 | 69.9977 | 106.0219 | 0 | 0 | 108.6 | 111.418 | -132.5 | -135.6794 | -130 | -132.8768 | -133.7 | -136.6005 | -133.2 | -136.2569 | 306.9259 | 310.7891
2021-03-20 23:00 | -26 | -26.1725 | 42.8721 | 43.6441 | 45.2517 | 46.4675 | -27 | -27.1662 | -133.4219 | 133.4251 | -133.4219 | 133.4251 | 74.2936 | 106.8494 | 0 | 0 | 108.9 | 111.5133 | -131.5 | -134.5742 | -129.1 | -131.9137 | -132.5 | -135.2832 | -132 | -134.9578 | 297.9836 | 303.3882
2021-03-20 23:30 | -22 | -22.2036 | 49.4508 | 50.0631 | 38.442 | 39.7882 | -22 | -22.2036 | -131.4383 | 131.439 | -131.4383 | 131.439 | 65.582 | 100.9487 | 0 | 0 | 114.9 | 117.4415 | -140.2 | -143.1679 | -136.2 | -139.0282 | -139.8 | -142.7139 | -139.4 | -142.3439 | 292.2246 | 297.3201
2021-03-21 | -32 | -32.0624 | 38.7124 | 39.2166 | 45.0942 | 46.9244 | -32 | -32.0156 | -134.8288 | 134.9598 | -134.8288 | 134.9598 | 66.6804 | 101.4041 | 0 | 0 | 114.6 | 117.2106 | -140.1 | -143.1721 | -137.5 | -140.3219 | -141.1 | -143.9297 | -140.6 | -143.6001 | 278.0925 | 283.5527
2021-03-21 00:30 | -29 | -29.0172 | 42.2349 | 42.9622 | 37.9801 | 40.1214 | -29 | -29.0689 | -116.7417 | 116.9473 | -116.7417 | 116.9473 | 71.6831 | 105.8565 | 0 | 0 | 115.5 | 118.2814 | -140.5 | -143.7301 | -137.3 | -140.288 | -140.1 | -143.0094 | -140.1 | -143.2135 | 269.6986 | 275.8017
2021-03-21 01:00 | -23 | -23.0217 | 43.1247 | 43.7903 | 35.9685 | 38.3125 | -22 | -22.0227 | -109.969 | 110.2567 | -109.969 | 110.2567 | 80.9711 | 115.2519 | 0 | 0 | 114.9 | 118.0297 | -140.5 | -144.2325 | -136.9 | -140.1915 | -140.2 | -143.3947 | -139.7 | -143.1199 | 259.7004 | 266.0786
2021-03-21 01:30 | -26 | -26.0192 | 37.8643 | 38.8103 | 39.9826 | 41.9679 | -28 | -28.0713 | -114.9404 | 115.2116 | -114.9404 | 115.2116 | 84.3224 | 115.9906 | 0 | 0 | 117.3 | 120.2342 | -143.5 | -147.2232 | -137.4 | -140.5522 | -141.4 | -144.5891 | -140.9 | -144.2914 | 250.3693 | 258.0967
2021-03-21 02:00 | -25 | -25.318 | 39.8814 | 41.6191 | 36.585 | 37.9536 | -24 | -24.3311 | -107.291 | 107.3704 | -107.291 | 107.3704 | 77.2653 | 106.8064 | 0 | 0 | 117.9 | 122.1133 | -143.4 | -148.8207 | -137.8 | -142.3243 | -141.5 | -146.0077 | -141.2 | -145.9926 | 222.3961 | 227.5459
2021-03-21 02:30 | -16 | -17.8885 | 47.3595 | 49.7836 | 28.3568 | 29.2096 | -16 | -17.8885 | -93.3354 | 93.3356 | -93.3354 | 93.3356 | 119.153 | 143.0303 | 0 | 0 | 170.7 | 174.4548 | -198.7 | -208.3228 | -187 | -195.0337 | -190.9 | -198.9442 | -191.1 | -199.4769 | 133.9358 | 136.7659
2021-03-21 03:00 | -17 | -18.7883 | 46.8743 | 49.6673 | 28.5235 | 29.1031 | -16 | -17.8885 | -92.756 | 92.7996 | -92.756 | 92.7996 | 126.469 | 150.835 | 0 | 0 | 180 | 183.6833 | -209.1 | -219.633 | -196.3 | -204.9174 | -201.3 | -209.9094 | -201.2 | -210.2728 | 121.1734 | 123.4877
2021-03-21 03:30 | -22 | -23.7697 | 43.3153 | 46.4578 | 32.2851 | 32.7445 | -21 | -23.2594 | -98.0485 | 98.1064 | -98.0485 | 98.1064 | 126.2249 | 151.4305 | 0 | 0 | 180.3 | 184.4698 | -207.7 | -219.4032 | -195.2 | -204.689 | -200 | -209.6578 | -198.7 | -208.6609 | 120.2578 | 122.148
2021-03-21 04:00 | -17 | -19.2354 | 42.1068 | 45.5283 | 32.9799 | 33.3764 | -17 | -19.7231 | -98.5373 | 98.6116 | -98.5373 | 98.6116 | 129.7985 | 153.7487 | 0 | 0 | 179.4 | 183.4494 | -207.7 | -218.6729 | -195.2 | -204.2721 | -199.7 | -208.9259 | -199.3 | -208.9001 | 127.6078 | 129.5665
2021-03-21 04:30 | -26 | -27.5136 | 40.3882 | 43.7135 | 35.4058 | 35.8079 | -26 | -27.5136 | -101.7009 | 101.7672 | -101.7009 | 101.7672 | 135.7975 | 158.0917 | 0 | 0 | 180.9 | 184.6251 | -206.8 | -217.5373 | -195.5 | -204.6473 | -200.4 | -209.5951 | -199.7 | -209.3117 | 140.7821 | 142.9007
2021-03-21 05:00 | -18 | -20.1246 | 41.5187 | 44.5253 | 35.0141 | 35.4883 | -17 | -19.2354 | -103.9029 | 103.9342 | -103.9029 | 103.9342 | 138.0838 | 158.4829 | 0 | 0 | 178.8 | 181.8198 | -206.1 | -215.1087 | -194.9 | -202.5389 | -199.4 | -207.1144 | -199.1 | -207.2645 | 154.0168 | 157.1878
2021-03-21 05:30 | -26 | -27.2029 | 39.5009 | 42.0702 | 39.7658 | 40.2635 | -28 | -29.1204 | -112.541 | 112.5622 | -112.541 | 112.5622 | 136.4359 | 155.3369 | 0 | 0 | 180 | 182.3371 | -208.3 | -215.7563 | -197.8 | -204.2441 | -202.2 | -208.6308 | -201.4 | -208.1051 | 162.8988 | 166.3065
2021-03-21 06:00 | -26 | -27.2029 | 42.6254 | 44.676 | 39.033 | 39.538 | -26 | -26.9258 | -107.2705 | 107.363 | -107.2705 | 107.363 | 127.2503 | 147.157 | 0 | 0 | 178.8 | 181.0571 | -208.9 | -216.1725 | -197.8 | -204.0462 | -202.3 | -208.5564 | -201.7 | -208.1984 | 160.8515 | 164.3277
2021-03-21 06:30 | -26 | -26.9258 | 41.2568 | 42.9621 | 42.1585 | 42.7908 | -26 | -26.6833 | -125.1914 | 125.1994 | -125.1914 | 125.1994 | 119.1777 | 140.3434 | 0 | 0 | 179.7 | 181.946 | -208.1 | -215.5552 | -197.2 | -203.4155 | -202.2 | -208.5081 | -201.6 | -208.2735 | 168.569 | 171.9275
2021-03-21 07:00 | -31 | -31.5753 | 38.8202 | 40.7434 | 44.4696 | 45.1434 | -30 | -30.5941 | -135.4103 | 135.4319 | -135.4103 | 135.4319 | 110.1233 | 133.6657 | 0 | 0 | 179.4 | 181.8418 | -207.7 | -215.4805 | -197.3 | -203.6604 | -201.7 | -208.2205 | -201.1 | -207.9873 | 177.5696 | 180.3499
2021-03-21 07:30 | -32 | -32.7567 | 37.9248 | 40.0435 | 46.6197 | 47.1271 | -33 | -33.7343 | -140.2453 | 140.246 | -140.2453 | 140.246 | 98.3372 | 123.1464 | 0 | 0 | 174.9 | 177.1113 | -203.4 | -210.4205 | -193.4 | -199.34 | -198.8 | -204.8217 | -198.4 | -204.7756 | 190.9177 | 192.6651
2021-03-21 08:00 | -43 | -43.0116 | 33.3625 | 34.1014 | 52.5694 | 53.9006 | -42 | -42.0476 | -143.5399 | 143.5996 | -143.5399 | 143.5996 | 94.8475 | 132.5861 | 0 | 0 | 172.8 | 175.541 | -202.2 | -209.8649 | -193.4 | -199.834 | -199 | -205.581 | -197.9 | -204.7967 | 211.6875 | 213.1155
2021-03-21 08:30 | -50 | -50 | 23.8781 | 24.3385 | 63.9985 | 65.2709 | -50 | -50.01 | -154.2345 | 154.2607 | -154.2345 | 154.2607 | 86.5799 | 125.9046 | 0 | 0 | 174.3 | 176.7621 | -199.6 | -206.8542 | -192.1 | -198.2509 | -197.1 | -203.44 | -196.4 | -202.9388 | 226.0732 | 227.0686
2021-03-21 09:00 | -63 | -63 | 8.2404 | 9.0727 | 75.0394 | 76.188 | -62 | -62 | -174.2634 | 174.349 | -174.2634 | 174.349 | 91.4838 | 127.2097 | 0 | 0 | 171.6 | 173.8054 | -199.8 | -206.2807 | -193.6 | -199.2707 | -198.2 | -203.8323 | -197.8 | -203.8271 | 249.7177 | 250.7863
2021-03-21 09:30 | -62 | -62.0081 | 4.091 | 5.0112 | 74.257 | 75.6448 | -61 | -61.0082 | -166.0288 | 166.0906 | -166.0288 | 166.0906 | 74.6484 | 117.8621 | 0 | 0 | 169.8 | 172.1752 | -198.4 | -205.0809 | -193.5 | -199.2687 | -197.9 | -203.6852 | -197.9 | -203.9483 | 241.0751 | 241.5079
2021-03-21 10:00 | -70 | -70 | 7.4943 | 7.8884 | 81.9767 | 82.7935 | -69 | -69.0072 | -163.8786 | 163.8848 | -163.8786 | 163.8848 | 77.2066 | 120.7456 | 0 | 0 | 172.2 | 174.5425 | -199.6 | -206.3234 | -194.6 | -200.5042 | -198.7 | -204.7006 | -198.8 | -205.0157 | 255.2037 | 255.4236
2021-03-21 10:30 | -62 | -62.0322 | 9.3344 | 10.8394 | 75.6308 | 76.2847 | -62 | -62.0322 | -152.0372 | 152.0608 | -152.0372 | 152.0608 | 84.7591 | 125.3989 | 0 | 0 | 171.9 | 174.1016 | -200.3 | -207.0914 | -194.7 | -200.6746 | -199.4 | -205.3323 | -199 | -205.1853 | 252.1136 | 252.3333
2021-03-21 11:00 | -66 | -66.0076 | 1.8272 | 4.9411 | 79.1464 | 79.9896 | -66 | -66.0076 | -165.6545 | 165.6645 | -165.6545 | 165.6645 | 81.785 | 125.826 | 0 | 0 | 172.2 | 174.4938 | -199.3 | -206.2525 | -194.7 | -200.6746 | -199.5 | -205.5012 | -198.9 | -205.1371 | 252.1498 | 252.2562
2021-03-21 11:30 | -60 | -60.0333 | 8.587 | 10.1528 | 76.812 | 77.4933 | -60 | -60.0083 | -168.4524 | 168.5112 | -168.4524 | 168.5112 | 77.1241 | 123.8873 | 0 | 0 | 173.4 | 175.5359 | -198.7 | -205.7504 | -194.3 | -200.3345 | -198.9 | -205.0154 | -198.5 | -204.8478 | 248.8868 | 249.0139
2021-03-21 12:00 | -60 | -60.1332 | 8.0965 | 11.3283 | 74.061 | 74.4665 | -61 | -61.131 | -162.3412 | 162.5492 | -162.3412 | 162.5492 | 90.5723 | 128.5381 | 0 | 0 | 170.1 | 172.0455 | -198.1 | -203.8795 | -194.5 | -199.7056 | -199 | -204.2925 | -198.8 | -204.3495 | 281.7394 | 282.0451
2021-03-21 12:30 | -51 | -51.1566 | 16.2412 | 18.1721 | 65.5239 | 66.007 | -51 | -51.1566 | -149.7532 | 149.9024 | -149.7532 | 149.9024 | 94.9158 | 133.2981 | 0 | 0 | 170.4 | 172.3873 | -198.9 | -205.0396 | -194.3 | -199.7867 | -198.9 | -204.4237 | -198.6 | -204.4126 | 263.1334 | 263.4776
2021-03-21 13:00 | -49 | -49.2544 | 27.9602 | 29.3223 | 60.848 | 61.1112 | -49 | -49.2544 | -145.894 | 146.3186 | -145.894 | 146.3186 | 93.7475 | 134.3098 | 0 | 0 | 176.7 | 178.7509 | -204.8 | -211.4718 | -198.6 | -204.4839 | -203.8 | -209.7467 | -203.5 | -209.7206 | 239.6581 | 239.9951
2021-03-21 13:30 | -43 | -43.4166 | 26.5887 | 28.1862 | 60.3207 | 60.6298 | -43 | -43.4166 | -147.4283 | 147.7852 | -147.4283 | 147.7852 | 93.898 | 134.7278 | 0 | 0 | 176.4 | 178.4544 | -205.4 | -212.3037 | -198.2 | -204.2635 | -202.9 | -208.9699 | -202.5 | -208.9462 | 239.628 | 239.9587
2021-03-21 14:00 | -43 | -43.4166 | 29.4993 | 30.6846 | 56.4665 | 56.9138 | -43 | -43.4166 | -149.2228 | 149.3994 | -149.2228 | 149.3994 | 80.3856 | 128.61 | 0 | 0 | 175.2 | 177.8522 | -204.6 | -212.3112 | -198 | -204.4378 | -203.2 | -209.748 | -202.7 | -209.4891 | 235.7609 | 235.7808
2021-03-21 14:30 | -42 | -42.19 | 30.8007 | 31.5586 | 58.4189 | 58.9932 | -43 | -43.1856 | -145.5757 | 145.7181 | -145.5757 | 145.7181 | 90.7302 | 131.6684 | 0 | 0 | 176.1 | 178.1126 | -203.9 | -210.3789 | -198.7 | -204.439 | -203.5 | -209.4368 | -203.1 | -209.236 | 263.1025 | 263.2188
2021-03-21 15:00 | -45 | -45.0999 | 33.577 | 34.0171 | 59.3232 | 59.949 | -45 | -45.1774 | -154.0141 | 154.1648 | -154.0141 | 154.1648 | 77.7026 | 122.6345 | 0 | 0 | 176.1 | 178.2035 | -203.7 | -210.3567 | -199.9 | -205.6259 | -205 | -210.8916 | -204.3 | -210.497 | 272.3477 | 272.3775
2021-03-21 15:30 | -48 | -48.0416 | 39.6835 | 39.786 | 58.8468 | 59.7146 | -49 | -49.0408 | -164.128 | 164.1285 | -164.128 | 164.1285 | 77.1922 | 133.1258 | 0 | 0 | 177 | 179.9953 | -203.4 | -211.8121 | -198.6 | -205.1687 | -204.1 | -210.7441 | -203.3 | -210.2216 | 284.6341 | 284.6627
2021-03-21 16:00 | -43 | -43.1856 | 42.947 | 43.1526 | 58.6773 | 59.227 | -42 | -42.19 | -153.1606 | 153.2886 | -153.1606 | 153.2886 | 68.4732 | 127.0041 | 0 | 0 | 176.1 | 179.3333 | -203.6 | -212.4844 | -198.3 | -205.1576 | -202.7 | -209.3885 | -202.8 | -209.8662 | 285.7407 | 285.7416
2021-03-21 16:30 | -34 | -34.3657 | 55.2315 | 55.4384 | 49.3721 | 49.8615 | -35 | -35.5106 | -148.676 | 148.8144 | -148.676 | 148.8144 | 61.1702 | 124.1205 | 0 | 0 | 176.7 | 179.8662 | -202.5 | -211.1452 | -196.9 | -203.4983 | -201.9 | -208.4889 | -200.8 | -207.6768 | 280.7262 | 280.7264
2021-03-21 17:00 | -32 | -32.5576 | 56.5281 | 56.8823 | 49.4216 | 49.6637 | -32 | -32.5576 | -153.3179 | 153.617 | -153.3179 | 153.617 | 57.9152 | 123.7331 | 0 | 0 | 174.3 | 177.3964 | -203.2 | -211.648 | -198.8 | -205.4126 | -203.6 | -210.2849 | -203.4 | -210.3693 | 292.1397 | 292.1403
2021-03-21 17:30 | -28 | -28.8617 | 59.3516 | 59.5732 | 48.4044 | 48.7118 | -28 | -28.8617 | -150.4688 | 150.754 | -150.4688 | 150.754 | 56.1196 | 121.1387 | 0 | 0 | 176.1 | 179.4477 | -203.1 | -210.893 | -198.6 | -205.219 | -203.6 | -210.2849 | -203.3 | -210.2216 | 284.2245 | 284.2264
2021-03-21 18:00 | -40 | -40.4475 | 56.0611 | 56.0966 | 59.3875 | 59.6176 | -40 | -40.4475 | -164.1236 | 164.3484 | -164.1236 | 164.3484 | 71.7426 | 122.4077 | 0 | 0 | 175.2 | 177.5513 | -204.4 | -211.7486 | -199.9 | -206.3279 | -204.7 | -211.2262 | -203.8 | -210.6254 | 293.7415 | 293.7984
2021-03-21 18:30 | -47 | -47.2652 | 51.0123 | 51.0172 | 65.376 | 65.6578 | -48 | -48.1664 | -171.5638 | 171.7092 | -171.5638 | 171.7092 | 73.1085 | 116.9188 | 0 | 0 | 174.6 | 177.108 | -203.3 | -210.4009 | -198.8 | -204.8941 | -203.5 | -209.6003 | -202.5 | -208.8235 | 296.0299 | 296.0344
2021-03-21 19:00 | -35 | -35.6931 | 59.2808 | 59.301 | 58.0164 | 58.1411 | -35 | -35.6931 | -157.2186 | 157.5118 | -157.2186 | 157.5118 | 72.7962 | 116.9379 | 0 | 0 | 175.2 | 177.5029 | -201.9 | -209.1264 | -198.1 | -204.3125 | -203 | -209.1389 | -202.4 | -208.8 | 284.9004 | 284.9309
2021-03-21 19:30 | -40 | -40.6079 | 57.4348 | 57.4701 | 58.5495 | 58.6703 | -39 | -39.6232 | -155.4519 | 155.7054 | -155.4519 | 155.7054 | 81.7119 | 123.5044 | 0 | 0 | 176.7 | 179.1786 | -203.5 | -211.0213 | -198.7 | -205.1407 | -203.3 | -209.7462 | -202.8 | -209.5355 | 282.2731 | 282.3019
2021-03-21 20:00 | -39 | -39.2046 | 52.2486 | 52.2613 | 60.2474 | 60.612 | -39 | -39.2046 | -155.5838 | 155.6407 | -155.5838 | 155.6407 | 84.8118 | 126.1972 | 0 | 0 | 176.4 | 178.9834 | -202.9 | -210.8902 | -197.4 | -203.9821 | -202.1 | -208.7075 | -201.7 | -208.5725 | 273.703 | 273.7531
2021-03-21 20:30 | -44 | -44.0454 | 46.0199 | 46.0232 | 63.1916 | 63.7567 | -44 | -44.1022 | -156.3406 | 156.3421 | -156.3406 | 156.3421 | 98.8128 | 139.3279 | 0 | 0 | 174.3 | 177.509 | -203.3 | -211.9408 | -198.3 | -205.2864 | -202.6 | -209.6216 | -201.6 | -208.9153 | 269.895 | 269.9147
2021-03-21 21:00 | -44 | -44 | 40.2224 | 40.2729 | 63.0069 | 64.1917 | -44 | -44 | -153.6063 | 153.7649 | -153.6063 | 153.7649 | 113.4366 | 158.7276 | 0 | 0 | 170.7 | 175.0985 | -199.5 | -210.1968 | -193 | -202.2603 | -198.2 | -207.4926 | -197.4 | -207.0882 | 267.5081 | 267.779
2021-03-21 21:30 | -48 | -48.0104 | 35.259 | 35.2723 | 61.8799 | 63.4162 | -48 | -48 | -154.358 | 154.6636 | -154.358 | 154.6636 | 115.1721 | 160.9932 | 0 | 0 | 173.4 | 177.9314 | -200.8 | -212.0015 | -193.1 | -202.813 | -197.9 | -207.5648 | -197 | -206.9813 | 240.979 | 241.5944
2021-03-21 22:00 | -41 | -41 | 38.1804 | 38.1906 | 55.8981 | 57.5972 | -41 | -41 | -141.5141 | 141.8681 | -141.5141 | 141.8681 | 121.1777 | 164.6097 | 0 | 0 | 174 | 179.6499 | -201.5 | -213.8765 | -194.1 | -204.4413 | -199.3 | -209.6939 | -198.1 | -208.8685 | 218.9314 | 219.5283
2021-03-21 22:30 | -31 | -31 | 44.8334 | 44.9344 | 46.3013 | 48.122 | -31 | -31 | -130.9882 | 131.2463 | -130.9882 | 131.2463 | 132.733 | 172.4386 | 0 | 0 | 178.5 | 183.2381 | -204 | -215.7407 | -195.3 | -205.3022 | -199.9 | -209.8611 | -199.1 | -209.6286 | 205.1728 | 206.7984
2021-03-21 23:00 | -31 | -31 | 43.5247 | 43.673 | 46.0986 | 47.9689 | -32 | -32 | -133.634 | 133.846 | -133.634 | 133.846 | 135.1936 | 174.098 | 0 | 0 | 177.6 | 182.1593 | -203.7 | -215.6292 | -193.8 | -204.0003 | -198 | -208.3029 | -197.4 | -208.1729 | 194.3975 | 196.2827
2021-03-21 23:30 | -31 | -31 | 44.6228 | 44.7674 | 44.4772 | 46.3719 | -32 | -32 | -139.0703 | 139.1883 | -139.0703 | 139.1883 | 124.6866 | 165.2965 | 0 | 0 | 178.5 | 183.1035 | -206.5 | -218.3 | -196.9 | -206.7332 | -201.8 | -211.8268 | -201.8 | -212.4434 | 201.9711 | 203.9879
2021-03-22 | -27 | -27 | 44.0719 | 44.2003 | 42.2617 | 44.8665 | -27 | -27 | -128.0801 | 128.4597 | -128.0801 | 128.4597 | 125.3086 | 167.1579 | 0 | 0 | 177.3 | 182.0694 | -205 | -217.1441 | -195.1 | -205.4854 | -199.6 | -210.0724 | -198.8 | -209.6275 | 190.8726 | 193.1515
2021-03-22 00:30 | -37 | -37.054 | 35.8349 | 35.896 | 47.6703 | 50.5005 | -36 | -36.0555 | -130.2742 | 131.0031 | -130.2742 | 131.0031 | 132.4634 | 171.7715 | 0 | 0 | 177 | 181.9148 | -205.1 | -217.0415 | -194.5 | -204.6654 | -199.2 | -209.5367 | -198.8 | -209.6592 | 187.3654 | 189.887
2021-03-22 01:00 | -35 | -35.0143 | 35.8811 | 36.0835 | 46.1982 | 48.7225 | -36 | -36.0139 | -124.4868 | 125.1581 | -124.4868 | 125.1581 | 132.9583 | 171.9404 | 0 | 0 | 178.2 | 182.547 | -205.4 | -217.3577 | -195.3 | -205.3949 | -199.7 | -209.7048 | -199.9 | -210.6394 | 177.3925 | 181.6364
2021-03-22 01:30 | -35 | -35.0571 | 32.2788 | 32.4327 | 47.9506 | 50.7213 | -34 | -34.0588 | -125.4413 | 126.3042 | -125.4413 | 126.3042 | 143.8415 | 179.8773 | 0 | 0 | 177 | 181.4415 | -206.5 | -218.2676 | -195.8 | -205.8086 | -200.4 | -210.4629 | -199.8 | -210.3248 | 175.8585 | 180.2026
2021-03-22 02:00 | -38 | -38.1182 | 31.5469 | 31.5882 | 50.0203 | 52.9795 | -39 | -39.1152 | -126.9249 | 127.9178 | -126.9249 | 127.9178 | 139.984 | 178.6273 | 0 | 0 | 179.4 | 184.2508 | -206.5 | -219.2577 | -195.2 | -205.7378 | -200.6 | -211.4299 | -198.6 | -209.7575 | 158.4847 | 161.9298
2021-03-22 02:30 | -38 | -38.1182 | 31.1057 | 31.1849 | 49.2556 | 52.1551 | -39 | -39.1152 | -126.5817 | 127.5072 | -126.5817 | 127.5072 | 136.6213 | 172.495 | 0 | 0 | 178.8 | 182.9402 | -207.2 | -218.0419 | -195.8 | -204.993 | -200.3 | -209.5289 | -199.8 | -209.4971 | 138.4537 | 144.9203
2021-03-22 03:00 | -31 | -31.0161 | 36.1392 | 36.417 | 44.2543 | 46.8276 | -30 | -30.0167 | -119.7143 | 120.4504 | -119.7143 | 120.4504 | 135.0661 | 170.7947 | 0 | 0 | 178.2 | 182.3539 | -206.5 | -217.4393 | -194.7 | -203.8309 | -199.6 | -208.8598 | -198.6 | -208.1424 | 135.6433 | 143.3117
2021-03-22 03:30 | -36 | -36 | 34.6074 | 34.8045 | 48.0203 | 50.285 | -33 | -33 | -125.7057 | 126.4425 | -125.7057 | 126.4425 | 135.1462 | 170.4644 | 0 | 0 | 178.2 | 182.2275 | -206.9 | -217.4444 | -195.2 | -204.0087 | -200.8 | -209.832 | -199.5 | -208.8463 | 142.2286 | 149.0394
2021-03-22 04:00 | -39 | -39 | 33.5023 | 33.6705 | 52.5862 | 54.2189 | -37 | -37 | -135.4399 | 135.9387 | -135.4399 | 135.9387 | 134.4109 | 167.6676 | 0 | 0 | 179.1 | 182.6823 | -205.4 | -215.3441 | -196.2 | -204.7357 | -201.1 | -209.7176 | -199.2 | -208.1557 | 157.8677 | 164.3792
2021-03-22 04:30 | -33 | -33 | 42.1004 | 42.205 | 48.2842 | 49.679 | -34 | -34.0147 | -130.6617 | 130.9524 | -130.6617 | 130.9524 | 136.3034 | 168.3059 | 0 | 0 | 177.9 | 180.6673 | -206.6 | -215.7601 | -196.4 | -204.4763 | -201 | -209.1179 | -200.3 | -208.8087 | 187.8877 | 193.1354
2021-03-22 05:00 | -43 | -43 | 39.8028 | 39.8684 | 57.4663 | 58.5522 | -43 | -43 | -147.8794 | 148.0304 | -147.8794 | 148.0304 | 117.0331 | 152.7556 | 0 | 0 | 177.3 | 180.2361 | -206.4 | -215.3676 | -196.2 | -204.1455 | -200.5 | -208.5546 | -199.7 | -208.036 | 202.9125 | 205.296
2021-03-22 05:30 | -35 | -35.2278 | 51.7071 | 51.8238 | 55.948 | 56.2616 | -35 | -35.2278 | -147.1643 | 147.1863 | -147.1643 | 147.1863 | 111.5441 | 144.5726 | 0 | 0 | 177 | 178.8274 | -204.3 | -210.4483 | -196.9 | -202.455 | -201.8 | -207.4725 | -201 | -206.9101 | 248.6598 | 250.0993
2021-03-22 06:00 | -41 | -41.3038 | 55.7729 | 56.0834 | 61.8785 | 61.9206 | -42 | -42.4264 | -163.3577 | 163.5752 | -163.3577 | 163.5752 | 86.8024 | 134.3137 | 0 | 0 | 176.1 | 178.0237 | -204.5 | -211.0346 | -197.2 | -202.77 | -202.4 | -207.899 | -201.7 | -207.4725 | 275.6177 | 276.6065
2021-03-22 06:30 | -40 | -40.3113 | 59.3275 | 59.9777 | 64.2741 | 64.4186 | -41 | -41.1947 | -174.8097 | 174.9667 | -174.8097 | 174.9667 | 55.7554 | 100.2644 | 0 | 0 | 174.9 | 176.0172 | -203 | -207.1586 | -199.4 | -203.3332 | -204.3 | -208.2175 | -203.8 | -207.9813 | 287.7506 | 288.9625
2021-03-22 07:00 | -54 | -54.231 | 49.5248 | 50.3657 | 73.9286 | 74.0057 | -55 | -55.3263 | -184.7504 | 184.988 | -184.7504 | 184.988 | 55.7331 | 103.0873 | 0 | 0 | 170.4 | 171.4783 | -203.7 | -207.8248 | -200.4 | -204.2945 | -205 | -208.8852 | -204.2 | -208.1585 | 312.7864 | 313.616
2021-03-22 07:30 | -51 | -51 | 50.0813 | 51.7212 | 70.2216 | 70.646 | -53 | -53 | -181.175 | 181.2287 | -181.175 | 181.2287 | 57.0333 | 103.3875 | 0 | 0 | 168.3 | 169.7189 | -201.9 | -206.3866 | -200.9 | -205.021 | -206.1 | -210.217 | -204.4 | -208.6906 | 312.4718 | 312.7884
2021-03-22 08:00 | -48 | -48 | 47.5392 | 49.608 | 70.4614 | 71.0513 | -49 | -49 | -184.6079 | 184.6088 | -184.6079 | 184.6088 | 52.4103 | 104.6863 | 0 | 0 | 167.1 | 168.3773 | -198.5 | -203.1806 | -195.9 | -199.9621 | -200.6 | -204.7071 | -200 | -204.1995 | 323.6019 | 323.7864
2021-03-22 08:30 | -49 | -49 | 40.3385 | 42.0735 | 70.41 | 70.9002 | -50 | -50 | -186.3392 | 186.3618 | -186.3392 | 186.3618 | 56.2186 | 111.0889 | 0 | 0 | 167.1 | 168.4903 | -199.3 | -204.1424 | -197.6 | -201.9843 | -202.4 | -206.651 | -201.7 | -206.0837 | 351.8046 | 351.8256
2021-03-22 09:00 | -52 | -52.0096 | 32.3113 | 35.234 | 70.0382 | 70.8698 | -53 | -53 | -185.0266 | 185.0348 | -185.0266 | 185.0348 | 72.4007 | 118.0075 | 0 | 0 | 167.1 | 168.4144 | -200.1 | -204.4561 | -197.9 | -201.745 | -202.6 | -206.453 | -201.7 | -205.6866 | 345.8312 | 345.9694
2021-03-22 09:30 | -51 | -51 | 23.8945 | 26.8474 | 68.1419 | 68.8803 | -51 | -51 | -177.5791 | 177.5818 | -177.5791 | 177.5818 | 78.2846 | 122.2027 | 0 | 0 | 168.9 | 170.0219 | -202.8 | -206.8045 | -200.8 | -204.4953 | -205.9 | -209.6735 | -205.2 | -209.0815 | 343.0864 | 343.1224
2021-03-22 10:00 | -67 | -67.0075 | 12.4894 | 15.4486 | 83.6261 | 83.8694 | -67 | -67 | -194.2385 | 194.3306 | -194.2385 | 194.3306 | 78.8964 | 114.9523 | 0 | 0 | 169.2 | 170.1233 | -202.4 | -206.0291 | -200.5 | -204.4121 | -205.3 | -209.276 | -204.8 | -208.8063 | 355.0752 | 355.6176
2021-03-22 10:30 | -71 | -71.0282 | 13.4462 | 17.4589 | 89.8739 | 90.0872 | -70 | -70.0286 | -202.5611 | 202.7188 | -202.5611 | 202.7188 | 66.5713 | 110.3191 | 0 | 0 | 167.7 | 168.7283 | -202 | -205.9613 | -200.9 | -204.923 | -205.8 | -209.9229 | -205.3 | -209.5501 | 348.1244 | 348.5902
2021-03-22 11:00 | -69 | -69.0072 | 13.8393 | 17.7717 | 86.7084 | 86.9973 | -70 | -70 | -199.873 | 200.1323 | -199.873 | 200.1323 | 67.8 | 110.7069 | 0 | 0 | 167.7 | 168.5394 | -202.7 | -206.1944 | -202 | -205.8258 | -207.3 | -211.2 | -206.6 | -210.5901 | 350.1647 | 351.1033
2021-03-22 11:30 | -67 | -67.0075 | 17.0391 | 20.0378 | 84.9331 | 85.1979 | -67 | -67.0075 | -195.1081 | 195.4065 | -195.1081 | 195.4065 | 59.015 | 104.3227 | 0 | 0 | 168 | 168.8379 | -203.3 | -206.7843 | -201.1 | -204.885 | -205.8 | -209.6132 | -205.3 | -209.218 | 350.2972 | 351.2177
2021-03-22 12:00 | -71 | -71 | 21.3161 | 24.0608 | 92.1358 | 92.3015 | -71 | -71 | -203.6074 | 203.9297 | -203.6074 | 203.9297 | 53.8517 | 97.2359 | 0 | 0 | 168.6 | 169.3202 | -201.7 | -204.8002 | -201 | -204.6165 | -205.6 | -209.2106 | -205.5 | -209.2849 | 367.0557 | 368.0014
2021-03-22 12:30 | -80 | -80.0062 | 17.9927 | 23.3777 | 95.9258 | 96.0918 | -79 | -79.0063 | -207.9823 | 208.2885 | -207.9823 | 208.2885 | 52.7789 | 88.9676 | 0 | 0 | 167.7 | 168.343 | -201.1 | -204.0718 | -200.2 | -204.1373 | -204.9 | -208.8062 | -205 | -209.0011 | 371.2814 | 373.1994
2021-03-22 13:00 | -71 | -71.0282 | 19.6889 | 24.4862 | 92.7324 | 92.95 | -73 | -73.0274 | -207.4848 | 207.9138 | -207.4848 | 207.9138 | 57.8598 | 92.9392 | 0 | 0 | 168 | 168.7507 | -200.2 | -203.3057 | -200 | -204.0212 | -204.6 | -208.7267 | -204.3 | -208.5323 | 372.1607 | 373.5545
2021-03-22 13:30 | -71 | -71.0634 | 20.6893 | 25.2959 | 84.0646 | 84.4716 | -71 | -71.1126 | -204.2201 | 204.585 | -204.2201 | 204.585 | 50.4303 | 93.6258 | 0 | 0 | 166.5 | 167.7451 | -200.4 | -204.7701 | -198.4 | -203.0275 | -203.2 | -207.867 | -203.7 | -208.4827 | 355.5435 | 357.2942
2021-03-22 14:00 | -64 | -64.0312 | 30.4812 | 33.1715 | 79.4922 | 79.7986 | -65 | -65 | -195.6196 | 196.0422 | -195.6196 | 196.0422 | 63.5596 | 100.0291 | 0 | 0 | 168.9 | 170.2756 | -202.1 | -206.7365 | -199.7 | -204.4469 | -204.6 | -209.426 | -204.9 | -209.9345 | 340.7836 | 342.7852
2021-03-22 14:30 | -55 | -55 | 36.7346 | 39.4495 | 73.6772 | 74.3057 | -57 | -57 | -181.0978 | 181.1911 | -181.0978 | 181.1911 | 65.5476 | 101.2969 | 0 | 0 | 174.3 | 175.8241 | -202.9 | -207.7011 | -200.1 | -205.1636 | -204.4 | -209.3832 | -204.6 | -209.8398 | 341.9715 | 343.857
2021-03-22 15:00 | -50 | -50 | 54.7033 | 56.5772 | 68.1655 | 68.6928 | -48 | -48 | -171.3695 | 171.4869 | -171.3695 | 171.4869 | 46.137 | 86.367 | 0 | 0 | 172.5 | 174.1205 | -201.1 | -206.2717 | -197.7 | -203.0037 | -202.7 | -207.9876 | -202.1 | -207.5386 | 323.6827 | 325.7495
2021-03-22 15:30 | -49 | -49.0408 | 59.9511 | 60.6517 | 68.9172 | 68.9505 | -48 | -48.0416 | -182.5478 | 183.2891 | -182.5478 | 183.2891 | 46.3829 | 86.5409 | 0 | 0 | 174.3 | 175.6333 | -202.4 | -207.4897 | -198.7 | -203.9712 | -203.4 | -208.5809 | -203.1 | -208.5351 | 333.964 | 336.6819
2021-03-22 16:00 | -44 | -44.0114 | 60.7774 | 61.4887 | 66.5904 | 66.6613 | -45 | -45.0111 | -180.9516 | 181.6717 | -180.9516 | 181.6717 | 49.2579 | 90.9905 | 0 | 0 | 174.6 | 176.2012 | -201.9 | -207.3134 | -198.7 | -204.0685 | -203.5 | -209.0156 | -203.7 | -209.3019 | 342.0191 | 344.3844
2021-03-22 16:30 | -38 | -38.0132 | 66.1594 | 66.8572 | 60.8762 | 60.9788 | -38 | -38.0132 | -178.7025 | 179.5024 | -178.7025 | 179.5024 | 39.1578 | 83.845 | 0 | 0 | 173.1 | 174.8817 | -200.7 | -206.2674 | -198.5 | -204.1004 | -203.2 | -208.8153 | -203.1 | -208.8805 | 339.2498 | 341.8928
2021-03-22 17:00 | -41 | -41 | 67.9302 | 68.4513 | 61.2053 | 61.3224 | -40 | -40.0125 | -179.3288 | 180.0341 | -179.3288 | 180.0341 | 35.6679 | 80.9834 | 0 | 0 | 171.9 | 173.4854 | -200.2 | -205.4392 | -198.1 | -203.6223 | -202.6 | -208.1395 | -202.4 | -208.0369 | 337.7669 | 341.0117
2021-03-22 17:30 | -36 | -36 | 73.9045 | 74.5202 | 57.2947 | 57.4034 | -37 | -37 | -172.9168 | 173.6143 | -172.9168 | 173.6143 | 40.5086 | 106.3044 | 0 | 0 | 174.9 | 176.768 | -202.3 | -208.0793 | -200.8 | -206.25 | -205.9 | -211.4209 | -205 | -210.5902 | 337.2263 | 339.5965
2021-03-22 18:00 | -29 | -29.0172 | 80.9055 | 81.294 | 51.9619 | 52.1076 | -29 | -29.0172 | -163.1395 | 163.7767 | -163.1395 | 163.7767 | 42.336 | 108.4142 | 0 | 0 | 173.1 | 175.1931 | -201.8 | -208.1203 | -199.6 | -205.5266 | -204.5 | -210.4763 | -204 | -210.1337 | 330.6889 | 333.0637
2021-03-22 18:30 | -30 | -30.2655 | 82.3316 | 82.4781 | 50.78 | 50.9026 | -30 | -30.2655 | -159.4769 | 160.3884 | -159.4769 | 160.3884 | 37.9787 | 103.1784 | 0 | 0 | 173.7 | 175.1129 | -202.1 | -207.0059 | -199.2 | -203.873 | -203.6 | -208.3002 | -203.5 | -208.3945 | 312.3777 | 313.3643
2021-03-22 19:00 | -25 | -25.1794 | 85.6128 | 85.9061 | 49.5466 | 49.7181 | -25 | -25.1794 | -155.7788 | 156.6506 | -155.7788 | 156.6506 | 41.4887 | 105.7501 | 0 | 0 | 173.4 | 174.7401 | -202.2 | -207.1469 | -198.6 | -203.3296 | -203.3 | -208.0069 | -202.9 | -207.7655 | 304.9958 | 305.9745
2021-03-22 19:30 | -22 | -22.561 | 88.1117 | 88.2315 | 44.9099 | 45.3964 | -23 | -23.5372 | -146.2774 | 147.3653 | -146.2774 | 147.3653 | 55.6034 | 108.9076 | 0 | 0 | 173.7 | 175.2691 | -202.5 | -207.6148 | -198.5 | -203.0914 | -204 | -208.6912 | -203.5 | -208.373 | 300.8687 | 301.8226
2021-03-22 20:00 | -27 | -27.1662 | 80.4325 | 80.5393 | 48.3675 | 48.5315 | -28 | -28.2843 | -148.657 | 149.3056 | -148.657 | 149.3056 | 66.5304 | 119.7278 | 0 | 0 | 174.6 | 176.1611 | -203.7 | -209.007 | -199.2 | -204.2552 | -203.7 | -208.8514 | -203.1 | -208.4448 | 299.6321 | 300.8114
2021-03-22 20:30 | -26 | -26.9258 | 81.3001 | 81.3008 | 43.9236 | 44.7686 | -26 | -27.2029 | -136.4208 | 137.5135 | -136.4208 | 137.5135 | 75.6203 | 134.1725 | 0 | 0 | 174.6 | 176.4092 | -203.8 | -209.4453 | -197.5 | -202.3637 | -202.5 | -207.3965 | -201.8 | -206.8879 | 285.983 | 286.4686
2021-03-22 21:00 | -16 | -17.8885 | 82.591 | 82.7235 | 36.9028 | 38.0038 | -16 | -18.3576 | -122.0003 | 123.116 | -122.0003 | 123.116 | 82.3474 | 133.7256 | 0 | 0 | 175.2 | 176.6773 | -202 | -207.3958 | -194.6 | -199.3158 | -199.4 | -204.1111 | -198.7 | -203.6002 | 256.2773 | 257.9568
2021-03-22 21:30 | -17 | -18.7883 | 79.4022 | 79.5776 | 36.0151 | 37.0564 | -18 | -20.1246 | -121.4601 | 122.465 | -121.4601 | 122.465 | 93.4423 | 142.4294 | 0 | 0 | 173.7 | 175.6499 | -200.2 | -205.8041 | -193.2 | -197.9491 | -198.3 | -203.0796 | -197.4 | -202.3317 | 254.0977 | 256.1943
2021-03-22 22:00 | -16 | -17.8885 | 74.4276 | 74.7322 | 35.2563 | 36.004 | -17 | -18.3848 | -117.204 | 117.9316 | -117.204 | 117.9316 | 111.5547 | 156.5267 | 0 | 0 | 172.5 | 174.7898 | -200.8 | -207.1017 | -193.3 | -198.4689 | -198 | -203.1831 | -197.2 | -202.6082 | 242.7026 | 245.2506
2021-03-22 22:30 | -11 | -13.6015 | 71.8738 | 72.5782 | 31.4792 | 32.482 | -11 | -13.6015 | -121.8449 | 122.5395 | -121.8449 | 122.5395 | 125.192 | 165.0271 | 0 | 0 | 174 | 176.2704 | -200.7 | -207.1278 | -192.2 | -198.0601 | -196.8 | -202.5454 | -196.2 | -202.2758 | 238.31 | 244.6201
2021-03-22 23:00 | -6 | -10.8167 | 78.4819 | 79.4416 | 23.0188 | 24.6725 | -7 | -11.4018 | -117.0335 | 117.6979 | -117.0335 | 117.6979 | 129.5826 | 168.4093 | 0 | 0 | 176.1 | 178.0679 | -205.6 | -211.9762 | -195.4 | -201.1142 | -200 | -205.8233 | -199.1 | -205.1611 | 219.6515 | 227.1472
2021-03-22 23:30 | 1 | 10.0499 | 89.4292 | 90.2474 | 11.2247 | 15.2738 | 1 | 10 | -110.9655 | 112.0282 | -110.9655 | 112.0282 | 112.6762 | 152.813 | 0 | 0 | 176.7 | 178.4879 | -204.6 | -210.4558 | -195.1 | -200.4725 | -199.6 | -204.9449 | -198.8 | -204.4425 | 208.363 | 216.3743
2021-03-23 | 9 | 13.4536 | 88.9548 | 89.8036 | 8.5128 | 12.5249 | 9 | 12.7279 | -99.3767 | 100.0214 | -99.3767 | 100.0214 | 119.0374 | 161.4725 | 0 | 0 | 176.7 | 178.6172 | -205.7 | -212.294 | -196.4 | -202.2281 | -201.1 | -206.9836 | -200.4 | -206.5676 | 202.895 | 211.4807
2021-03-23 00:30 | 11 | 14.8661 | 87.2292 | 88.4084 | 6.6388 | 11.7847 | 11 | 14.8661 | -89.3959 | 90.0843 | -89.3959 | 90.0843 | 122.4381 | 165.2919 | 0 | 0 | 178.2 | 180.609 | -205.7 | -213.0297 | -196.2 | -202.5451 | -201 | -207.3447 | -199.7 | -206.2063 | 190.7196 | 199.8133
2021-03-23 01:00 | 7 | 12.2066 | 84.4424 | 85.7099 | 7.3197 | 11.8775 | 7 | 12.2066 | -83.6297 | 84.222 | -83.6297 | 84.222 | 127.6591 | 170.3735 | 0 | 0 | 177.9 | 180.2161 | -206.3 | -213.7699 | -196.9 | -203.248 | -201.6 | -208 | -201 | -207.8447 | 188.74 | 198.5459
2021-03-23 01:30 | 9 | 13.4536 | 88.2444 | 89.4448 | 1.5253 | 9.0425 | 8 | 12.8062 | -68.9708 | 69.6446 | -68.9708 | 69.6446 | 132.7253 | 175.684 | 0 | 0 | 178.5 | 181.0034 | -206.6 | -214.055 | -196 | -202.3763 | -201 | -207.4185 | -200 | -206.6999 | 179.4489 | 189.5594
2021-03-23 02:00 | 17 | 20.2485 | 89.4727 | 90.8458 | 0.085695 | 9.8331 | 17 | 19.7231 | -61.9031 | 63.0715 | -61.9031 | 63.0715 | 139.0384 | 178.6279 | 0 | 0 | 177.9 | 180.3621 | -205.8 | -213.362 | -195.5 | -201.8895 | -200.2 | -206.6682 | -199.5 | -206.3088 | 178.3132 | 189.1663
2021-03-23 02:30 | 16 | 18.868 | 93.0772 | 94.3537 | -3.9035 | 10.5883 | 15 | 18.0278 | -52.3363 | 53.7965 | -52.3363 | 53.7965 | 141.0422 | 180.515 | 0 | 0 | 177.6 | 180.0662 | -203.8 | -211.0911 | -193.5 | -199.5832 | -198 | -204.1667 | -198.3 | -204.8282 | 172.8641 | 184.2155
2021-03-23 03:00 | 15 | 18.0278 | 92.5036 | 93.9564 | -3.4144 | 11.1395 | 16 | 19.4165 | -53.988 | 55.5365 | -53.988 | 55.5365 | 142.2434 | 180.48 | 0 | 0 | 178.8 | 181.2499 | -205.4 | -212.6812 | -195 | -201.16 | -199.5 | -205.7924 | -198.6 | -205.1186 | 175.7995 | 187.6272
2021-03-23 03:30 | 20 | 23.3238 | 99.2071 | 100.5529 | -6.9555 | 13.649 | 20 | 23.3238 | -52.7952 | 54.4363 | -52.7952 | 54.4363 | 138.8963 | 178.093 | 0 | 0 | 176.1 | 178.5373 | -204.7 | -211.8052 | -193.3 | -199.3404 | -198.7 | -204.7493 | -197.7 | -203.9985 | 172.6215 | 184.1217
2021-03-23 04:00 | 23 | 25.9422 | 97.847 | 99.298 | -5.9756 | 13.4631 | 23 | 25.9422 | -55.2217 | 56.9299 | -55.2217 | 56.9299 | 134.8067 | 174.6783 | 0 | 0 | 176.1 | 178.587 | -205 | -211.9929 | -194.6 | -200.6255 | -199.1 | -205.1611 | -198.3 | -204.654 | 178.0206 | 188.8253
2021-03-23 04:30 | 16 | 21.2603 | 100.4003 | 101.4746 | -1.9781 | 14.8608 | 17 | 22.0227 | -66.9709 | 68.9648 | -66.9709 | 68.9648 | 123.534 | 160.4756 | 0 | 0 | 176.7 | 178.5305 | -204.6 | -210.7641 | -194.1 | -199.5922 | -198.6 | -204.1274 | -198 | -203.8297 | 179.7398 | 190.5007
2021-03-23 05:00 | 19 | 24.8395 | 110.619 | 111.6935 | -7.4352 | 19.3419 | 19 | 24.8395 | -63.6041 | 67.6292 | -63.6041 | 67.6292 | 106.4421 | 141.9959 | 0 | 0 | 176.4 | 177.8291 | -205.5 | -210.7395 | -195.7 | -200.3787 | -199.7 | -204.3593 | -199.2 | -204.1 | 193.2072 | 201.9766
2021-03-23 05:30 | 14 | 22.0227 | 106.0459 | 106.5566 | 7.8076 | 21.1703 | 14 | 22.0227 | -91.8458 | 96.2462 | -91.8458 | 96.2462 | 93.2613 | 134.9396 | 0 | 0 | 175.2 | 177.1779 | -204.3 | -210.327 | -195.1 | -200.4955 | -199.8 | -205.2765 | -199.2 | -204.8781 | 215.2694 | 218.5418
2021-03-23 06:00 | -1 | -21.0238 | 102.3159 | 102.9092 | 19.8054 | 30.9733 | 0 | 20 | -115.7408 | 121.2867 | -115.7408 | 121.2867 | 71.0768 | 115.8272 | 0 | 0 | 174 | 175.3356 | -202.1 | -206.7075 | -195.8 | -200.129 | -200.5 | -204.8723 | -199.9 | -204.3118 | 258.6317 | 259.8456
2021-03-23 06:30 | 0 | 22 | 109.6939 | 110.015 | 18.4377 | 29.5822 | 0 | 22 | -120.7484 | 126.8177 | -120.7484 | 126.8177 | 55.9622 | 110.554 | 0 | 0 | 172.8 | 174.2977 | -200.4 | -205.1307 | -196.5 | -200.9803 | -201.5 | -205.9954 | -201 | -205.8024 | 295.1844 | 296.796
2021-03-23 07:00 | 3 | 18.2483 | 113.3303 | 113.3534 | 18.6475 | 26.8951 | 4 | 17.4642 | -118.5003 | 123.03 | -118.5003 | 123.03 | 40.9229 | 105.5855 | 0 | 0 | 174 | 175.6474 | -201.5 | -206.6174 | -196.6 | -201.0991 | -200.8 | -205.2899 | -200.7 | -205.3812 | 290.32 | 291.2576
2021-03-23 07:30 | 1 | 14.0357 | 109.8903 | 109.8903 | 20.7393 | 26.8455 | 1 | 14.0357 | -119.1591 | 122.6726 | -119.1591 | 122.6726 | 30.5321 | 97.2245 | 0 | 0 | 172.5 | 174.331 | -201.7 | -207.4725 | -197.5 | -202.4074 | -202.6 | -207.6245 | -201.5 | -206.6174 | 298.7177 | 301.3917
2021-03-23 08:00 | -3 | -13.3417 | 100.7449 | 100.7461 | 26.1189 | 30.4309 | -2 | -13.1529 | -128.5021 | 131.4838 | -128.5021 | 131.4838 | 21.2281 | 97.9281 | 0 | 0 | 169.5 | 171.59 | -197.1 | -203.1479 | -193.8 | -198.9408 | -198.8 | -204.03 | -198 | -203.2055 | 299.2423 | 301.2784
2021-03-23 08:30 | -15 | -19.2094 | 92.4285 | 92.4299 | 34.0295 | 36.9533 | -16 | -20 | -139.7167 | 142.2806 | -139.7167 | 142.2806 | 29.5513 | 100.5876 | 0 | 0 | 169.5 | 171.59 | -197.5 | -203.4397 | -194.6 | -199.6009 | -199.1 | -204.2329 | -198.3 | -203.4979 | 306.0777 | 308.0785
2021-03-23 09:00 | -15 | -18.6011 | 83.6655 | 83.6655 | 36.8442 | 39.2439 | -16 | -19.4165 | -143.5697 | 146.0121 | -143.5697 | 146.0121 | 42.8953 | 109.5667 | 0 | 0 | 169.8 | 172.1752 | -196.8 | -203.1264 | -194.9 | -200.0952 | -199.2 | -204.4874 | -197.4 | -202.7343 | 319.3797 | 320.9581
2021-03-23 09:30 | -16 | -18.868 | 76.557 | 76.5623 | 36.4532 | 38.2715 | -16 | -18.3576 | -135.5678 | 137.3593 | -135.5678 | 137.3593 | 43.7012 | 117.0582 | 0 | 0 | 168.9 | 171.5436 | -196.1 | -203.0319 | -193.8 | -199.3707 | -198.8 | -204.6543 | -198 | -203.973 | 322.2655 | 323.7248
2021-03-23 10:00 | -18 | -20.5913 | 77.9754 | 77.9756 | 34.7632 | 37.1605 | -17 | -20.2485 | -132.6494 | 134.8914 | -132.6494 | 134.8914 | 51.1704 | 114.5038 | 0 | 0 | 169.2 | 171.6842 | -197.7 | -204.3735 | -195.2 | -200.658 | -199.7 | -205.3877 | -199.9 | -205.723 | 303.9857 | 305.586
2021-03-23 10:30 | -17 | -19.7231 | 73.845 | 73.8467 | 35.725 | 37.9905 | -19 | -21.4709 | -139.4586 | 141.5793 | -139.4586 | 141.5793 | 51.9009 | 116.4957 | 0 | 0 | 171.3 | 173.6547 | -200.1 | -207.0513 | -197 | -202.7162 | -201.4 | -207.1614 | -200.9 | -206.9083 | 300.9113 | 302.629
2021-03-23 11:00 | -18 | -20.1246 | 68.9847 | 69.0069 | 38.718 | 40.1028 | -19 | -21.0238 | -138.762 | 140.3329 | -138.762 | 140.3329 | 63.1854 | 126.9399 | 0 | 0 | 171 | 173.6637 | -198.5 | -205.641 | -194.5 | -200.3593 | -199.5 | -205.3818 | -198.6 | -204.7001 | 303.8036 | 305.4879
2021-03-23 11:30 | -25 | -25.9615 | 62.9319 | 62.964 | 40.8582 | 41.8081 | -25 | -25.9615 | -142.9919 | 144.3064 | -142.9919 | 144.3064 | 64.2517 | 128.8721 | 0 | 0 | 169.2 | 172.0526 | -197.1 | -204.2057 | -195.4 | -201.2331 | -200.4 | -206.375 | -199.4 | -205.549 | 319.4667 | 320.9863
2021-03-23 12:00 | -33 | -34.7851 | 49.3656 | 49.5256 | 46.8015 | 48.4175 | -33 | -34.7851 | -158.7094 | 160.656 | -158.7094 | 160.656 | 60.3885 | 112.0008 | 0 | 0 | 169.2 | 170.1868 | -196 | -199.8424 | -195.9 | -199.686 | -200.5 | -204.2769 | -199.4 | -203.2553 | 337.2765 | 337.3384
2021-03-23 12:30 | -40 | -40 | 41.01 | 42.0778 | 58.7503 | 58.9225 | -39 | -39 | -177.5676 | 177.8072 | -177.5676 | 177.8072 | 63.4673 | 144.7962 | 0 | 0 | 161.1 | 163.0591 | -188.2 | -192.8096 | -188 | -192.2082 | -193 | -197.3584 | -192.5 | -196.9437 | 362.162 | 362.6428
2021-03-23 13:00 | -58 | -58.0345 | 30.0922 | 33.3612 | 72.8578 | 73.1352 | -59 | -59.0339 | -195.401 | 195.5171 | -195.401 | 195.5171 | 49.6886 | 143.469 | 0 | 0 | 153 | 154.9177 | -178.7 | -182.7583 | -178 | -181.8867 | -182.6 | -186.5325 | -182.3 | -186.3625 | 369.723 | 370.3667
2021-03-23 13:30 | -56 | -56.0089 | 29.8511 | 34.0001 | 75.7794 | 76.2059 | -56 | -56.0357 | -190.7304 | 190.763 | -190.7304 | 190.763 | 45.1864 | 141.7397 | 0 | 0 | 159.6 | 161.5772 | -184.4 | -189.0783 | -185.4 | -189.687 | -190.4 | -194.7224 | -189.1 | -193.5149 | 366.1226 | 366.4836
2021-03-23 14:00 | -53 | -53.0377 | 40.808 | 43.1301 | 68.5325 | 68.798 | -53 | -53.0094 | -181.9771 | 182.1056 | -181.9771 | 182.1056 | 48.423 | 141.992 | 0 | 0 | 156 | 158.0223 | -181.5 | -186.2736 | -181.8 | -186.2131 | -186.5 | -190.9107 | -185.8 | -190.3348 | 360.0072 | 360.8805
2021-03-23 14:30 | -58 | -58.1378 | 39.8345 | 43.2357 | 73.2498 | 73.7943 | -58 | -58.0775 | -192.125 | 192.1416 | -192.125 | 192.1416 | 48.5104 | 144.4206 | 0 | 0 | 158.1 | 160.2399 | -183.3 | -188.4837 | -183.1 | -187.833 | -188.2 | -192.9832 | -187.2 | -192.12 | 379.9204 | 380.5443
2021-03-23 15:00 | -53 | -53.0848 | 45.9107 | 48.211 | 69.2672 | 69.6748 | -52 | -52.0384 | -185.0941 | 185.1405 | -185.0941 | 185.1405 | 39.2774 | 141.5064 | 0 | 0 | 155.1 | 157.4326 | -181.1 | -186.1692 | -182.1 | -186.8808 | -187.1 | -191.9107 | -184.7 | -189.5042 | 383.4026 | 384.41
2021-03-23 15:30 | -54 | -54.1479 | 36.0739 | 39.2005 | 72.5987 | 73.3248 | -55 | -55.1453 | -190.6599 | 190.6601 | -190.6599 | 190.6601 | 36.1623 | 136.5874 | 0 | 0 | 153.9 | 156.1989 | -177.9 | -183.2126 | -178.7 | -183.5464 | -183.4 | -188.2374 | -183.8 | -188.9468 | 393.7059 | 394.3375
2021-03-23 16:00 | -56 | -56.2228 | 37.346 | 40.2534 | 73.4454 | 74.3007 | -57 | -57.2189 | -193.8988 | 193.8995 | -193.8988 | 193.8995 | 38.2673 | 138.1529 | 0 | 0 | 154.2 | 156.7574 | -179.8 | -185.7108 | -181 | -186.3186 | -185.7 | -190.9388 | -185.2 | -190.6835 | 394.1253 | 394.9398
2021-03-23 16:30 | -56 | -56.3205 | 44.788 | 48.4116 | 77.3517 | 78.1697 | -56 | -56.3205 | -203.3595 | 203.3636 | -203.3595 | 203.3636 | 34.0872 | 154.502 | 0 | 0 | 156 | 158.582 | -182.6 | -188.2806 | -182.3 | -187.0532 | -186.7 | -191.4984 | -186.2 | -191.1006 | 394.6043 | 395.0119
2021-03-23 17:00 | -57 | -57 | 49.1113 | 50.7568 | 78.1496 | 78.3102 | -57 | -57 | -210.4611 | 210.6155 | -210.4611 | 210.6155 | 34.8308 | 149.7217 | 0 | 0 | 159 | 161.641 | -184.8 | -190.4391 | -182.5 | -187.2705 | -187.3 | -192.0835 | -187.2 | -192.0751 | 386.6559 | 387.3764
2021-03-23 17:30 | -52 | -52 | 60.3208 | 61.3301 | 71.4314 | 71.5027 | -51 | -51 | -203.3141 | 203.6122 | -203.3141 | 203.6122 | 29.2225 | 147.1292 | 0 | 0 | 158.4 | 160.4874 | -184.1 | -189.1464 | -181.8 | -186.6789 | -186.3 | -191.1756 | -186.3 | -191.4254 | 377.9377 | 378.8817
2021-03-23 18:00 | -45 | -45.0111 | 68.4436 | 69.1428 | 63.8191 | 63.9202 | -45 | -45.0111 | -191.7189 | 191.9946 | -191.7189 | 191.9946 | 30.3303 | 149.5928 | 0 | 0 | 158.4 | 160.7866 | -185.1 | -190.4679 | -182.8 | -187.7564 | -187.7 | -192.811 | -187.6 | -192.8056 | 362.9235 | 363.9276
2021-03-23 18:30 | -38 | -39.8497 | 75.5837 | 75.6058 | 57.9633 | 59.3219 | -37 | -38.6005 | -181.4076 | 183.2688 | -181.4076 | 183.2688 | 31.6211 | 116.6072 | 0 | 0 | 157.8 | 159.1519 | -183.9 | -187.7245 | -183.1 | -187.1039 | -187.4 | -191.334 | -187.1 | -191.1215 | 361.5732 | 362.6316
2021-03-23 19:00 | -30 | -32.311 | 80.4714 | 80.4734 | 55.3241 | 56.8315 | -30 | -32.311 | -174.5559 | 176.5122 | -174.5559 | 176.5122 | 31.4786 | 116.9559 | 0 | 0 | 156.9 | 158.3392 | -183.2 | -187.059 | -181.9 | -185.7051 | -186.6 | -190.4699 | -185.9 | -189.7876 | 351.4323 | 352.1679
2021-03-23 19:30 | -35 | -36.4006 | 78.9313 | 78.9317 | 55.4781 | 56.6876 | -34 | -35.4401 | -173.2919 | 174.6488 | -173.2919 | 174.6488 | 39.1693 | 119.2744 | 0 | 0 | 158.4 | 160.1191 | -182.8 | -187.0826 | -181.9 | -186.1182 | -186.8 | -190.9929 | -186.2 | -190.448 | 336.2876 | 337.301
2021-03-23 20:00 | -24 | -26 | 82.7066 | 82.7067 | 48.0163 | 49.3336 | -24 | -26 | -159.4168 | 160.5471 | -159.4168 | 160.5471 | 46.4736 | 126.6433 | 0 | 0 | 159 | 161.0796 | -184.6 | -189.6973 | -183 | -187.6687 | -187.4 | -192.0052 | -186.2 | -191.0333 | 323.2431 | 324.3012
2021-03-23 20:30 | -31 | -32.0156 | 77.5533 | 77.5536 | 48.6954 | 49.4086 | -31 | -32.0156 | -153.7019 | 154.3132 | -153.7019 | 154.3132 | 65.7724 | 141.2646 | 0 | 0 | 160.5 | 162.8052 | -188.3 | -193.9805 | -184.7 | -189.8737 | -189.4 | -194.4891 | -188.4 | -193.6302 | 306.4077 | 308.0047
2021-03-23 21:00 | -29 | -29.6142 | 71.7742 | 71.7756 | 50.2785 | 50.624 | -28 | -28.6356 | -154.7804 | 155.0451 | -154.7804 | 155.0451 | 84.5449 | 153.6536 | 0 | 0 | 170.4 | 173.2328 | -195.7 | -202.6456 | -190.9 | -197.0387 | -195.3 | -201.4019 | -194.1 | -200.4366 | 290.4656 | 292.0917
2021-03-23 21:30 | -33 | -33.3766 | 64.5047 | 64.5246 | 51.5884 | 51.7003 | -33 | -33.3766 | -159.6467 | 159.7097 | -159.6467 | 159.7097 | 103.7372 | 164.3305 | 0 | 0 | 168.6 | 171.4082 | -196.8 | -204.1006 | -190.6 | -196.8727 | -195.4 | -201.7205 | -195.4 | -202.1238 | 290.0324 | 292.205
2021-03-23 22:00 | -38 | -38.1182 | 56.3622 | 56.3856 | 54.6964 | 54.8081 | -39 | -39.1152 | -158.8307 | 158.8367 | -158.8307 | 158.8367 | 117.835 | 171.1185 | 0 | 0 | 168.6 | 171.1441 | -195.4 | -202.2523 | -190.2 | -196.2862 | -195.1 | -201.1835 | -194 | -200.4148 | 281.4601 | 285.7017
2021-03-23 22:30 | -30 | -30.0666 | 58.6423 | 58.6819 | 48.498 | 48.7077 | -30 | -30.0666 | -154.1364 | 154.1446 | -154.1364 | 154.1446 | 128.9994 | 177.83 | 0 | 0 | 163.2 | 165.9344 | -189.3 | -195.6902 | -183.5 | -189.2266 | -188.2 | -193.98 | -187.2 | -193.2165 | 283.3886 | 288.6315
2021-03-23 23:00 | -30 | -30.0666 | 56.4591 | 56.723 | 46.0226 | 46.2491 | -30 | -30.0666 | -153.9366 | 153.9487 | -153.9366 | 153.9487 | 134.1521 | 177.1182 | 0 | 0 | 163.5 | 166.4503 | -190.1 | -196.5148 | -182.7 | -188.5246 | -187.2 | -192.8647 | -187.2 | -193.4561 | 270.4472 | 279.4372
2021-03-23 23:30 | -25 | -25.0799 | 59.061 | 59.1397 | 42.1086 | 42.4918 | -26 | -26.0768 | -156.7696 | 156.7784 | -156.7696 | 156.7784 | 118.5259 | 166.3614 | 0 | 0 | 161.4 | 163.4967 | -188.2 | -193.7639 | -181.8 | -187.0959 | -186.4 | -191.7549 | -185.8 | -191.4337 | 268.8972 | 277.838
2021-03-24 | -25 | -25.02 | 56.2194 | 56.2877 | 42.1184 | 42.728 | -25 | -25.02 | -146.7278 | 146.7544 | -146.7278 | 146.7544 | 125.3625 | 174.3479 | 0 | 0 | 167.4 | 169.66 | -194.4 | -200.6774 | -187.1 | -192.7918 | -191.6 | -197.3282 | -190.8 | -196.8431 | 248.1499 | 257.2066
2021-03-24 00:30 | -29 | -29.0172 | 52.7631 | 52.9486 | 41.8705 | 42.5803 | -29 | -29 | -139.4472 | 139.5345 | -139.4472 | 139.5345 | 125.7851 | 174.162 | 0 | 0 | 167.4 | 170.0669 | -193.9 | -200.4188 | -185.7 | -191.5555 | -190.8 | -196.794 | -189.9 | -196.1449 | 235.2206 | 246.1321
2021-03-24 01:00 | -22 | -22.0227 | 54.6018 | 54.9011 | 37.1606 | 37.9274 | -23 | -23.0868 | -127.5955 | 127.7559 | -127.5955 | 127.7559 | 127.8935 | 177.0541 | 0 | 0 | 167.7 | 170.4153 | -194.9 | -201.7434 | -187.4 | -193.4496 | -191.9 | -197.9831 | -190.9 | -197.3901 | 224.1548 | 235.1608
2021-03-24 01:30 | -24 | -24.0208 | 53.1149 | 53.4345 | 38.2079 | 38.915 | -25 | -25.02 | -128.7155 | 128.8392 | -128.7155 | 128.8392 | 136.3902 | 185.321 | 0 | 0 | 169.5 | 172.7982 | -196.1 | -204.7833 | -187.7 | -195.2581 | -192 | -199.5579 | -192.6 | -200.604 | 216.6935 | 226.2773
2021-03-24 02:00 | -26 | -26.0768 | 51.641 | 52.0308 | 39.1987 | 39.8593 | -26 | -26.0768 | -127.8492 | 128.023 | -127.8492 | 128.023 | 135.758 | 186.4163 | 0 | 0 | 167.1 | 171.5229 | -194.4 | -204.6328 | -186.1 | -195.2286 | -190.8 | -200.0116 | -188.9 | -198.4436 | 208.3772 | 218.2739
2021-03-24 02:30 | -15 | -15.1327 | 57.5922 | 58.1896 | 31.3493 | 31.9833 | -15 | -15.2971 | -114.8345 | 114.9837 | -114.8345 | 114.9837 | 142.8987 | 192.0567 | 0 | 0 | 167.7 | 172.1752 | -195 | -205.1407 | -186.1 | -195.2589 | -190.3 | -199.5347 | -189.6 | -199.2018 | 207.1568 | 217.428
2021-03-24 03:00 | -12 | -12.6491 | 62.3011 | 63.0413 | 27.3943 | 27.8244 | -12 | -12.6491 | -108.9662 | 109.0968 | -108.9662 | 109.0968 | 143.7417 | 194.0029 | 0 | 0 | 168.3 | 173.3891 | -195.2 | -207.0697 | -186.2 | -196.7946 | -190.6 | -201.4089 | -189.8 | -200.9807 | 202.7432 | 212.1669
2021-03-24 03:30 | -13 | -13.1529 | 59.3903 | 59.8184 | 31.3929 | 31.9768 | -14 | -14.3178 | -112.3634 | 112.4462 | -112.3634 | 112.4462 | 139.0951 | 190.8481 | 0 | 0 | 168 | 173.4615 | -195.9 | -207.6632 | -186.8 | -197.298 | -191.4 | -202.0077 | -190.7 | -201.7655 | 200.7464 | 209.6658
2021-03-24 04:00 | -16 | -16.2788 | 58.8616 | 59.4836 | 33.1687 | 33.546 | -16 | -16.2788 | -112.9547 | 112.9598 | -112.9547 | 112.9598 | 135.0236 | 185.0585 | 0 | 0 | 168.6 | 173.6803 | -195.9 | -207.3664 | -186.8 | -197.1057 | -191.2 | -201.7224 | -190.4 | -201.2865 | 214.5359 | 223.4467
2021-03-24 04:30 | -9 | -10.2956 | 69.8836 | 70.2594 | 26.5015 | 26.8509 | -10 | -11.1803 | -103.7398 | 103.7455 | -103.7398 | 103.7455 | 122.3444 | 176.4968 | 0 | 0 | 168.3 | 173.0345 | -196.2 | -207.0035 | -187.3 | -197.1384 | -191.7 | -201.7556 | -191 | -201.4687 | 213.1262 | 221.7291
2021-03-24 05:00 | -14 | -15.2315 | 69.3647 | 69.5808 | 33.9947 | 34.6492 | -14 | -15.6525 | -118.2757 | 118.4574 | -118.2757 | 118.4574 | 111.2985 | 166.7369 | 0 | 0 | 168.9 | 173.2102 | -195.4 | -205.8966 | -186.8 | -196.4456 | -191.5 | -201.1298 | -190.9 | -200.6471 | 227.147 | 233.6316
2021-03-24 05:30 | -15 | -17.4929 | 76.1969 | 76.2764 | 36.0763 | 37.5483 | -15 | -17.4929 | -129.5764 | 130.2621 | -129.5764 | 130.2621 | 93.7806 | 150.414 | 0 | 0 | 167.1 | 170.5639 | -195.3 | -203.6169 | -188 | -195.852 | -192.5 | -200.412 | -191.8 | -200.0621 | 264.4966 | 267.3044
2021-03-24 06:00 | -20 | -22.8254 | 76.7975 | 76.8246 | 43.4159 | 45.4034 | -20 | -22.8254 | -146.7054 | 148.1355 | -146.7054 | 148.1355 | 79.689 | 122.8099 | 0 | 0 | 166.2 | 168.2369 | -192.6 | -198.2518 | -188.3 | -193.7427 | -193 | -198.4294 | -192.1 | -197.8137 | 297.9655 | 302.1051
2021-03-24 06:30 | -4 | -9.8489 | 101.8172 | 102.2825 | 25.8283 | 28.9379 | -4 | -9.8489 | -123.8214 | 125.7437 | -123.8214 | 125.7437 | 54.0801 | 105.2629 | 0 | 0 | 163.2 | 164.3967 | -190.4 | -194.2347 | -188.1 | -191.7432 | -192.9 | -196.6266 | -191.9 | -195.8628 | 321.2747 | 323.9553
2021-03-24 07:00 | -8 | -8.544 | 93.4633 | 94.8076 | 34.8803 | 35.243 | -7 | -7.6158 | -140.2655 | 140.7515 | -140.2655 | 140.7515 | 37.6256 | 105.5966 | 0 | 0 | 162.3 | 163.653 | -189.4 | -193.516 | -187.1 | -190.9398 | -192.2 | -196.1568 | -191.3 | -195.4167 | 337.3603 | 338.0647
2021-03-24 07:30 | -6 | -6.7082 | 95.9728 | 97.0453 | 31.5326 | 31.9984 | -7 | -7.6158 | -120.8473 | 122.0734 | -120.8473 | 122.0734 | 28.9601 | 98.5732 | 0 | 0 | 164.4 | 165.7358 | -191.1 | -195.3153 | -188.6 | -192.4895 | -193 | -196.7635 | -192.7 | -196.6667 | 326.9434 | 327.4099
2021-03-24 08:00 | -12 | -12.3693 | 91.3007 | 92.3667 | 34.177 | 34.6732 | -11 | -11.4018 | -138.4267 | 139.1859 | -138.4267 | 139.1859 | 31.0912 | 99.9367 | 0 | 0 | 164.1 | 165.3632 | -190 | -194.0625 | -187.2 | -190.9782 | -191.7 | -195.5082 | -191 | -194.921 | 339.535 | 340.0254
2021-03-24 08:30 | -10 | -11.1803 | 87.3736 | 88.1485 | 31.2859 | 31.8349 | -10 | -10.7703 | -144.4349 | 145.0607 | -144.4349 | 145.0607 | 31.4527 | 102.3468 | 0 | 0 | 165 | 166.0789 | -191.7 | -195.1588 | -190 | -193.3991 | -194.8 | -198.2455 | -194.3 | -197.8668 | 349.7285 | 349.96
2021-03-24 09:00 | -17 | -17.1172 | 76.995 | 78.1857 | 40.1242 | 40.2537 | -18 | -18.1108 | -155.0889 | 155.3086 | -155.0889 | 155.3086 | 25.2497 | 91.9973 | 0 | 0 | 162.3 | 163.5033 | -188.8 | -192.4687 | -186.7 | -190.7095 | -191.5 | -195.5112 | -190.7 | -194.8089 | 348.362 | 349.3465
2021-03-24 09:30 | -24 | -24.0832 | 76.1125 | 77.5484 | 43.9215 | 44.0118 | -24 | -24.0832 | -153.0768 | 153.2776 | -153.0768 | 153.2776 | 31.3993 | 95.2704 | 0 | 0 | 161.1 | 162.1702 | -189.8 | -193.3346 | -187.3 | -191.1358 | -192.2 | -196.097 | -191.6 | -195.6293 | 352.0334 | 353.0354
2021-03-24 10:00 | -21 | -21.0238 | 65.7624 | 67.0413 | 41.0883 | 41.4002 | -21 | -21.0238 | -143.2352 | 143.4292 | -143.2352 | 143.4292 | 37.8785 | 101.6888 | 0 | 0 | 160.2 | 161.456 | -188.1 | -191.8605 | -186.5 | -190.4729 | -191.4 | -195.4132 | -190.6 | -194.7316 | 346.2576 | 347.3022
2021-03-24 10:30 | -21 | -21 | 54.8309 | 56.0787 | 36.869 | 37.5112 | -21 | -21 | -146.1749 | 146.3048 | -146.1749 | 146.3048 | 39.4348 | 101.0986 | 0 | 0 | 161.1 | 162.4245 | -187.9 | -191.8641 | -185 | -189.1908 | -189.5 | -193.7795 | -189.1 | -193.4725 | 337.3164 | 338.2197
2021-03-24 11:00 | -30 | -30 | 46.1011 | 47.6734 | 46.7776 | 47.2296 | -31 | -31 | -163.0056 | 163.0977 | -163.0056 | 163.0977 | 34.0054 | 92.2877 | 0 | 0 | 140.7 | 142.2146 | -165.4 | -168.1345 | -164.9 | -168.0336 | -168.8 | -171.9763 | -168.6 | -171.935 | 368.3883 | 369.647
2021-03-24 11:30 | -21 | -21 | 53.3925 | 54.732 | 39.4802 | 40.0472 | -20 | -20 | -153.4088 | 153.4807 | -153.4088 | 153.4807 | 38.9912 | 95.4865 | 0 | 0 | 136.8 | 138.3127 | -159.4 | -162.0525 | -160.8 | -163.8756 | -165.4 | -168.5821 | -164.4 | -167.6205 | 377.4523 | 379.0152
2021-03-24 12:00 | -29 | -29 | 46.2666 | 47.6782 | 45.582 | 46.0543 | -29 | -29.0172 | -148.8512 | 148.9571 | -148.8512 | 148.9571 | 54.6252 | 105.9248 | 0 | 0 | 153 | 154.3147 | -180 | -183.4673 | -178.8 | -182.6256 | -183.7 | -187.5286 | -182.7 | -186.5897 | 358.4232 | 359.991
2021-03-24 12:30 | -30 | -30.4138 | 35.2567 | 36.033 | 54.2825 | 54.3148 | -30 | -30.8058 | -163.6888 | 164.1893 | -163.6888 | 164.1893 | 62.8331 | 114.9852 | 0 | 0 | 161.7 | 163.2995 | -189.3 | -193.8719 | -186.6 | -191.4679 | -191.3 | -196.3398 | -190.7 | -195.8916 | 355.3238 | 356.691
2021-03-24 13:00 | -46 | -46.1736 | 43.0509 | 44.6178 | 63.7135 | 63.755 | -45 | -45.1774 | -177.366 | 177.9841 | -177.366 | 177.9841 | 65.6237 | 114.7177 | 0 | 0 | 159 | 160.4203 | -185.8 | -189.332 | -185.2 | -189.1188 | -190.1 | -194.1808 | -189.4 | -193.5366 | 369.2623 | 370.3008
2021-03-24 13:30 | -41 | -41.1947 | 40.0438 | 41.1285 | 60.3548 | 60.3666 | -41 | -41.1947 | -173.2343 | 173.6704 | -173.2343 | 173.6704 | 55.2044 | 110.6092 | 0 | 0 | 156.9 | 158.5051 | -185.3 | -189.237 | -183.2 | -187.4099 | -187.9 | -192.1941 | -187.4 | -191.761 | 359.8982 | 360.7075
2021-03-24 14:00 | -48 | -48.0416 | 33.5406 | 34.8503 | 63.7303 | 63.7772 | -47 | -47.0425 | -172.6628 | 172.9721 | -172.6628 | 172.9721 | 56.3066 | 112.7699 | 0 | 0 | 159.9 | 161.7723 | -187.2 | -191.6632 | -185.5 | -190.0202 | -190.2 | -194.8253 | -189.7 | -194.4683 | 366.8567 | 367.7621
2021-03-24 14:30 | -36 | -36.1248 | 41.8231 | 42.8511 | 59.634 | 59.6528 | -36 | -36.2215 | -176.8504 | 177.1766 | -176.8504 | 177.1766 | 72.5986 | 119.2874 | 0 | 0 | 161.7 | 163.2995 | -189.1 | -193.4172 | -186.2 | -190.6821 | -190.7 | -195.2918 | -189.8 | -194.5001 | 341.4114 | 343.37
2021-03-24 15:00 | -42 | -42.0476 | 40.4293 | 41.1804 | 58.6835 | 58.7015 | -42 | -42.107 | -182.0347 | 182.3896 | -182.0347 | 182.3896 | 55.7192 | 122.7455 | 0 | 0 | 161.4 | 163.1746 | -186.8 | -190.9306 | -184.1 | -188.1031 | -188 | -191.9986 | -187.8 | -191.8588 | 346.3539 | 347.5793
2021-03-24 15:30 | -41 | -41.1096 | 51.1911 | 52.5054 | 61.0799 | 61.1062 | -41 | -41.1947 | -182.9316 | 183.4201 | -182.9316 | 183.4201 | 46.0844 | 118.8267 | 0 | 0 | 151.5 | 153.3426 | -177.9 | -181.83 | -176.3 | -180.0998 | -180.1 | -183.922 | -180.6 | -184.6165 | 379.1568 | 380.2676
2021-03-24 16:00 | -49 | -49.0408 | 50.4513 | 52.5737 | 73.1764 | 73.1777 | -48 | -48.0416 | -199.1617 | 199.5046 | -199.1617 | 199.5046 | 36.0461 | 111.684 | 0 | 0 | 149.7 | 151.3814 | -175.3 | -178.9383 | -173.5 | -177.1348 | -178 | -181.7037 | -177.5 | -181.3153 | 387.1349 | 388.4036
2021-03-24 16:30 | -53 | -53.0094 | 47.3556 | 50.0292 | 76.8981 | 76.913 | -53 | -53.0094 | -206.9136 | 207.0965 | -206.9136 | 207.0965 | 24.5564 | 111.5541 | 0 | 0 | 153.3 | 154.8564 | -178.1 | -181.842 | -178.4 | -182.0756 | -182.7 | -186.4887 | -182.1 | -186.0226 | 396.7451 | 397.6743
2021-03-24 17:00 | -51 | -51.0392 | 58.4911 | 58.9242 | 70.5086 | 70.5459 | -52 | -52.0865 | -198.8856 | 199.0932 | -198.8856 | 199.0932 | 9.0527 | 111.2977 | 0 | 0 | 153.3 | 155.214 | -177.9 | -182.0395 | -179.3 | -183.3659 | -183.5 | -187.5779 | -183.5 | -187.7243 | 378.8336 | 380.0042
2021-03-24 17:30 | -41 | -41.0488 | 64.131 | 64.5316 | 63.259 | 63.3499 | -40 | -40.05 | -194.1266 | 194.3151 | -194.1266 | 194.3151 | 29.9735 | 130.5242 | 0 | 0 | 165 | 167.0515 | -193.1 | -198.3652 | -190.7 | -195.1421 | -195.6 | -200.0794 | -194.8 | -199.2846 | 361.1814 | 361.5887
2021-03-24 18:00 | -45 | -45.0444 | 61.5795 | 62.7693 | 68.0957 | 68.4749 | -45 | -45.0111 | -202.3955 | 202.4017 | -202.3955 | 202.4017 | 22.8135 | 126.0905 | 0 | 0 | 165.6 | 168.0346 | -193.5 | -199.221 | -190.6 | -195.3683 | -195.5 | -200.3028 | -194.7 | -199.654 | 341.5996 | 342.0757
2021-03-24 18:30 | -52 | -52 | 57.4758 | 58.2855 | 74.159 | 74.2701 | -52 | -52 | -207.6189 | 207.734 | -207.6189 | 207.734 | 26.7268 | 119.9451 | 0 | 0 | 166.5 | 168.3962 | -193.2 | -198.6239 | -190 | -194.4369 | -194.3 | -198.7664 | -193.9 | -198.546 | 333.2931 | 333.7396
2021-03-24 19:00 | -58 | -58 | 56.213 | 57.3373 | 77.927 | 77.969 | -57 | -57 | -205.866 | 206.1566 | -205.866 | 206.1566 | 31.4163 | 119.9997 | 0 | 0 | 165.9 | 168.0348 | -191.8 | -196.9399 | -189.9 | -194.1083 | -194.6 | -198.8516 | -193.4 | -197.7606 | 324.3844 | 324.9473
2021-03-24 19:30 | -61 | -61.0082 | 51.3532 | 52.2043 | 81.8798 | 81.8827 | -61 | -61 | -204.2733 | 204.8902 | -204.2733 | 204.8902 | 41.1691 | 131.7158 | 0 | 0 | 166.5 | 168.8214 | -192.2 | -198.176 | -189.7 | -194.4683 | -193.4 | -198.1226 | -192.2 | -196.9951 | 324.9918 | 325.8593
2021-03-24 20:00 | -55 | -55.7315 | 50.2604 | 53.6482 | 79.6919 | 80.5288 | -55 | -55.5788 | -202.128 | 202.187 | -202.128 | 202.187 | 52.6201 | 133.4679 | 0 | 0 | 166.5 | 169.1282 | -191.9 | -198.1814 | -187.7 | -192.5848 | -192.2 | -197.1276 | -191.7 | -196.7746 | 320.1795 | 321.1682
2021-03-24 20:30 | -69 | -69.4622 | 39.617 | 43.5222 | 85.7558 | 86.7645 | -67 | -67.4759 | -203.9156 | 204.0978 | -203.9156 | 204.0978 | 74.6842 | 141.8685 | 0 | 0 | 167.1 | 169.068 | -194.3 | -199.671 | -189 | -193.9414 | -193.9 | -198.8962 | -193.2 | -198.2811 | 321.7035 | 323.4524
2021-03-24 21:00 | -65 | -65.7647 | 34.1885 | 38.0183 | 84.3087 | 85.7064 | -65 | -65.6201 | -198.4963 | 198.9299 | -198.4963 | 198.9299 | 84.8569 | 146.5117 | 0 | 0 | 165.9 | 168.1802 | -193.7 | -199.3678 | -189.1 | -194.2197 | -193.8 | -199.0012 | -193.3 | -198.7212 | 303.8465 | 307.2108
2021-03-24 21:30 | -64 | -64.3817 | 33.6679 | 36.2225 | 80.4418 | 81.7458 | -63 | -63.3877 | -191.1969 | 191.5343 | -191.1969 | 191.5343 | 95.7411 | 155.272 | 0 | 0 | 163.2 | 165.3697 | -190.9 | -196.2902 | -185.6 | -190.6067 | -190.2 | -195.2005 | -189.5 | -194.7236 | 299.2303 | 303.4571
2021-03-24 22:00 | -59 | -59.6825 | 29.3898 | 31.8062 | 79.1391 | 80.8443 | -59 | -59.6825 | -185.072 | 185.7408 | -185.072 | 185.7408 | 101.3869 | 155.7784 | 0 | 0 | 164.1 | 166.2579 | -191.3 | -196.9891 | -185.1 | -190.1427 | -189.8 | -194.8495 | -189.1 | -194.4503 | 266.3625 | 272.6777
2021-03-24 22:30 | -67 | -67.897 | 21.5992 | 25.1389 | 82.2266 | 84.4637 | -67 | -67.897 | -189.64 | 190.3656 | -189.64 | 190.3656 | 115.9064 | 163.3921 | 0 | 0 | 165.3 | 167.638 | -195 | -200.8447 | -187.9 | -193.1437 | -192 | -197.2716 | -190.1 | -195.4461 | 255.5815 | 262.5943
2021-03-24 23:00 | -66 | -66.7533 | 21.2446 | 23.3218 | 79.1806 | 81.2814 | -67 | -67.7422 | -186.1043 | 186.6906 | -186.1043 | 186.6906 | 129.6463 | 172.5652 | 0 | 0 | 167.4 | 169.6115 | -193.4 | -199.1955 | -186.5 | -191.7355 | -190.6 | -195.8862 | -189.8 | -195.342 | 257.2635 | 266.4401
2021-03-24 23:30 | -66 | -66.9104 | 21.9524 | 24.4062 | 77.6041 | 79.7342 | -67 | -67.7422 | -193.6499 | 194.0422 | -193.6499 | 194.0422 | 116.8327 | 166.3534 | 0 | 0 | 166.5 | 168.3516 | -194.9 | -200.3703 | -187.5 | -192.5935 | -191 | -196.1381 | -190.2 | -195.5666 | 270.4627 | 279.0966
2021-03-25 | -61 | -61.4003 | 19.2337 | 20.3374 | 75.4546 | 77.2803 | -60 | -60.531 | -180.9676 | 181.4435 | -180.9676 | 181.4435 | 117.826 | 165.501 | 0 | 0 | 166.2 | 167.8813 | -193.5 | -198.4395 | -185.5 | -190.2174 | -189.5 | -194.2953 | -189.3 | -194.2561 | 252.1857 | 266.0365
2021-03-25 00:30 | -60 | -60.531 | 17.4908 | 18.3725 | 73.9519 | 75.7713 | -61 | -61.4003 | -171.9735 | 172.4481 | -171.9735 | 172.4481 | 116.7625 | 164.0229 | 0 | 0 | 167.7 | 169.6277 | -195.2 | -200.3423 | -186.4 | -191.0862 | -191.1 | -195.9662 | -190.1 | -195.2051 | 231.9483 | 245.6099
2021-03-25 01:00 | -76 | -77.1038 | -1.0113 | 11.3115 | 91.4978 | 93.9462 | -76 | -77.1038 | -194.1668 | 195.313 | -194.1668 | 195.313 | 113.6598 | 160.6026 | 0 | 0 | 167.4 | 169.4689 | -193.9 | -199.3744 | -185.6 | -190.471 | -190.2 | -195.111 | -189.1 | -194.3114 | 219.5704 | 233.7139
2021-03-25 01:30 | -66 | -66.9104 | 9.564 | 12.2417 | 79.6024 | 81.7433 | -68 | -68.884 | -176.727 | 177.5159 | -176.727 | 177.5159 | 114.1731 | 163.8658 | 0 | 0 | 163.5 | 166.1756 | -190.8 | -196.9171 | -181.5 | -186.8518 | -185.2 | -190.4754 | -184.5 | -190.1238 | 208.8103 | 224.2798
2021-03-25 02:00 | -68 | -68.469 | 11.3911 | 12.622 | 76.7971 | 78.7352 | -66 | -66.6108 | -169.5356 | 170.2243 | -169.5356 | 170.2243 | 123.096 | 169.8509 | 0 | 0 | 168.9 | 170.8141 | -195.2 | -200.9912 | -184.4 | -189.5768 | -189.6 | -194.867 | -188.7 | -194.2259 | 199.1959 | 217.2203
2021-03-25 02:30 | -59 | -59.6825 | 14.2762 | 15.3962 | 73.2007 | 75.4373 | -59 | -59.5399 | -161.7513 | 162.5474 | -161.7513 | 162.5474 | 126.7943 | 173.8561 | 0 | 0 | 168 | 170.2037 | -195.4 | -201.2331 | -185.8 | -191.0547 | -190.1 | -195.4461 | -189.6 | -195.1714 | 194.051 | 211.8329
2021-03-25 03:00 | -60 | -60.2993 | 17.7469 | 17.9191 | 70.3756 | 71.8445 | -60 | -60.208 | -158.6255 | 159.0052 | -158.6255 | 159.0052 | 131.6756 | 177.283 | 0 | 0 | 168.9 | 170.5966 | -196 | -201.212 | -185.8 | -190.7109 | -189.8 | -194.8108 | -188.8 | -194.0425 | 201.9602 | 226.9261
2021-03-25 03:30 | -59 | -59.4138 | 15.7078 | 16.6766 | 74.4041 | 76.2157 | -58 | -58.4209 | -164.6469 | 165.2966 | -164.6469 | 165.2966 | 115.3994 | 167.0359 | 0 | 0 | 151.8 | 153.7327 | -177 | -181.3794 | -169.5 | -173.7293 | -173.4 | -177.6661 | -172.9 | -177.4441 | 225.2656 | 249.5587
2021-03-25 04:00 | -56 | -56.2228 | 24.0318 | 24.3991 | 67.3622 | 69.1349 | -56 | -56.2228 | -153.4659 | 153.9562 | -153.4659 | 153.9562 | 128.1324 | 175.623 | 0 | 0 | 163.5 | 165.0821 | -192.1 | -196.6592 | -183 | -187.493 | -187.5 | -192.0811 | -187.2 | -192.0304 | 219.2597 | 244.044
2021-03-25 04:30 | -56 | -56.1427 | 20.5952 | 21.1584 | 74.181 | 75.3862 | -57 | -57.2189 | -167.2002 | 167.4162 | -167.2002 | 167.4162 | 123.2337 | 171.9968 | 0 | 0 | 167.1 | 168.5682 | -194.7 | -199.3273 | -185.5 | -190.1953 | -190.2 | -194.9561 | -189.3 | -194.4211 | 230.1335 | 251.9269
2021-03-25 05:00 | -56 | -56.0803 | 29.5318 | 30.0321 | 70.8487 | 71.7118 | -56 | -56.0803 | -169.9049 | 169.9863 | -169.9049 | 169.9863 | 115.7883 | 165.6631 | 0 | 0 | 167.1 | 168.3773 | -194.4 | -198.5536 | -187.1 | -191.412 | -191.6 | -195.9586 | -190.2 | -194.6962 | 254.1562 | 272.9437
2021-03-25 05:30 | -62 | -62.0725 | 29.5239 | 31.366 | 81.8194 | 82.3559 | -62 | -62.0322 | -187.2961 | 187.2966 | -187.2961 | 187.2966 | 109.4492 | 156.0189 | 0 | 0 | 166.5 | 167.1477 | -195.3 | -198.1523 | -188.3 | -191.6172 | -192.9 | -196.3414 | -192.2 | -195.7669 | 295.647 | 308.502
2021-03-25 06:00 | -70 | -70.1142 | 32.7033 | 35.1154 | 89.4416 | 89.8493 | -68 | -68.1175 | -206.6355 | 206.6624 | -206.6355 | 206.6624 | 75.7416 | 135.4733 | 0 | 0 | 165 | 166.0789 | -192.3 | -195.9223 | -187.2 | -190.6113 | -192.2 | -195.6165 | -191 | -194.5508 | 319.9633 | 326.4703
2021-03-25 06:30 | -68 | -68.3593 | 36.1757 | 41.3777 | 90.2848 | 91.1244 | -69 | -69.3542 | -214.8401 | 214.8425 | -214.8401 | 214.8425 | 48.43 | 132.5493 | 0 | 0 | 164.1 | 165.1848 | -191.3 | -194.8834 | -187.9 | -191.2056 | -192.4 | -195.7944 | -191.7 | -195.276 | 335.1034 | 338.9099
2021-03-25 07:00 | -63 | -63.3877 | 41.3072 | 46.0476 | 87.652 | 88.4568 | -63 | -63.2851 | -209.6568 | 209.6571 | -209.6568 | 209.6571 | 31.3557 | 125.0962 | 0 | 0 | 163.2 | 164.3609 | -191.5 | -195.3515 | -187.9 | -191.3176 | -192.9 | -196.3601 | -192.3 | -195.8083 | 314.8358 | 317.2913
2021-03-25 07:30 | -64 | -64.195 | 42.5558 | 45.6999 | 84.0764 | 84.639 | -64 | -64.1249 | -203.4241 | 203.4709 | -203.4241 | 203.4709 | 24.1342 | 117.3978 | 0 | 0 | 162.3 | 163.1065 | -188.4 | -191.3727 | -185.2 | -188.0186 | -190.2 | -193.215 | -189.1 | -192.2035 | 317.3835 | 320.0597
2021-03-25 08:00 | -68 | -68.0074 | 38.7258 | 39.7464 | 87.0871 | 87.1025 | -70 | -70.0071 | -206.6991 | 207.5424 | -206.6991 | 207.5424 | 17.9578 | 110.0066 | 0 | 0 | 162 | 163.0988 | -186.9 | -190.2563 | -184.7 | -187.4687 | -189.5 | -192.3348 | -189 | -191.9285 | 346.1838 | 346.2805
2021-03-25 08:30 | -75 | -75.0067 | 25.6418 | 28.1067 | 92.8926 | 93.0237 | -74 | -74 | -212.8098 | 213.0595 | -212.8098 | 213.0595 | 7.157 | 118.762 | 0 | 0 | 161.4 | 162.9196 | -188 | -192.2082 | -185.3 | -188.4478 | -189.3 | -192.4541 | -189.4 | -192.6432 | 338.7661 | 338.7802
2021-03-25 09:00 | -86 | -86.209 | 7.8999 | 18.8247 | 104.9425 | 105.3372 | -86 | -86.209 | -223.3495 | 223.4053 | -223.3495 | 223.4053 | -3.5796 | 120.6983 | 0 | 0 | 161.7 | 163.7929 | -186.8 | -192.3327 | -183.1 | -187.1812 | -187.2 | -191.0778 | -186.6 | -190.5709 | 299.3682 | 299.414
2021-03-25 09:30 | -107 | -108.2589 | -12.8556 | 36.9574 | 127.7659 | 129.7599 | -106 | -108.2589 | -245.8864 | 246.6582 | -245.8864 | 246.6582 | 12.0604 | 118.2032 | 0 | 0 | 163.5 | 165.4766 | -191.5 | -196.8775 | -185.9 | -189.7241 | -190.5 | -194.3317 | -190.2 | -194.1172 | 295.8313 | 295.8317
2021-03-25 10:00 | -110 | -108.0463 | -26.2253 | 36.3849 | 125.5352 | 126.9057 | -110 | -109.1787 | -243.129 | 243.438 | -243.129 | 243.438 | 8.4436 | 116.6112 | 0 | 0 | 164.1 | 166.3064 | -191.5 | -197.0176 | -187.7 | -191.5677 | -192 | -195.9608 | -191.3 | -195.275 | 303.9235 | 303.9693
2021-03-25 10:30 | -106 | -106.7942 | -22.5211 | 32.4818 | 125.3536 | 126.3963 | -106 | -107.912 | -245.7163 | 245.8507 | -245.7163 | 245.8507 | 17.7079 | 114.4251 | 0 | 0 | 157.8 | 159.1912 | -182.4 | -186.215 | -179.4 | -182.7631 | -183.8 | -187.1969 | -183.1 | -186.6055 | 307.6514 | 307.6549
2021-03-25 11:00 | -98 | -98.5089 | -22.3448 | 26.7391 | 107.8639 | 108.6846 | -98 | -98.4124 | -226.1085 | 226.1086 | -226.1085 | 226.1086 | 10.8314 | 110.3255 | 0 | 0 | 150 | 151.0058 | -172.9 | -175.2658 | -172.3 | -174.7735 | -175.9 | -178.3897 | -175.2 | -177.7499 | 310.3143 | 310.8935
2021-03-25 11:30 | -90 | -92.4392 | -26.9943 | 30.7004 | 102.8207 | 103.986 | -91 | -91.444 | -219.5238 | 219.5396 | -219.5238 | 219.5396 | 14.284 | 111.9906 | 0 | 0 | 139.8 | 141.3242 | -164.9 | -167.7517 | -164.2 | -166.6209 | -167.7 | -170.172 | -167.6 | -170.1764 | 313.4174 | 313.9952
2021-03-25 12:00 | -85 | -85.4751 | -7.2342 | 16.571 | 95.5247 | 96.5846 | -84 | -84.5931 | -207.1097 | 207.1152 | -207.1097 | 207.1152 | -3.8399 | 108.3554 | 0 | 0 | 121.8 | 123.5971 | -143.8 | -145.9399 | -144.8 | -146.9084 | -148.6 | -150.7216 | -147.3 | -149.577 | 307.4677 | 308.3663
2021-03-25 12:30 | -99 | -99.6092 | -23.3868 | 27.9487 | 108.8553 | 109.7762 | -98 | -98.5089 | -220.7997 | 220.8379 | -220.7997 | 220.8379 | 7.5489 | 103.5675 | 0 | 0 | 111.3 | 112.5164 | -131.2 | -132.3357 | -133.2 | -134.5342 | -136.5 | -137.8577 | -136.1 | -137.5041 | 351.8037 | 352.9023
2021-03-25 13:00 | -97 | -97.1288 | -18.177 | 22.0729 | 108.2443 | 108.6915 | -96 | -96.1301 | -223.8259 | 223.8845 | -223.8259 | 223.8845 | 4.7967 | 108.941 | 0 | 0 | 109.8 | 111.0778 | -130 | -131.081 | -133 | -134.3221 | -136.4 | -137.7447 | -136.1 | -137.4616 | 377.6062 | 378.895
2021-03-25 13:30 | -75 | -77.026 | -3.5192 | 9.6852 | 88.5303 | 88.9993 | -75 | -77.026 | -195.6452 | 195.7796 | -195.6452 | 195.7796 | -10.8774 | 117.1006 | 0 | 0 | 110.7 | 112.0129 | -131.5 | -133.1193 | -134.1 | -135.6511 | -137.5 | -139.14 | -136.9 | -138.578 | 368.6027 | 369.1527
2021-03-25 14:00 | -102 | -102.3132 | -18.5959 | 24.829 | 117.9017 | 118.4411 | -102 | -102.2399 | -237.2611 | 237.2705 | -237.2611 | 237.2705 | -4.0218 | 111.3452 | 0 | 0 | 110.1 | 111.6105 | -128.8 | -130.2678 | -135.2 | -136.7007 | -138.6 | -140.2214 | -138.5 | -140.083 | 398.1975 | 398.8096
2021-03-25 14:30 | -97 | -92.1954 | -4.0011 | 16.7213 | 114.2713 | 114.7035 | -97 | -93.1933 | -230.9016 | 230.9439 | -230.9016 | 230.9439 | -1.3284 | 114.8821 | 0 | 0 | 108.9 | 110.6321 | -128.1 | -129.5309 | -133.8 | -135.3613 | -137.5 | -139.0494 | -137.3 | -138.9271 | 411.9397 | 413.0863
2021-03-25 15:00 | -93 | -93.4345 | -17.1946 | 21.97 | 107.1711 | 107.9958 | -92 | -92.4392 | -214.7446 | 214.7476 | -214.7446 | 214.7476 | -16.3012 | 117.9637 | 85.5 | 87.4998 | 87.9 | 89.8464 | -109.9 | -110.8394 | -120.6 | -121.8345 | -124.5 | -125.8088 | -123.3 | -124.5782 | 443.4753 | 444.6029
2021-03-25 15:30 | -91 | -91.2688 | -15.6887 | 18.3393 | 104.96 | 105.5362 | -91 | -91.351 | -214.9302 | 214.9409 | -214.9302 | 214.9409 | -7.9515 | 106.9452 | 87.9 | 90.4439 | 89.1 | 91.4729 | -111.6 | -113.173 | -120.3 | -121.8862 | -123.1 | -124.6822 | -123.6 | -125.2398 | 413.606 | 414.9589
2021-03-25 16:00 | -86 | -86.0058 | -6.2668 | 8.2027 | 99.6922 | 99.9698 | -86 | -86.0058 | -211.2277 | 211.3367 | -211.2277 | 211.3367 | -13.106 | 103.4314 | 87.3 | 89.5172 | 86.7 | 88.9994 | -110.4 | -111.5497 | -118.2 | -119.6236 | -121.3 | -122.8416 | -121 | -122.4982 | 413.2589 | 415.0739
2021-03-25 16:30 | -81 | -81 | 10.0835 | 10.5059 | 94.8996 | 94.9375 | -80 | -80 | -205.9972 | 206.4251 | -205.9972 | 206.4251 | -0.44243 | 99.9111 | 87.6 | 89.4911 | 88.5 | 90.2526 | -112.1 | -112.7752 | -120 | -121.1291 | -123.6 | -124.791 | -123.3 | -124.4367 | 442.3186 | 444.2709
2021-03-25 17:00 | -72 | -72.111 | 20.2046 | 20.2523 | 86.3247 | 86.3439 | -71 | -71.0634 | -202.1603 | 202.8377 | -202.1603 | 202.8377 | -4.6102 | 104.9034 | 88.5 | 90.312 | 88.5 | 90.2526 | -112.2 | -113.185 | -122.7 | -124.072 | -125.7 | -127.0251 | -125.7 | -127.1278 | 446.3033 | 448.0959
2021-03-25 17:30 | -54 | -54.037 | 41.553 | 42.1004 | 71.5568 | 71.9766 | -54 | -54.0093 | -185.5287 | 185.6358 | -185.5287 | 185.6358 | -19.1765 | 99.6605 | 88.8 | 90.4887 | 88.2 | 89.8424 | -112.5 | -113.2486 | -122.1 | -123.2233 | -125.1 | -126.2498 | -124.8 | -126.0516 | 431.3896 | 433.1952
2021-03-25 18:00 | -40 | -40.1995 | 66.8011 | 66.839 | 57.9664 | 57.9825 | -39 | -39.2046 | -166.532 | 167.2114 | -166.532 | 167.2114 | -14.7855 | 96.8973 | 87.9 | 89.4911 | 88.2 | 89.7241 | -111 | -111.6576 | -122.5 | -123.674 | -125.7 | -126.7319 | -125.4 | -126.5741 | 450.6323 | 452.3404
2021-03-25 18:30 | -22 | -23.0868 | 88.5696 | 88.5697 | 41.6974 | 42.5685 | -19 | -21.0238 | -140.2877 | 141.7261 | -140.2877 | 141.7261 | -26.531 | 96.8365 | 85.2 | 86.8405 | 86.7 | 88.2005 | -110.8 | -111.3747 | -121.4 | -122.411 | -124.8 | -125.8471 | -124.5 | -125.5496 | 426.947 | 429.3859
2021-03-25 19:00 | -4 | -12.083 | 105.6176 | 105.6367 | 28.3886 | 31.1594 | -4 | -11.7047 | -123.4241 | 125.8223 | -123.4241 | 125.8223 | -34.9764 | 90.9811 | 86.1 | 87.1989 | 87.6 | 88.6803 | -110.6 | -110.8677 | -121.5 | -122.1724 | -124.6 | -125.2763 | -124.4 | -125.0879 | 408.5878 | 411.0394
2021-03-25 19:30 | 2 | 12.1655 | 113.0526 | 113.1063 | 17.7762 | 22.2249 | 3 | 12.3693 | -107.6389 | 110.065 | -107.6389 | 110.065 | -36.8263 | 93.3398 | 87.6 | 88.8248 | 88.2 | 89.5172 | -111.5 | -111.9747 | -121.7 | -122.5141 | -123.8 | -124.5557 | -124.8 | -125.6628 | 384.1268 | 387.4807
2021-03-25 20:00 | 8 | 12.8062 | 117.4854 | 117.516 | 12.0811 | 16.3819 | 7 | 12.2066 | -102.0754 | 103.6939 | -102.0754 | 103.6939 | -35.7263 | 92.5395 | 88.2 | 89.7301 | 88.8 | 90.3199 | -112.4 | -113.0819 | -120.6 | -121.5541 | -124.2 | -125.1635 | -123.5 | -124.4319 | 351.8372 | 355.505
2021-03-25 20:30 | 13 | 14.7648 | 115.3369 | 115.3635 | 8.3898 | 12.0175 | 14 | 14.4222 | -88.664 | 89.8818 | -88.664 | 89.8818 | -23.3173 | 96.5926 | 87.6 | 89.3703 | 87.6 | 89.5529 | -110.5 | -111.5823 | -117.5 | -118.7091 | -120.6 | -121.962 | -120.5 | -121.7641 | 333.0457 | 337.1489
2021-03-25 21:00 | -1 | -3.1623 | 97.7796 | 97.78 | 22.0786 | 22.5032 | -1 | -1.4142 | -109.8501 | 109.9819 | -109.8501 | 109.9819 | -8.6429 | 94.7642 | 87.6 | 90.082 | 87.9 | 90.3045 | -111.9 | -113.2397 | -118.1 | -119.6028 | -121.4 | -122.8624 | -121.2 | -122.7114 | 333.8097 | 338.4215
2021-03-25 21:30 | -1 | -5.099 | 96.1572 | 96.2128 | 19.2042 | 20.0327 | -2 | -6.3246 | -105.1848 | 105.3402 | -105.1848 | 105.3402 | 19.5786 | 103.889 | 89.7 | 93.8501 | 90 | 93.7921 | -113.4 | -116.6633 | -119.3 | -122.8454 | -121.9 | -125.4423 | -122 | -125.7064 | 333.6499 | 338.7276
2021-03-25 22:00 | 4 | 5.6569 | 93.2278 | 93.3117 | 15.7419 | 16.3158 | 4 | 5.6569 | -95.2803 | 95.288 | -95.2803 | 95.288 | 29.9257 | 107.5676 | 89.1 | 93.9244 | 89.1 | 93.8252 | -113.2 | -117.1078 | -119 | -122.9213 | -122.1 | -126.048 | -121.6 | -125.7146 | 323.8173 | 329.324
2021-03-25 22:30 | 8 | 8.9443 | 95.2477 | 95.4948 | 8.5699 | 9.6477 | 7 | 8.6023 | -90.256 | 90.294 | -90.256 | 90.294 | 48.4762 | 117.7843 | 90 | 95.0598 | 90 | 95.0598 | -114.9 | -119.2193 | -118.9 | -123.183 | -122.2 | -126.5774 | -121.5 | -125.9543 | 317.477 | 323.603
2021-03-25 23:00 | 19 | 20.2485 | 103.9834 | 104.4326 | -2.3949 | 6.8935 | 19 | 19.3132 | -74.5895 | 74.8632 | -74.5895 | 74.8632 | 57.3611 | 118.4286 | 91.2 | 95.3722 | 90.9 | 95.0853 | -115.3 | -118.8425 | -118.7 | -122.5559 | -121.8 | -125.7078 | -121.4 | -125.5673 | 310.4847 | 321.4242
2021-03-25 23:30 | 33 | 34.4819 | 114.6031 | 115.3343 | -15.8114 | 18.0133 | 32 | 32.9848 | -59.2561 | 60.252 | -59.2561 | 60.252 | 39.2217 | 102.7467 | 91.5 | 95.028 | 92.1 | 95.7268 | -115.5 | -118.2271 | -118 | -121.5352 | -121.1 | -124.5239 | -120.7 | -124.229 | 295.3544 | 307.926
2021-03-26 | 38 | 36.4006 | 113.7581 | 114.6053 | -17.5677 | 19.7821 | 37 | 34.7851 | -51.6658 | 52.5271 | -51.6658 | 52.5271 | 39.7592 | 102.0253 | 91.2 | 94.6979 | 92.4 | 96.0155 | -115.3 | -118.4191 | -117.6 | -121.1951 | -120.8 | -124.4454 | -120.4 | -124.2527 | 277.8393 | 291.7531
2021-03-26 00:30 | 30 | 31.3209 | 109.459 | 110.3713 | -16.8332 | 18.5379 | 30 | 31.3209 | -47.1599 | 47.4861 | -47.1599 | 47.4861 | 43.0884 | 107.236 | 90.6 | 94.5376 | 91.8 | 95.8593 | -115.7 | -118.9002 | -117.6 | -121.3662 | -120.6 | -124.2753 | -120.2 | -124.0092 | 269.4493 | 284.5663
2021-03-26 01:00 | 37 | 38.0789 | 110.5527 | 111.6046 | -20.9629 | 22.2385 | 37 | 37.855 | -36.2065 | 36.556 | -36.2065 | 36.556 | 47.1403 | 111.3473 | 90.9 | 95.1738 | 91.5 | 95.6591 | -114.7 | -118.3585 | -116.9 | -120.8133 | -119.7 | -123.6491 | -119.3 | -123.4598 | 263.8361 | 279.1332
2021-03-26 01:30 | 37 | 38.3275 | 112.0855 | 113.3911 | -23.6833 | 25.3231 | 37 | 38.3275 | -33.1817 | 33.9604 | -33.1817 | 33.9604 | 52.0715 | 111.1092 | 91.2 | 95.5494 | 91.2 | 95.3722 | -115.4 | -118.7483 | -117.1 | -120.8323 | -119.8 | -123.6693 | -119.4 | -123.4304 | 254.1707 | 272.1569
2021-03-26 02:00 | 37 | 38.6005 | 111.001 | 112.3605 | -22.6874 | 24.3114 | 38 | 39.2938 | -31.9437 | 32.5675 | -31.9437 | 32.5675 | 51.5543 | 109.4049 | 90.9 | 94.8252 | 90.6 | 94.5376 | -114.6 | -117.8767 | -116.7 | -120.3954 | -119.6 | -123.2809 | -119.8 | -123.5272 | 240.4139 | 261.0659
2021-03-26 02:30 | 35 | 36.1386 | 106.9583 | 108.2045 | -19.6456 | 21.0869 | 35 | 36.1386 | -34.3363 | 34.6555 | -34.3363 | 34.6555 | 60.5394 | 117.9153 | 90.3 | 94.6908 | 90.9 | 95.2631 | -114.3 | -117.9709 | -116.2 | -120.0855 | -119.1 | -123.0432 | -118.7 | -122.8085 | 247.9435 | 269.0301
2021-03-26 03:00 | 31 | 32.573 | 105.8824 | 107.1017 | -17.5628 | 19.0676 | 31 | 32.28 | -38.9025 | 39.119 | -38.9025 | 39.119 | 61.0947 | 118.4738 | 91.2 | 95.5494 | 92.1 | 96.4979 | -116.2 | -119.7884 | -116.9 | -121.0116 | -120 | -124.0909 | -119.4 | -123.6845 | 245.7537 | 265.9624
2021-03-26 03:30 | 33 | 32.9848 | 104.9545 | 106.0972 | -16.7737 | 18.1806 | 32 | 32.9848 | -40.6982 | 40.8596 | -40.6982 | 40.8596 | 56.7494 | 119.3269 | 91.2 | 97.0893 | 91.5 | 96.9673 | -115 | -120.4733 | -115.7 | -121.4722 | -118.6 | -124.3572 | -118.1 | -124.0323 | 243.7596 | 261.4246
2021-03-26 04:00 | 26 | 27.8568 | 104.166 | 105.3803 | -12.9335 | 15.4238 | 26 | 27.5136 | -48.647 | 49.0907 | -48.647 | 49.0907 | 53.9242 | 114.9489 | 91.2 | 96.6843 | 91.2 | 96.6843 | -114.9 | -119.8818 | -116 | -121.4875 | -119 | -124.5307 | -118.6 | -124.2972 | 257.3893 | 273.7737
2021-03-26 04:30 | 26 | 28.6356 | 108.2222 | 109.371 | -13.2363 | 16.8068 | 26 | 28.6356 | -50.2351 | 51.1237 | -50.2351 | 51.1237 | 44.479 | 107.5928 | 91.2 | 95.8217 | 90.9 | 95.629 | -115.2 | -119.2722 | -117 | -121.7015 | -119.7 | -124.4765 | -119.4 | -124.2844 | 263.6728 | 279.4116
2021-03-26 05:00 | 22 | 25.0599 | 107.7081 | 108.3203 | -5.119 | 12.8616 | 21 | 23.7065 | -66.9773 | 68.2981 | -66.9773 | 68.2981 | 35.2119 | 103.0607 | 91.2 | 95.3722 | 91.8 | 96.3019 | -115.7 | -119.501 | -118.6 | -122.9989 | -120.9 | -125.4022 | -121 | -125.5785 | 294.3206 | 305.7401
2021-03-26 05:30 | 19 | 24.8395 | 114.0179 | 114.411 | 1.0238 | 17.3627 | 19 | 24.8395 | -81.1111 | 84.3919 | -81.1111 | 84.3919 | 18.0925 | 87.7415 | 90.6 | 92.5504 | 91.2 | 93.0774 | -114.7 | -116.0123 | -118.8 | -120.8888 | -121.8 | -123.9898 | -122 | -124.2238 | 325.5309 | 333.8668
2021-03-26 06:00 | 16 | 18.4391 | 115.4622 | 115.5667 | 6.6968 | 16.1226 | 15 | 18.6011 | -97.796 | 100.3191 | -97.796 | 100.3191 | -1.2219 | 145.0394 | 88.8 | 91.3893 | 89.1 | 91.824 | -112.6 | -114.1918 | -119.7 | -122.4912 | -123.1 | -125.8223 | -122.4 | -125.2783 | 366.2283 | 375.6132
2021-03-26 06:30 | 11 | 14.7648 | 115.9008 | 115.9312 | 13.0567 | 20.3916 | 7 | 13.8924 | -114.2316 | 117.2381 | -114.2316 | 117.2381 | -15.778 | 123.2239 | 88.2 | 89.5172 | 88.2 | 89.569 | -112.1 | -112.6883 | -121.2 | -122.6189 | -124.6 | -126.0554 | -124.9 | -126.3977 | 429.5896 | 437.4207
2021-03-26 07:00 | 6 | 12.53 | 107.3418 | 107.352 | 22.6098 | 26.4003 | 6 | 12.53 | -125.7273 | 127.9373 | -125.7273 | 127.9373 | -30.9058 | 133.1552 | 87 | 88.4954 | 88.2 | 89.7301 | -111.8 | -112.5078 | -121.1 | -122.6599 | -124.5 | -126.0804 | -124.2 | -125.8 | 436.8131 | 443.1225
2021-03-26 07:30 | -13 | -15.2643 | 88.3273 | 88.3403 | 31.3532 | 32.9971 | -12 | -14.4222 | -132.7002 | 134.1658 | -132.7002 | 134.1658 | -33.961 | 132.7656 | 87.6 | 89.1964 | 87.6 | 89.4302 | -110 | -110.9 | -119.9 | -121.6399 | -123.5 | -125.2895 | -123 | -124.6644 | 414.3238 | 420.7276
2021-03-26 08:00 | -12 | -14.4222 | 79.7515 | 79.8103 | 29.3992 | 31.0526 | -11 | -14.4222 | -128.067 | 129.2036 | -128.067 | 129.2036 | -36.2554 | 131.3424 | 88.5 | 90.3722 | 88.5 | 90.312 | -111.8 | -113 | -120.6 | -122.5015 | -123.8 | -125.7047 | -123.4 | -125.3108 | 388.4359 | 394.6506
2021-03-26 08:30 | -6 | -8.4853 | 75.2788 | 75.4205 | 24.3394 | 25.5657 | -6 | -9.2195 | -116.9539 | 117.605 | -116.9539 | 117.605 | -35.2584 | 128.4316 | 88.8 | 90.852 | 88.5 | 90.4956 | -112.8 | -114.1189 | -120.8 | -122.823 | -123.9 | -125.9623 | -123.6 | -125.6672 | 350.6722 | 357.9795
2021-03-26 09:00 | -13 | -13.9284 | 62.6314 | 62.8389 | 27.0343 | 27.8136 | -13 | -14.3178 | -115.1105 | 115.5736 | -115.1105 | 115.5736 | -21.7861 | 125.0367 | 90 | 92.1523 | 90.3 | 92.2567 | -113.1 | -114.4612 | -120.1 | -122.2825 | -123.5 | -125.7347 | -122.9 | -125.1266 | 332.9272 | 341.3416
2021-03-26 09:30 | -32 | -32.7567 | 35.4353 | 36.1278 | 44.2238 | 44.7333 | -31 | -31.7805 | -135.8048 | 136.3017 | -135.8048 | 136.3017 | 8.9286 | 70.3238 | 89.4 | 91.0207 | 90 | 91.6666 | -113.1 | -114.0772 | -121.6 | -123.0143 | -125.2 | -126.6636 | -125 | -126.5273 | 361.0169 | 365.2086
2021-03-26 10:00 | -57 | -57.0351 | 6.2903 | 6.6308 | 65.3019 | 65.3995 | -58 | -58.0775 | -160.1283 | 160.2723 | -160.1283 | 160.2723 | 8.3557 | 87.4918 | 90.3 | 91.4887 | 90.9 | 92.2801 | -114.7 | -115.3791 | -121 | -122.2305 | -123.5 | -124.7619 | -123.3 | -124.564 | 326.301 | 329.1517
2021-03-26 10:30 | -55 | -55 | 11.3607 | 11.7103 | 61.3905 | 61.77 | -54 | -54 | -156.2043 | 156.2543 | -156.2043 | 156.2543 | 14.8843 | 96.3739 | 89.7 | 91.2597 | 90.3 | 91.9048 | -113.3 | -114.2626 | -119.6 | -120.9769 | -123 | -124.4436 | -122.7 | -124.1319 | 321.5323 | 324.2427
2021-03-26 11:00 | -66 | -66.0076 | 3.5296 | 6.0212 | 78.041 | 78.3304 | -65 | -65 | -187.1525 | 187.2277 | -187.1525 | 187.2277 | 14.6933 | 92.9093 | 87.3 | 88.8456 | 87.6 | 89.0854 | -111.1 | -111.9415 | -117.6 | -118.895 | -120.5 | -121.8817 | -120.6 | -122.0107 | 328.8729 | 331.4503
2021-03-26 11:30 | -78 | -78.0577 | 0.39006 | 8.5453 | 88.4032 | 88.8472 | -78 | -78.0256 | -192.8461 | 192.881 | -192.8461 | 192.881 | 7.8101 | 91.1336 | 85.5 | 87.0212 | 85.8 | 87.2067 | -108.7 | -109.3386 | -119 | -120.1522 | -121.9 | -123.2065 | -121.8 | -122.9807 | 363.0054 | 364.8185
2021-03-26 12:00 | -77 | -77.026 | -6.4009 | 8.7398 | 87.5395 | 87.8641 | -76 | -76.0263 | -194.0668 | 194.1576 | -194.0668 | 194.1576 | -3.1335 | 90.9375 | 86.4 | 87.7442 | 87.3 | 88.6829 | -109.9 | -110.4197 | -118.3 | -119.3637 | -121.7 | -122.8134 | -121.8 | -122.8991 | 381.3495 | 383.0469
2021-03-26 12:30 | -71 | -71.5681 | -1.8727 | 14.4495 | 82.5814 | 84.1119 | -72 | -72.5603 | -184.549 | 184.5965 | -184.549 | 184.5965 | 10.8628 | 98.5191 | 87.6 | 89.4911 | 87.6 | 89.3703 | -109.3 | -110.3796 | -119.2 | -120.7205 | -122.1 | -123.6316 | -122.1 | -123.679 | 380.0019 | 380.9836
2021-03-26 13:00 | -66 | -66.2722 | 9.6607 | 15.4189 | 79.3461 | 80.3619 | -66 | -66.1891 | -183.0627 | 183.0644 | -183.0627 | 183.0644 | -2.8503 | 96.5783 | 85.8 | 87.4874 | 87 | 88.7229 | -110.3 | -111.1353 | -118.9 | -120.2398 | -121.9 | -123.266 | -121.7 | -123.0534 | 383.8217 | 385.1688
2021-03-26 13:30 | -76 | -73.437 | 7.7356 | 17.3451 | 89.5129 | 90.6267 | -73 | -73.437 | -190.448 | 190.5128 | -190.448 | 190.5128 | 2.5403 | 96.1577 | 88.5 | 90.4956 | 89.4 | 91.2538 | -112.9 | -114.0141 | -121.2 | -122.7746 | -124.6 | -126.1791 | -124.2 | -125.8159 | 372.0117 | 373.5536
2021-03-26 14:00 | -76 | -76.6551 | 5.0422 | 17.3213 | 93.463 | 94.6567 | -75 | -75.5381 | -198.9878 | 199.0658 | -198.9878 | 199.0658 | 5.3588 | 96.9959 | 88.5 | 90.3722 | 89.4 | 91.3154 | -113.1 | -114.1302 | -122 | -123.6159 | -125.2 | -126.7404 | -125.2 | -126.756 | 396.3148 | 397.7084
2021-03-26 14:30 | -72 | -72.5603 | 9.4109 | 18.4334 | 88.374 | 89.7539 | -74 | -74.5453 | -199.6282 | 199.7792 | -199.6282 | 199.7792 | -9.6328 | 97.3394 | 88.8 | 90.789 | 89.1 | 91.1452 | -112.4 | -113.5794 | -120 | -121.6717 | -123.1 | -124.8117 | -122.7 | -124.4172 | 371.2252 | 372.914
2021-03-26 15:00 | -59 | -61.5224 | 14.7714 | 19.6327 | 74.6524 | 76.196 | -60 | -60.407 | -181.4499 | 181.5369 | -181.4499 | 181.5369 | -14.8497 | 100.1918 | 89.4 | 91.9024 | 89.1 | 91.5413 | -112.5 | -114.0766 | -119.7 | -121.6155 | -123.3 | -125.2826 | -123.1 | -125.1214 | 367.6389 | 369.4696
2021-03-26 15:30 | -59 | -59.4138 | 20.9504 | 23.6477 | 71.7725 | 73.1219 | -59 | -59.3043 | -171.4149 | 171.5693 | -171.4149 | 171.5693 | -7.9659 | 97.1598 | 89.7 | 92.1942 | 90.9 | 93.2271 | -114.2 | -115.8028 | -119.8 | -121.6788 | -122.9 | -124.836 | -122.7 | -124.6391 | 349.7024 | 351.8835
2021-03-26 16:00 | -56 | -53.3385 | 24.0204 | 26.2044 | 70.8889 | 72.1855 | -56 | -56.2228 | -176.8731 | 177.0551 | -176.8731 | 177.0551 | -23.5661 | 100.4221 | 87.9 | 90.515 | 87.9 | 90.515 | -112.2 | -113.7313 | -118.6 | -120.4975 | -121.2 | -123.1097 | -121 | -122.9304 | 368.2616 | 370.0012
2021-03-26 16:30 | -42 | -46.0977 | 34.1614 | 34.8757 | 60.1302 | 61.301 | -44 | -44.1022 | -168.1024 | 168.1661 | -168.1024 | 168.1661 | -10.9681 | 100.2421 | 88.8 | 91.2493 | 89.1 | 91.6106 | -113.1 | -114.555 | -120.7 | -122.6175 | -124.5 | -126.4638 | -124.1 | -126.07 | 391.2624 | 393.0121
2021-03-26 17:00 | -56 | -56 | 38.0764 | 38.8367 | 78.503 | 78.8183 | -56 | -56.0089 | -197.6175 | 197.628 | -197.6175 | 197.628 | -16.6871 | 100.3629 | 89.4 | 91.3144 | 90 | 91.9019 | -113.8 | -114.9757 | -122 | -123.6938 | -125.1 | -126.7847 | -124.6 | -126.3078 | 405.4619 | 407.8953
2021-03-26 17:30 | -61 | -61.0082 | 40.1386 | 41.0709 | 76.7539 | 77.197 | -60 | -60 | -196.9211 | 196.9289 | -196.9211 | 196.9289 | -21.8617 | 103.9057 | 89.7 | 91.7318 | 90.6 | 92.8028 | -114.7 | -115.9677 | -122 | -123.7942 | -125.3 | -127.1312 | -125 | -126.8525 | 413.8833 | 416.0502
2021-03-26 18:00 | -47 | -47 | 50.2104 | 50.6843 | 69.666 | 69.889 | -47 | -47 | -193.7979 | 193.8696 | -193.7979 | 193.8696 | -14.608 | 103.7922 | 90 | 92.283 | 90 | 92.2172 | -113.9 | -115.3968 | -122.4 | -124.2739 | -125.8 | -127.7092 | -125.7 | -127.6453 | 419.9359 | 422.4598
2021-03-26 18:30 | -50 | -48 | 58.3576 | 58.7417 | 68.8105 | 68.9544 | -48 | -48 | -193.577 | 193.7359 | -193.577 | 193.7359 | -26.0356 | 111.0369 | 88.5 | 91.2419 | 88.8 | 91.3893 | -112 | -113.6678 | -120.9 | -123.0925 | -124.3 | -126.2935 | -124.1 | -126.2316 | 404.7939 | 406.8496
2021-03-26 19:00 | -44 | -44.5533 | 67.9712 | 67.9898 | 63.1307 | 63.5513 | -43 | -43.566 | -178.8534 | 180.1273 | -178.8534 | 180.1273 | -26.979 | 106.5522 | 87.6 | 90.082 | 88.8 | 91.2493 | -111.9 | -113.2912 | -121.1 | -122.9763 | -124.4 | -126.2957 | -124.1 | -125.8844 | 391.3239 | 393.5289
2021-03-26 19:30 | -39 | -39.3192 | 66.4051 | 66.4471 | 63.0388 | 63.14 | -38 | -38.3275 | -171.1228 | 172.0946 | -171.1228 | 172.0946 | -20.5492 | 106.8233 | 88.5 | 90.8886 | 88.5 | 90.8886 | -112.9 | -114.4382 | -120.4 | -122.287 | -123.6 | -125.7118 | -123.3 | -125.3361 | 387.8972 | 390.7676
2021-03-26 20:00 | -50 | -50.0899 | 58.4598 | 58.6228 | 68.4715 | 68.4819 | -50 | -50.0899 | -177.7703 | 178.3478 | -177.7703 | 178.3478 | -8.7638 | 106.4428 | 89.4 | 92.0433 | 89.4 | 92.0433 | -113.2 | -114.9014 | -120.9 | -122.9213 | -123.8 | -125.8639 | -123.7 | -125.7837 | 382.651 | 386.0565
2021-03-26 20:30 | -45 | -45.0999 | 56.5939 | 56.6019 | 66.1825 | 66.199 | -46 | -46.0977 | -170.2573 | 170.6872 | -170.2573 | 170.6872 | 2.0488 | 101.0073 | 87.9 | 90.9614 | 87.9 | 91.441 | -111.8 | -114.0416 | -118.8 | -121.361 | -121.7 | -124.1812 | -121.1 | -123.6942 | 370.3138 | 373.836
2021-03-26 21:00 | -47 | -47.0956 | 54.3859 | 54.3929 | 64.5742 | 64.613 | -46 | -46.0435 | -163.8268 | 164.1141 | -163.8268 | 164.1141 | 11.5228 | 111.3344 | 88.5 | 91.8554 | 89.7 | 93.0121 | -111.9 | -114.1792 | -118 | -120.64 | -121.8 | -124.5233 | -120.9 | -123.6431 | 355.8862 | 363.7848
2021-03-26 21:30 | -41 | -41.1947 | 58.107 | 58.1655 | 55.4623 | 55.5753 | -36 | -41.1096 | -150.0234 | 150.2273 | -150.0234 | 150.2273 | 21.8994 | 117.2497 | 88.8 | 93.2614 | 89.1 | 93.5471 | -113 | -116.6868 | -118 | -121.9787 | -122.4 | -126.5139 | -121.1 | -125.2056 | 345.5485 | 353.4178
2021-03-26 22:00 | -40 | -40.05 | 51.3267 | 51.508 | 56.8782 | 57.1027 | -40 | -40.05 | -154.3061 | 154.3259 | -154.3061 | 154.3259 | 35.9319 | 121.2284 | 88.2 | 93.3574 | 89.1 | 94.2081 | -112.3 | -116.3944 | -117.9 | -122.0873 | -120.7 | -124.9471 | -120.3 | -124.7177 | 331.3407 | 341.0062
2021-03-26 22:30 | -44 | -44.0114 | 44.7061 | 45.0245 | 59.1051 | 59.3769 | -44 | -44.0114 | -163.0435 | 163.0531 | -163.0435 | 163.0531 | 49.0888 | 128.6304 | 87.9 | 93.8904 | 88.5 | 94.348 | -111.6 | -116.9896 | -116.3 | -121.9532 | -119 | -124.7688 | -119 | -124.9504 | 332.9245 | 343.1072
2021-03-26 23:00 | -46 | -46.0109 | 41.7906 | 42.0986 | 57.6187 | 58.1654 | -45 | -45.0111 | -154.1198 | 154.1204 | -154.1198 | 154.1204 | 58.4286 | 132.3289 | 89.4 | 95.6116 | 87.9 | 93.6812 | -112.3 | -117.598 | -116.2 | -121.888 | -119.1 | -124.8642 | -118.8 | -124.8212 | 337.3031 | 346.8832
2021-03-26 23:30 | -34 | -34.0588 | 47.6468 | 48.1311 | 48.8406 | 49.3315 | -34 | -34.0147 | -147.8537 | 147.899 | -147.8537 | 147.899 | 49.8203 | 127.4904 | 90 | 95.6544 | 90 | 95.7564 | -114.7 | -119.6901 | -118.8 | -124.3691 | -121.9 | -127.5377 | -121.6 | -127.3397 | 329.1868 | 340.2065
2021-03-27 | -25 | -25.02 | 53.544 | 54.1549 | 39.5026 | 40.1007 | -25 | -25.02 | -125.8521 | 125.8587 | -125.8521 | 125.8587 | 47.4432 | 127.2953 | 90.6 | 96.4228 | 90 | 96.0675 | -114 | -119.3283 | -117.6 | -123.3047 | -120.8 | -126.562 | -120.4 | -126.3045 | 310.5205 | 323.1922
2021-03-27 00:30 | -16 | -16.2788 | 56.0302 | 56.8947 | 32.6342 | 33.38 | -16 | -16.1245 | -112.3613 | 112.3778 | -112.3613 | 112.3778 | 46.732 | 126.5167 | 90.3 | 97.3231 | 90 | 96.933 | -114.3 | -120.8328 | -117.2 | -124.3306 | -120 | -127.3926 | -119.5 | -127.001 | 284.2195 | 299.8119
2021-03-27 01:00 | -31 | -31.0161 | 43.8926 | 44.8037 | 43.0628 | 43.813 | -33 | -33.0606 | -121.4838 | 121.5177 | -121.4838 | 121.5177 | 63.3787 | 126.5844 | 89.7 | 96.6545 | 90.6 | 97.6015 | -114.3 | -120.8027 | -117.7 | -124.6696 | -120.5 | -127.5732 | -120.2 | -127.459 | 303.7192 | 314.9049
2021-03-27 01:30 | -33 | -33.0151 | 40.2346 | 41.3818 | 44.1326 | 44.8726 | -33 | -29.0689 | -123.0477 | 123.0852 | -123.0477 | 123.0852 | 79.4315 | 121.4823 | 91.8 | 97.7558 | 91.5 | 97.578 | -116 | -121.5172 | -118.3 | -127.091 | -121 | -130.0993 | -120.7 | -129.9682 | 308.3952 | 308.6785
2021-03-27 02:00 | -32 | -32 | 40.2382 | 41.12 | 42.939 | 44.1198 | -32 | -32 | -118.0306 | 118.1497 | -118.0306 | 118.1497 | 81.0055 | 123.6332 | 90.9 | 97.1208 | 90.9 | 97.2269 | -114.5 | -120.5781 | -117.7 | -126.7742 | -120.6 | -129.9125 | -120.1 | -129.7113 | 301.0609 | 301.3399
2021-03-27 02:30 | -39 | -39 | 33.3218 | 34.1967 | 49.8019 | 50.9835 | -39 | -39 | -126.3917 | 126.5758 | -126.3917 | 126.5758 | 80.7847 | 125.0802 | 90.9 | 97.7692 | 91.2 | 97.9384 | -114.9 | -121.2116 | -117 | -126.5014 | -119.5 | -129.2319 | -120.1 | -130.2466 | 281.0432 | 281.8003
2021-03-27 03:00 | -32 | -32 | 37.0472 | 38.2415 | 44.4358 | 45.5393 | -33 | -32 | -115.3122 | 115.3844 | -115.3122 | 115.3844 | 66.4153 | 106.5525 | 91.8 | 98.0688 | 91.2 | 97.7213 | -115 | -121.4975 | -116 | -125.4244 | -118.6 | -128.2094 | -118.3 | -128.2 | 246.0728 | 246.3699
2021-03-27 03:30 | -32 | -32 | 40.0566 | 41.3775 | 42.9741 | 43.7817 | -32 | -32.0156 | -113.4284 | 113.4513 | -113.4284 | 113.4513 | 72.2883 | 107.9709 | 90.3 | 96.6661 | 92.1 | 98.0376 | -114.3 | -120.2322 | -115.8 | -124.6389 | -118.5 | -127.5543 | -118.4 | -127.6295 | 253.5128 | 253.7734
2021-03-27 04:00 | -31 | -31 | 40.8973 | 42.1714 | 42.1963 | 42.9851 | -32 | -30.0167 | -112.7754 | 112.7864 | -112.7754 | 112.7864 | 72.4279 | 100.8541 | 90.9 | 96.9868 | 91.5 | 97.1676 | -115.2 | -120.8743 | -116.2 | -126.3432 | -119 | -129.3895 | -118.9 | -129.6139 | 258.4612 | 260.3767
2021-03-27 04:30 | -15 | -16.2788 | 53.6877 | 55.2493 | 29.4431 | 30.0717 | -15 | -16.2788 | -95.4799 | 95.4921 | -95.4799 | 95.4921 | 66.7136 | 96.4305 | 91.2 | 96.8851 | 91.5 | 97.269 | -115.7 | -121.1416 | -116.1 | -125.8617 | -118.8 | -128.8931 | -118.4 | -128.8379 | 247.8396 | 249.9752
2021-03-27 05:00 | -14 | -14.5602 | 56.4838 | 57.9347 | 29.1269 | 29.5751 | -14 | -18.6815 | -96.3738 | 96.4138 | -96.3738 | 96.4138 | 59.7831 | 88.1392 | 92.1 | 97.1454 | 91.8 | 96.6712 | -115.6 | -120.3223 | -115.4 | -124.6418 | -118.1 | -127.6329 | -117.8 | -127.5846 | 250.3182 | 252.1833
2021-03-27 05:30 | -16 | -17.088 | 61.029 | 62.3216 | 30.3621 | 30.6845 | -16 | -17.088 | -102.9435 | 103.1085 | -102.9435 | 103.1085 | 50.5765 | 78.5348 | 91.5 | 96.2925 | 91.8 | 96.6712 | -116.5 | -120.8681 | -117 | -125.5721 | -119.9 | -128.7463 | -119.4 | -128.4645 | 258.4476 | 261.3404
2021-03-27 06:00 | -16 | -16.5529 | 65.3929 | 66.5246 | 28.1195 | 28.5903 | -16 | -17.4642 | -104.5507 | 104.7483 | -104.5507 | 104.7483 | 36.5344 | 67.6302 | 91.2 | 94.305 | 93 | 95.832 | -115.6 | -118.2038 | -116.9 | -123.0142 | -119.7 | -126.049 | -119.4 | -126.0177 | 263.745 | 266.5143
2021-03-27 06:30 | -7 | -10.6301 | 72.1321 | 73.5883 | 25.3088 | 26.1538 | -8 | -11.3137 | -107.5524 | 108.0643 | -107.5524 | 108.0643 | 26.1973 | 57.9284 | 91.8 | 94.8854 | 92.1 | 94.7378 | -115.6 | -118.2513 | -117.2 | -123.3616 | -119.8 | -126.1753 | -119.5 | -126.0486 | 281.1139 | 285.4116
2021-03-27 07:00 | -9 | -12.0416 | 74.8482 | 76.029 | 25.4739 | 26.174 | -9 | -12.0416 | -109.1113 | 109.4835 | -109.1113 | 109.4835 | 33.9379 | 72.5963 | 90.3 | 93.7081 | 90.3 | 93.8314 | -113.8 | -116.8076 | -118.5 | -124.5665 | -121.6 | -127.793 | -121.6 | -128.0738 | 334.4554 | 336.7157
2021-03-27 07:30 | -23 | -23.3452 | 64.2847 | 64.9021 | 37.6164 | 37.9641 | -23 | -23.5372 | -124.2043 | 124.3259 | -124.2043 | 124.3259 | 13.7632 | 62.3157 | 90 | 92.6976 | 89.4 | 92.2616 | -113.1 | -115.1068 | -118.4 | -122.8974 | -121.4 | -126.1253 | -121.4 | -126.2618 | 339.7737 | 343.9737
2021-03-27 08:00 | -33 | -33.1361 | 54.7455 | 55.0499 | 47.1155 | 47.3555 | -33 | -33.1361 | -145.2223 | 145.2748 | -145.2223 | 145.2748 | 7.5013 | 57.4363 | 89.7 | 92.1879 | 89.7 | 92.1254 | -113.2 | -114.9532 | -119.2 | -123.6039 | -121.9 | -126.3665 | -122.1 | -126.6919 | 353.2519 | 356.2866
2021-03-27 08:30 | -44 | -44.5533 | 43.8473 | 45.0321 | 60.3022 | 60.3594 | -44 | -44.7214 | -162.584 | 163.097 | -162.584 | 163.097 | -0.35163 | 62.2516 | 89.4 | 91.9724 | 89.4 | 91.7652 | -113.1 | -114.5368 | -119.6 | -123.7297 | -122.4 | -126.6156 | -122.3 | -126.622 | 365.6844 | 369.9257
2021-03-27 09:00 | -56 | -56.2228 | 23.512 | 24.716 | 74.7092 | 74.7623 | -57 | -57.2189 | -176.7041 | 177.0111 | -176.7041 | 177.0111 | 11.1936 | 64.9316 | 88.8 | 91.3188 | 89.4 | 91.698 | -112.8 | -114.3559 | -120.1 | -124.2643 | -123.1 | -127.3691 | -122.8 | -127.2088 | 395.4097 | 399.5347
2021-03-27 09:30 | -75 | -75 | 12.6481 | 13.1069 | 87.7159 | 87.8958 | -75 | -75 | -191.2006 | 191.2899 | -191.2006 | 191.2899 | -2.3131 | 62.9405 | 89.4 | 92.0433 | 90 | 92.6262 | -114 | -115.9728 | -119.8 | -124.546 | -122.5 | -127.1041 | -122 | -126.73 | 362.8195 | 368.3852
2021-03-27 10:00 | -70 | -70.0286 | 10.3107 | 11.1829 | 84.1484 | 84.3652 | -70 | -70 | -183.6874 | 183.7925 | -183.6874 | 183.7925 | 2.0884 | 69.7543 | 91.2 | 93.723 | 91.2 | 93.6543 | -115.4 | -117.3857 | -122.1 | -127.0174 | -124.8 | -129.7648 | -124.6 | -129.78 | 358.8813 | 365.7067
2021-03-27 10:30 | -79 | -79 | -14.9692 | 16.6165 | 89.7263 | 89.9773 | -79 | -79 | -178.8485 | 178.9347 | -178.8485 | 178.9347 | 1.1378 | 67.5606 | 89.1 | 91.824 | 89.4 | 91.9724 | -113.4 | -115.2559 | -120.4 | -125.1905 | -123.4 | -128.3497 | -122.8 | -127.912 | 366.4918 | 373.3203
2021-03-27 11:00 | -73 | -73 | -19.918 | 20.9714 | 83.8908 | 84.409 | -73 | -72 | -171.8981 | 171.9105 | -171.8981 | 171.9105 | -11.6854 | 67.9013 | 81.6 | 84.4877 | 80.7 | 83.859 | -103.3 | -105.143 | -110.7 | -115.457 | -113.2 | -118.2628 | -113.1 | -118.1288 | 348.743 | 355.5962
2021-03-27 11:30 | -81 | -81.4985 | -39.8847 | 39.8985 | 85.0746 | 86.7974 | -81 | -81.3941 | -175.3104 | 175.6119 | -175.3104 | 175.6119 | -5.1471 | 61.5905 | 68.4 | 71.58 | 68.4 | 71.4636 | -87.7 | -88.9904 | -95.8 | -98.9831 | -98.2 | -101.604 | -98 | -101.3647 | 352.085 | 352.9419
2021-03-27 12:00 | -81 | -81.615 | -38.4299 | 38.5889 | 88.1979 | 90.1945 | -81 | -81.4985 | -172.2301 | 172.7284 | -172.2301 | 172.7284 | 26.3919 | 67.7472 | 68.7 | 72.1978 | 68.4 | 71.9124 | -87.1 | -88.6305 | -94.9 | -98.3972 | -97.1 | -100.6512 | -97.1 | -100.8108 | 319.0886 | 319.6274
2021-03-27 12:30 | -83 | -83.863 | -35.6616 | 36.1141 | 90.503 | 92.8697 | -81 | -82.0366 | -178.9471 | 179.6766 | -178.9471 | 179.6766 | 16.7469 | 88.0613 | 68.4 | 72.6892 | 69 | 73.0548 | -87.3 | -89.4513 | -92.6 | -94.9073 | -94.7 | -97.0878 | -95.2 | -97.6418 | 283.0165 | 289.5849
2021-03-27 13:00 | -76 | -74.9667 | -15.2381 | 15.507 | 80.9333 | 82.9303 | -74 | -74.8131 | -175.5896 | 176.3351 | -175.5896 | 176.3351 | 21.8181 | 93.4381 | 69 | 75.3962 | 69.6 | 75.8769 | -87.3 | -90.8921 | -93.6 | -96.7029 | -95.9 | -99.1303 | -95.9 | -99.1557 | 277.2226 | 283.6237
2021-03-27 13:30 | -73 | -73.437 | -43.8357 | 43.8467 | 81.745 | 83.8213 | -75 | -75.4255 | -171.5073 | 171.9366 | -171.5073 | 171.9366 | 20.1889 | 87.3322 | 69.3 | 73.144 | 70.2 | 74.1892 | -88.9 | -90.8249 | -95.3 | -97.6079 | -97.5 | -99.864 | -96.9 | -99.2565 | 277.8163 | 285.5607
2021-03-27 14:00 | -80 | -80.6226 | -33.66 | 33.7068 | 83.9188 | 85.8729 | -81 | -81.615 | -168.5528 | 169.0257 | -168.5528 | 169.0257 | -3.2685 | 87.9449 | 67.2 | 71.8755 | 67.8 | 72.6502 | -87.4 | -89.7492 | -96 | -98.422 | -98.5 | -100.9488 | -98.5 | -101.0149 | 292.4273 | 299.4062
2021-03-27 14:30 | -88 | -87.1321 | -35.0101 | 35.6522 | 96.8882 | 99.1489 | -88 | -86.977 | -183.7029 | 184.6528 | -183.7029 | 184.6528 | 13.6198 | 85.4894 | 66.6 | 70.6912 | 67.8 | 71.9225 | -86.5 | -88.6488 | -94.6 | -96.8052 | -96.9 | -99.2565 | -96.7 | -99.1489 | 286.0803 | 293.2718
2021-03-27 15:00 | -92 | -93.2148 | -47.5687 | 47.9433 | 102.385 | 104.7613 | -92 | -93.2148 | -200.2187 | 201.1383 | -200.2187 | 201.1383 | -11.9619 | 80.221 | 66.6 | 70.8946 | 68.4 | 72.4883 | -85.9 | -87.6269 | -95.1 | -97.1393 | -98.1 | -100.1986 | -98.6 | -100.77 | 325.0762 | 331.8455
2021-03-27 15:30 | -79 | -81.8841 | -27.4268 | 27.4971 | 85.0087 | 87.1732 | -80 | -80.7527 | -185.4282 | 185.8911 | -185.4282 | 185.8911 | -12.8669 | 87.0696 | 68.4 | 73.5361 | 69 | 73.5612 | -87.6 | -90.2477 | -94.3 | -96.8323 | -96.7 | -99.2831 | -96.1 | -98.6761 | 296.3397 | 302.1613
2021-03-27 16:00 | -80 | -80.6226 | -20.0776 | 20.3271 | 92.7896 | 94.6933 | -80 | -80.6226 | -199.1416 | 199.5629 | -199.1416 | 199.5629 | 6.4293 | 82.1415 | 65.7 | 69.5437 | 67.2 | 70.772 | -85.1 | -86.7424 | -95.3 | -97.2347 | -97.8 | -99.8241 | -97.5 | -99.6482 | 348.3402 | 354.6287
2021-03-27 16:30 | -73 | -73.2462 | -3.0657 | 3.5 | 84.6572 | 85.8371 | -73 | -73.171 | -193.5755 | 193.6838 | -193.5755 | 193.6838 | 9.8441 | 86.3459 | 79.5 | 82.8723 | 81.3 | 84.6005 | -103.1 | -104.9652 | -113.6 | -115.9649 | -116.9 | -119.3584 | -116.5 | -119.0073 | 364.8963 | 370.2719
2021-03-27 17:00 | -64 | -64.195 | 3.6636 | 5.8794 | 73.5574 | 74.8867 | -65 | -65.192 | -178.6376 | 178.7291 | -178.6376 | 178.7291 | 15.4821 | 95.4422 | 89.1 | 92.3542 | 88.5 | 91.6965 | -113 | -115.3369 | -121.6 | -124.5183 | -124.5 | -127.4153 | -124.4 | -127.5122 | 373.0036 | 378.2244
2021-03-27 17:30 | -48 | -48.0104 | 30.9982 | 31.3721 | 63.6557 | 64.3659 | -48 | -48 | -167.1767 | 167.1888 | -167.1767 | 167.1888 | 4.544 | 91.1864 | 90.9 | 94.092 | 91.2 | 94.305 | -115.8 | -118.0232 | -122.5 | -125.2705 | -125.8 | -128.623 | -125.4 | -128.2318 | 357.2875 | 362.607
2021-03-27 18:00 | -28 | -28.1603 | 52.8056 | 53.5776 | 48.4228 | 48.6366 | -27 | -27.1662 | -147.0605 | 147.3237 | -147.0605 | 147.3237 | 20.0225 | 89.1542 | 89.4 | 91.1353 | 90 | 91.9019 | -114.1 | -115.2878 | -122.2 | -123.842 | -125.3 | -127.0646 | -125.5 | -127.2614 | 384.3089 | 391.9563
2021-03-27 18:30 | -23 | -23.3452 | 64.4041 | 65.0306 | 42.6323 | 42.7453 | -23 | -23.5372 | -138.8137 | 139.3186 | -138.8137 | 139.3186 | 14.5206 | 86.4857 | 89.1 | 90.8411 | 89.4 | 91.2538 | -112.9 | -114.0281 | -121.2 | -122.9215 | -124.3 | -126.0615 | -124 | -125.7824 | 378.072 | 385.2373
2021-03-27 19:00 | -21 | -21.587 | 71.5141 | 72.1668 | 39.3574 | 39.5078 | -21 | -21.8403 | -137.9296 | 138.4988 | -137.9296 | 138.4988 | 2.5862 | 80.6294 | 90 | 91.9019 | 89.4 | 91.3144 | -113.2 | -114.2293 | -120.9 | -122.4945 | -124.6 | -126.1477 | -123.9 | -125.4721 | 367.4703 | 373.0986
2021-03-27 19:30 | -15 | -15.5242 | 76.0594 | 76.4747 | 32.6974 | 32.9409 | -16 | -16.7631 | -130.6112 | 130.9574 | -130.6112 | 130.9574 | 13.5545 | 85.3577 | 89.4 | 91.698 | 89.4 | 91.7652 | -112.5 | -114.0436 | -120.9 | -122.7274 | -123.9 | -125.7516 | -124.2 | -126.1509 | 358.8323 | 363.8858
2021-03-27 20:00 | -17 | -17.4642 | 73.0959 | 73.5877 | 33.8176 | 34.0481 | -17 | -17.4642 | -133.3979 | 133.5498 | -133.3979 | 133.5498 | 16.0708 | 89.0748 | 88.2 | 90.951 | 88.5 | 91.1694 | -111.9 | -113.5016 | -119.5 | -121.4543 | -123.1 | -125.0858 | -122.9 | -125.0681 | 356.5262 | 362.0896
2021-03-27 20:30 | -7 | -8.0623 | 77.2632 | 77.8512 | 26.2094 | 26.6419 | -7 | -8.0623 | -116.504 | 116.5387 | -116.504 | 116.5387 | 18.9251 | 89.2019 | 87.6 | 90.0125 | 87.9 | 90.4439 | -111.4 | -113.0255 | -118.4 | -120.283 | -121.6 | -123.5035 | -121.4 | -123.4757 | 334.6497 | 341.7181
2021-03-27 21:00 | -10 | -10.4403 | 76.55 | 77.1824 | 24.2539 | 24.8773 | -10 | -10.7703 | -106.2007 | 106.2246 | -106.2007 | 106.2246 | 30.4226 | 93.0588 | 87.9 | 90.6601 | 87.9 | 90.6601 | -111.8 | -113.7002 | -117.7 | -119.7384 | -121 | -123.1109 | -120.6 | -122.7363 | 331.9846 | 339.6154
2021-03-27 21:30 | -2 | -2.8284 | 78.5279 | 79.141 | 20.1423 | 21.2712 | -2 | -2.8284 | -101.3695 | 101.3697 | -101.3695 | 101.3697 | 46.0948 | 103.3079 | 87.6 | 91.1526 | 87.9 | 91.441 | -111.4 | -113.8517 | -118.2 | -120.7328 | -121.3 | -123.8697 | -120.9 | -123.5394 | 325.3227 | 332.5168
2021-03-27 22:00 | 0 | 1 | 75.486 | 76.4021 | 19.6163 | 20.4276 | 0 | 1 | -101.1872 | 101.1873 | -101.1872 | 101.1873 | 50.6965 | 99.5556 | 87.6 | 93.5043 | 87.6 | 93.5043 | -112.2 | -116.896 | -118.6 | -123.3498 | -121.1 | -125.9459 | -120.8 | -125.824 | 321.9851 | 325.6431
2021-03-27 22:30 | 0 | 0 | 73.8387 | 74.5959 | 18.7922 | 20.4111 | 0 | 1 | -102.9731 | 102.9955 | -102.9731 | 102.9955 | 68.4367 | 114.7653 | 90.3 | 96.4536 | 90.9 | 96.9111 | -114.3 | -119.7455 | -119.2 | -124.4312 | -122.4 | -127.6409 | -122 | -127.3336 | 318.0793 | 321.6127
2021-03-27 23:00 | -2 | -2.2361 | 72.4957 | 73.4126 | 17.8427 | 19.5695 | -2 | -2.2361 | -103.1338 | 103.137 | -103.1338 | 103.137 | 69.8601 | 113.3478 | 90.3 | 96.4536 | 91.5 | 97.4742 | -114.9 | -120.348 | -119.1 | -124.3642 | -122 | -127.2574 | -121.8 | -127.325 | 302.3498 | 307.1695
2021-03-27 23:30 | 2 | 2.8284 | 77.7861 | 78.8072 | 10.9637 | 12.5243 | 1 | 3.1623 | -98.4171 | 98.5039 | -98.4171 | 98.5039 | 57.9851 | 103.9136 | 90.9 | 96.2032 | 91.2 | 96.8851 | -115.6 | -120.7245 | -119.1 | -124.1363 | -122.4 | -127.5 | -122.1 | -127.3817 | 310.5457 | 314.59
2021-03-28 | 0 | 0 | 72.1945 | 73.123 | 14.0811 | 16.1689 | 0 | 1 | -98.5774 | 98.5796 | -98.5774 | 98.5796 | 59.4489 | 106.4151 | 91.2 | 97.2967 | 91.5 | 97.578 | -115.1 | -120.6284 | -118.4 | -123.752 | -121.9 | -127.3048 | -121 | -126.5599 | 300.0525 | 304.6185
2021-03-28 00:30 | 2 | 2.2361 | 71.7943 | 72.814 | 11.0489 | 14.2207 | 2 | 2.2361 | -86.3535 | 86.4597 | -86.3535 | 86.4597 | 69.3368 | 115.9011 | 90.6 | 96.8401 | 90.9 | 97.3337 | -114.7 | -120.7368 | -118.8 | -124.518 | -121.8 | -127.5307 | -121.7 | -127.705 | 296.717 | 301.6941
2021-03-28 01:00 | 2 | 2.8284 | 72.2921 | 73.6111 | 8.5389 | 11.5134 | 1 | 1.4142 | -82.7556 | 82.8677 | -82.7556 | 82.8677 | 73.4531 | 119.3403 | 90.6 | 97.0536 | 91.8 | 98.0688 | -114.8 | -120.4588 | -118.7 | -124.0602 | -122.4 | -127.9572 | -121.8 | -127.6199 | 288.0046 | 294.8885
2021-03-28 01:30 | 2 | 3.6056 | 72.955 | 74.6037 | 6.6528 | 9.0937 | 2 | 3.6056 | -80.8524 | 80.9094 | -80.8524 | 80.9094 | 80.1984 | 122.1457 | 91.2 | 96.8851 | 91.5 | 96.8684 | -115.4 | -120.5909 | -118.8 | -124.1348 | -121.8 | -127.1802 | -120.5 | -126.0526 | 280.6224 | 291.9558
2021-03-28 02:00 | 5 | 6.4031 | 69.54 | 71.3239 | 8.099 | 10.4297 | 5 | 6.4031 | -77.4879 | 77.6164 | -77.4879 | 77.6164 | 88.7087 | 127.756 | 90.6 | 95.5324 | 90.9 | 96.2032 | -115.3 | -119.7658 | -118.9 | -123.817 | -122 | -126.8937 | -121.6 | -126.8563 | 281.8931 | 295.7498
2021-03-28 02:30 | 0 | 2 | 64.0461 | 66.083 | 13.3011 | 14.7429 | 0 | 2 | -82.8238 | 82.9033 | -82.8238 | 82.9033 | 100.0565 | 135.1087 | 90.6 | 95.5324 | 90 | 95.2546 | -115.1 | -119.5192 | -118.4 | -123.324 | -121.2 | -126.0971 | -121.6 | -126.7604 | 291.8723 | 306.069
2021-03-28 03:00 | -5 | -5.831 | 61.5878 | 63.3701 | 16.1317 | 17.7491 | -6 | -6.7082 | -81.7415 | 81.8293 | -81.7415 | 81.8293 | 101.248 | 137.049 | 92.1 | 97.1454 | 91.8 | 96.9571 | -116.4 | -120.7185 | -120.2 | -125.0256 | -122.5 | -127.4294 | -123 | -128.1882 | 285.4571 | 299.1492
2021-03-28 03:30 | -8 | -8.0623 | 58.0971 | 59.9093 | 18.1202 | 19.9764 | -8 | -8.2462 | -81.991 | 82.1304 | -81.991 | 82.1304 | 96.6034 | 133.4718 | 90.6 | 95.8217 | 90.6 | 95.8217 | -115.4 | -119.9435 | -118.7 | -123.64 | -122 | -126.9765 | -121.5 | -126.6253 | 276.1333 | 291.613
2021-03-28 04:00 | -8 | -8.544 | 57.0978 | 59.2426 | 19.515 | 20.7759 | -8 | -8.544 | -88.5521 | 88.6581 | -88.5521 | 88.6581 | 93.321 | 130.7055 | 90.9 | 95.9123 | 91.2 | 96.1967 | -115 | -119.5042 | -118.2 | -123.104 | -120.8 | -125.7682 | -120.6 | -125.7447 | 277.3477 | 293.0327
2021-03-28 04:30 | -3 | -5.831 | 63.3132 | 65.7544 | 13.9021 | 14.7707 | -3 | -5.831 | -81.5065 | 81.536 | -81.5065 | 81.536 | 99.4225 | 133.8828 | 90.6 | 95.1587 | 92.1 | 96.4088 | -115.7 | -119.3047 | -118.4 | -122.7004 | -122.1 | -126.4367 | -121.5 | -126.2101 | 284.3489 | 301.0432
2021-03-28 05:00 | 4 | 5.6569 | 69.7163 | 71.5374 | 9.3662 | 11.0457 | 5 | 6.4031 | -73.8133 | 73.8414 | -73.8133 | 73.8414 | 89.3282 | 127.138 | 91.2 | 96.0075 | 91.2 | 96.0084 | -115.1 | -119.2097 | -118 | -122.6087 | -120.9 | -125.5628 | -120.9 | -125.8088 | 275.9198 | 291.6815
2021-03-28 05:30 | 0 | 6 | 70.9809 | 73.0358 | 10.7368 | 11.6724 | 0 | 6.0828 | -81.3997 | 81.412 | -81.3997 | 81.412 | 90.6459 | 125.9663 | 91.5 | 95.6591 | 91.5 | 95.9254 | -115.5 | -119.1339 | -118.9 | -123.1309 | -122 | -126.2805 | -121.7 | -126.1473 | 290.1978 | 305.8236
2021-03-28 06:00 | 4 | 7.2111 | 74.9572 | 76.6241 | 9.7899 | 10.8369 | 4 | 7.2111 | -80.4723 | 80.5044 | -80.4723 | 80.5044 | 80.5228 | 119.6069 | 91.5 | 95.8358 | 92.1 | 96.4979 | -115.6 | -119.2078 | -119.9 | -124.1485 | -122.8 | -127.0792 | -122.5 | -126.9717 | 290.5634 | 303.5514
2021-03-28 06:30 | 3 | 6.7082 | 76.2736 | 78.1128 | 8.4054 | 9.7253 | 3 | 6.7082 | -87.5554 | 87.5952 | -87.5554 | 87.5952 | 62.0454 | 103.7311 | 90.6 | 93.6485 | 90.6 | 93.9594 | -114.1 | -116.5762 | -119 | -121.8072 | -122.4 | -125.0959 | -121.9 | -124.876 | 291.6813 | 304.7301
2021-03-28 07:00 | 0 | 6 | 71.5517 | 73.3754 | 13.7967 | 14.5082 | 0 | 5.099 | -96.6082 | 96.6139 | -96.6082 | 96.6139 | 50.3693 | 96.718 | 90.3 | 93.625 | 90.9 | 94.092 | -114.7 | -117.3716 | -119.3 | -122.3615 | -122.5 | -125.5269 | -122.4 | -125.4732 | 293.6966 | 304.6525
2021-03-28 07:30 | 0 | 1 | 63.446 | 64.9742 | 17.0358 | 18.4812 | 0 | 1 | -102.5277 | 102.5346 | -102.5277 | 102.5346 | 40.0956 | 99.3676 | 89.7 | 93.2542 | 90.9 | 94.3284 | -114.1 | -117.0694 | -119.9 | -122.9909 | -122.9 | -126.0715 | -122.7 | -125.9891 | 311.6732 | 320.4885
2021-03-28 08:00 | -12 | -11.1803 | 56.8842 | 58.5392 | 22.9839 | 23.9921 | -12 | -12.3693 | -110.3625 | 110.3903 | -110.3625 | 110.3903 | 46.8359 | 99.1902 | 89.7 | 93.0121 | 90 | 93.381 | -114.2 | -116.7985 | -120 | -122.9128 | -123 | -125.9072 | -122.8 | -125.8634 | 300.0327 | 310.0339
2021-03-28 08:30 | -10 | -10.198 | 51.4957 | 53.3987 | 23.9207 | 24.993 | -11 | -11.1803 | -108.7661 | 108.7891 | -108.7661 | 108.7891 | 45.3574 | 102.1447 | 88.8 | 92.3888 | 89.1 | 92.8441 | -112.9 | -115.7439 | -121.3 | -124.2366 | -124.4 | -127.4903 | -124.1 | -127.2859 | 319.435 | 327.0443
2021-03-28 09:00 | -26 | -26.0192 | 34.7964 | 36.84 | 33.5365 | 34.8717 | -26 | -26.0192 | -114.2514 | 114.3822 | -114.2514 | 114.3822 | 42.8926 | 104.2871 | 88.8 | 92.7272 | 89.4 | 93.132 | -113 | -116.251 | -120.4 | -123.7734 | -123.6 | -126.9565 | -123.4 | -126.9238 | 301.822 | 308.8816
2021-03-28 09:30 | -38 | -38.0132 | 18.0205 | 22.096 | 44.4113 | 45.4055 | -38 | -38.0132 | -120.8824 | 120.9837 | -120.8824 | 120.9837 | 48.7444 | 99.9045 | 90 | 93.5428 | 89.4 | 93.2165 | -113.3 | -116.2674 | -120.3 | -123.4032 | -123.5 | -126.6565 | -123.2 | -126.4761 | 313.6728 | 318.9546
2021-03-28 10:00 | -38 | -38 | 16.174 | 17.8505 | 51.4339 | 52.8285 | -38 | -38 | -119.5428 | 119.7448 | -119.5428 | 119.7448 | 39.3401 | 97.7606 | 88.2 | 92.5985 | 87.9 | 92.3128 | -111.5 | -114.962 | -118.4 | -121.8324 | -121.7 | -125.0844 | -121.3 | -124.7149 | 286.8084 | 291.6535
2021-03-28 10:30 | -37 | -38 | 16.1151 | 19.1058 | 43.2493 | 44.4683 | -37 | -37 | -120.4175 | 120.6751 | -120.4175 | 120.6751 | 20.0616 | 89.4035 | 78.6 | 84.1306 | 78.6 | 84.3464 | -100 | -104.2041 | -107.1 | -111.1151 | -110.2 | -114.3162 | -110 | -114.1769 | 271.2191 | 276.7755
2021-03-28 11:00 | -31 | -31 | 13.3669 | 17.4891 | 38.5232 | 39.7318 | -32 | -32 | -110.4714 | 110.666 | -110.4714 | 110.666 | 25.4177 | 89.1284 | 68.1 | 73.7585 | 67.8 | 73.4308 | -86.5 | -90.0126 | -95.5 | -98.976 | -98.4 | -102.0106 | -97.9 | -101.5816 | 303.0893 | 308.7083
2021-03-28 11:30 | -35 | -35 | 23.4519 | 25.3383 | 47.5721 | 48.6814 | -35 | -36 | -121.3894 | 121.6547 | -121.3894 | 121.6547 | 26.0227 | 88.3594 | 66.9 | 72.4846 | 68.1 | 73.8232 | -87 | -90.1703 | -94.5 | -97.9061 | -97.1 | -100.5726 | -96.7 | -100.2918 | 283.4536 | 290.7067
2021-03-28 12:00 | -35 | -35 | 19.6562 | 23.5932 | 43.0727 | 43.9845 | -35 | -35.0143 | -124.0114 | 124.1079 | -124.0114 | 124.1079 | 46.9719 | 96.0553 | 68.4 | 73.8713 | 68.4 | 73.5361 | -87.8 | -90.839 | -94.4 | -97.8358 | -96.3 | -99.7221 | -96.6 | -100.1425 | 290.5404 | 298.0163
2021-03-28 12:30 | -39 | -39 | 19.7941 | 22.9329 | 45.1865 | 46.1284 | -39 | -39 | -125.6645 | 125.7577 | -125.6645 | 125.7577 | 57.3227 | 101.3558 | 68.7 | 74.1492 | 68.4 | 73.7585 | -87.7 | -90.5902 | -94 | -97.191 | -96.7 | -100.0569 | -96.5 | -99.9935 | 289.4283 | 297.298
2021-03-28 13:00 | -36 | -36 | 6.0374 | 13.6366 | 42.5813 | 43.6318 | -36 | -36 | -129.3809 | 129.4448 | -129.3809 | 129.4448 | 54.9217 | 99.5943 | 68.1 | 73.3682 | 68.4 | 73.6468 | -86.8 | -89.9249 | -94.7 | -98.0213 | -97.3 | -100.7591 | -97 | -100.5726 | 300.2286 | 307.8554
2021-03-28 13:30 | -42 | -42.0476 | 13.1404 | 18.2105 | 49.6319 | 50.2612 | -42 | -42.0476 | -132.9608 | 133.0205 | -132.9608 | 133.0205 | 58.9925 | 99.2889 | 67.5 | 72.1561 | 67.5 | 72.3703 | -86 | -88.5032 | -94.8 | -97.7908 | -97.1 | -100.1432 | -97.2 | -100.3885 | 338.6595 | 344.4765
2021-03-28 14:00 | -38 | -38.0132 | 18.9837 | 22.3282 | 49.735 | 50.4607 | -38 | -38.0132 | -130.3666 | 130.4498 | -130.3666 | 130.4498 | 56.6405 | 99.3499 | 67.8 | 72.9784 | 68.1 | 73.2571 | -85.9 | -88.8487 | -93.9 | -97.0943 | -96.4 | -99.6394 | -96.3 | -99.6446 | 341.9152 | 347.0828
2021-03-28 14:30 | -49 | -49.0102 | 9.9487 | 13.4706 | 56.4354 | 57.5391 | -49 | -49.0102 | -139.9011 | 140.0641 | -139.9011 | 140.0641 | 48.721 | 96.6101 | 67.5 | 73.3873 | 67.5 | 73.3873 | -86 | -89.5322 | -94.6 | -98.1345 | -97.2 | -100.8536 | -96.7 | -100.4256 | 309.4821 | 314.2406
2021-03-28 15:00 | -45 | -45.0111 | 9.0799 | 13.763 | 51.2942 | 52.5207 | -46 | -46 | -135.4434 | 135.535 | -135.4434 | 135.535 | 49.5525 | 97.661 | 67.2 | 73.1963 | 68.1 | 74.0569 | -85.9 | -89.3806 | -95.1 | -98.5376 | -97.6 | -101.1862 | -96.9 | -100.5913 | 318.3285 | 323.3017
2021-03-28 15:30 | -34 | -34.1321 | 28.3731 | 31.3162 | 47.7696 | 48.1945 | -34 | -34.0588 | -131.4648 | 131.4718 | -131.4648 | 131.4718 | 61.4114 | 103.0218 | 74.7 | 78.8361 | 74.4 | 78.7464 | -96 | -98.6935 | -106.3 | -109.4573 | -109 | -112.2959 | -108.9 | -112.2941 | 353.0305 | 358.2437
2021-03-28 16:00 | -40 | -40.05 | 38.832 | 41.1811 | 50.4681 | 50.8257 | -38 | -38.1182 | -146.9287 | 146.9754 | -146.9287 | 146.9754 | 63.9104 | 109.3437 | 87.9 | 91.6931 | 87.9 | 91.3203 | -111.5 | -114.1172 | -121.5 | -124.5733 | -124.6 | -127.7293 | -124.2 | -127.4954 | 350.3536 | 355.6053
2021-03-28 16:30 | -43 | -43 | 33.0702 | 34.3643 | 54.5271 | 55.0713 | -43 | -43 | -147.8713 | 147.8835 | -147.8713 | 147.8835 | 50.2029 | 94.8353 | 88.8 | 92.9017 | 87.9 | 91.441 | -112.4 | -115.6443 | -121.6 | -125.3667 | -124.9 | -128.7137 | -124.9 | -128.86 | 369.848 | 376.4333
2021-03-28 17:00 | -33 | -33.0606 | 46.8071 | 47.4873 | 49.8192 | 50.2553 | -33 | -33.0151 | -144.5624 | 144.6313 | -144.5624 | 144.6313 | 39.6859 | 91.6672 | 87.3 | 91.6499 | 87.6 | 91.7554 | -111.1 | -114.3574 | -121.1 | -124.9554 | -124.2 | -128.0346 | -124.4 | -128.2539 | 390.5276 | 396.0148
2021-03-28 17:30 | -25 | -25.7099 | 64.0322 | 65.081 | 37.9739 | 38.3046 | -24 | -24.7386 | -134.9226 | 135.4294 | -134.9226 | 135.4294 | 30.7025 | 83.8306 | 87 | 90.4931 | 87 | 90.4931 | -110.8 | -113.4884 | -121.8 | -125.1357 | -124.9 | -128.2225 | -124.5 | -127.9473 | 404.2573 | 410.0795
2021-03-28 18:00 | -5 | -9.434 | 83.2168 | 84.0958 | 22.9404 | 24.0473 | -4 | -11.3137 | -109.5727 | 110.5059 | -109.5727 | 110.5059 | 32.7975 | 72.7124 | 86.7 | 89.9605 | 87 | 90.092 | -110.9 | -113.0417 | -121.7 | -124.902 | -125.1 | -128.3053 | -124.9 | -128.1999 | 423.2533 | 430.0317
2021-03-28 18:30 | -1 | 9 | 87.1795 | 88.0715 | 21.2393 | 22.7221 | -1 | -8.0623 | -109.4669 | 110.4874 | -109.4669 | 110.4874 | 27.346 | 70.1387 | 86.7 | 89.9605 | 87 | 90.3299 | -110.8 | -113.0218 | -121 | -124.3251 | -124.5 | -127.7877 | -124.2 | -127.5703 | 422.1871 | 429.2455
2021-03-28 19:00 | -6 | -11.6619 | 87.1321 | 87.943 | 23.7797 | 25.8676 | -6 | -11.6619 | -116.807 | 118.0942 | -116.807 | 118.0942 | 24.5389 | 62.9174 | 87.9 | 90.5871 | 87.9 | 90.6601 | -111.2 | -112.9141 | -121.2 | -124.0517 | -124.5 | -127.289 | -124.4 | -127.3603 | 419.6746 | 427.2459
2021-03-28 19:30 | -2 | -8.2462 | 86.0258 | 86.7262 | 23.7104 | 25.1018 | -2 | -8.2462 | -113.2536 | 114.0933 | -113.2536 | 114.0933 | 35.6206 | 67.262 | 87 | 90.0145 | 87.6 | 90.7494 | -110.2 | -112.2777 | -120.3 | -123.3587 | -123.8 | -126.8829 | -123.6 | -126.7762 | 413.1234 | 421.0461
2021-03-28 20:00 | -7 | -9.2195 | 84.3675 | 84.989 | 23.7941 | 24.6653 | -7 | -9.8995 | -115.314 | 115.8052 | -115.314 | 115.8052 | 45.9703 | 79.5955 | 84.9 | 88.5346 | 86.1 | 89.712 | -107.8 | -110.3531 | -117.6 | -121.1723 | -121 | -124.5442 | -120.6 | -124.2512 | 425.2796 | 431.8884
2021-03-28 20:30 | -7 | -9.2195 | 82.5595 | 83.2303 | 22.4898 | 23.1246 | -6 | -8.4853 | -108.7877 | 109.0453 | -108.7877 | 109.0453 | 59.4095 | 87.168 | 84.9 | 88.9099 | 84.9 | 88.9994 | -107.7 | -110.7239 | -117.2 | -120.9787 | -120.8 | -124.6647 | -120.6 | -124.6459 | 413.332 | 420.8239
2021-03-28 21:00 | -1 | -1.4142 | 81.8556 | 82.3744 | 19.9943 | 20.4557 | 0 | 3 | -97.9051 | 97.9625 | -97.9051 | 97.9625 | 63.1795 | 91.4294 | 84.3 | 88.9873 | 84.3 | 89.1813 | -107.4 | -110.7908 | -116.5 | -120.5484 | -119.8 | -123.8721 | -119.6 | -123.8588 | 391.0072 | 399.4838
2021-03-28 21:30 | -6 | -7.2111 | 76.2881 | 77.0489 | 21.7245 | 22.2002 | -6 | -7.2111 | -102.2431 | 102.2591 | -102.2431 | 102.2591 | 72.4458 | 115.4634 | 85.5 | 90.4136 | 85.8 | 90.795 | -108.8 | -112.7373 | -117.2 | -120.6155 | -120.3 | -123.6299 | -119.9 | -123.4997 | 372.3384 | 377.0598
2021-03-28 22:00 | -13 | -13.3417 | 67.0003 | 67.7234 | 27.6586 | 28.2613 | -11 | -13.3417 | -109.383 | 109.39 | -109.383 | 109.39 | 83.9329 | 123.3694 | 87.9 | 92.4978 | 88.2 | 92.5985 | -111.2 | -114.7941 | -119 | -122.578 | -121.7 | -125.3192 | -121.5 | -125.3431 | 361.0387 | 366.2694
2021-03-28 22:30 | -4 | -5 | 70.7146 | 71.5747 | 21.2357 | 21.9327 | -4 | -5.6569 | -102.5437 | 102.5438 | -102.5437 | 102.5438 | 100.6197 | 134.7504 | 88.2 | 92.783 | 88.2 | 92.971 | -112.2 | -115.287 | -118.6 | -122.1657 | -121.9 | -125.3451 | -121.5 | -125.2941 | 364.9988 | 371.1676
2021-03-28 23:00 | -14 | -14.1421 | 60.2184 | 61.1118 | 29.182 | 30.1115 | -15 | -15.1327 | -115.335 | 115.3552 | -115.335 | 115.3552 | 104.1916 | 135.6668 | 88.5 | 92.7039 | 89.4 | 93.3882 | -112.8 | -115.8028 | -118.3 | -121.7081 | -122 | -125.5198 | -121.4 | -125.0759 | 348.7849 | 356.503
2021-03-28 23:30 | -7 | -7.6158 | 63.9353 | 64.8937 | 26.0287 | 26.8285 | -7 | -7.6158 | -123.1491 | 123.1517 | -123.1491 | 123.1517 | 92.0098 | 125.2443 | 88.2 | 91.8122 | 89.4 | 93.0484 | -112.5 | -115.0819 | -118.2 | -121.3796 | -121.1 | -124.4375 | -120.8 | -124.135 | 357.4102 | 365.3803
2021-03-29 | -14 | -14 | 57.4926 | 58.0485 | 29.3553 | 31.2666 | -14 | -14 | -118.0446 | 118.244 | -118.0446 | 118.244 | 73.2036 | 114.1169 | 82.8 | 86.9985 | 83.1 | 87.6585 | -105.1 | -108.3653 | -110.3 | -113.6523 | -113.2 | -116.5875 | -112.8 | -116.3447 | 336.1035 | 344.1211
2021-03-29 00:30 | -17 | -17 | 52.7147 | 53.2782 | 31.9481 | 33.9885 | -19 | -19 | -115.2523 | 115.6234 | -115.2523 | 115.6234 | 79.8717 | 121.1323 | 87 | 91.4562 | 87 | 91.7416 | -110.3 | -113.8727 | -115.5 | -119.1339 | -118.1 | -121.7773 | -117.8 | -121.6594 | 315.4554 | 323.3606
2021-03-29 01:00 | -26 | -26.1725 | 43.2553 | 43.5665 | 39.5692 | 42.0233 | -26 | -26.1725 | -121.7632 | 122.588 | -121.7632 | 122.588 | 83.0683 | 123.1206 | 89.4 | 94.489 | 89.4 | 94.1102 | -113.4 | -117.1664 | -118 | -121.8567 | -121 | -124.908 | -120.6 | -124.7221 | 308.468 | 317.1064
2021-03-29 01:30 | -33 | -33.3766 | 38.5417 | 38.7769 | 42.9525 | 45.7664 | -33 | -33.3766 | -129.3883 | 130.4278 | -129.3883 | 130.4278 | 83.9217 | 124.2785 | 90.6 | 95.5324 | 90.9 | 96.0084 | -113.8 | -118.1224 | -117.3 | -121.43 | -120.2 | -124.3354 | -119.9 | -124.2791 | 293.1542 | 301.8805
2021-03-29 02:00 | -29 | -29.1548 | 42.0097 | 42.3214 | 39.6905 | 42.3625 | -29 | -29.1548 | -123.3434 | 124.3926 | -123.3434 | 124.3926 | 92.6143 | 130.8023 | 89.7 | 94.8731 | 90 | 95.17 | -113.7 | -118.0632 | -117.4 | -121.6045 | -120.5 | -124.7281 | -120.1 | -124.5778 | 294.3986 | 303.1973
2021-03-29 02:30 | -24 | -24.3311 | 42.3146 | 42.5517 | 38.6729 | 41.8767 | -24 | -24.3311 | -121.6223 | 123.004 | -121.6223 | 123.004 | 89.6458 | 129.8748 | 90.3 | 95.9367 | 90.3 | 95.7357 | -114.2 | -118.817 | -117.2 | -121.5429 | -120.4 | -124.8141 | -120 | -124.5883 | 275.9284 | 285.0549
2021-03-29 03:00 | -28 | -28.1603 | 43.2047 | 43.6154 | 38.4887 | 40.9298 | -28 | -28.1603 | -123.0557 | 124.0972 | -123.0557 | 124.0972 | 100.5332 | 136.461 | 89.4 | 94.7872 | 89.1 | 94.4047 | -112.7 | -117.0734 | -117.2 | -121.4376 | -120.2 | -124.4383 | -119.9 | -124.4116 | 298.6562 | 307.4166
2021-03-29 03:30 | -30 | -30.1496 | 41.8656 | 42.207 | 40.9792 | 43.2942 | -30 | -30.1496 | -127.4996 | 128.5749 | -127.4996 | 128.5749 | 93.9089 | 130.4534 | 88.8 | 94.1216 | 88.5 | 93.8386 | -114 | -118.2188 | -117.9 | -122.0097 | -120.8 | -124.9666 | -120.9 | -125.393 | 295.3795 | 304.1535
2021-03-29 04:00 | -19 | -19.0263 | 50.3333 | 50.7612 | 35.2107 | 36.9499 | -21 | -21.0238 | -116.5882 | 117.2143 | -116.5882 | 117.2143 | 89.3283 | 126.9168 | 89.1 | 94.306 | 88.8 | 93.8271 | -113.5 | -117.4491 | -118 | -121.882 | -120.6 | -124.5705 | -120.3 | -124.5608 | 299.8872 | 308.6966
2021-03-29 04:30 | -19 | -19.0263 | 58.6919 | 59.4251 | 31.9069 | 32.5187 | -20 | -20.0998 | -114.9695 | 115.0515 | -114.9695 | 115.0515 | 95.7712 | 129.9875 | 89.1 | 93.2768 | 89.1 | 93.3535 | -112.8 | -116.1038 | -117.8 | -121.3651 | -120.8 | -124.3975 | -120.2 | -123.9847 | 340.0236 | 347.4443
2021-03-29 05:00 | -13 | -13.9284 | 64.9583 | 65.8206 | 32.5497 | 32.7419 | -13 | -13.9284 | -116.2472 | 116.2681 | -116.2472 | 116.2681 | 90.8517 | 122.5134 | 88.5 | 91.7755 | 90 | 92.9923 | -113.2 | -115.4733 | -119.6 | -122.5006 | -122.9 | -125.7668 | -122.7 | -125.8634 | 367.407 | 374.344
2021-03-29 05:30 | -17 | -17.4642 | 71.3488 | 71.3567 | 38.8848 | 39.2501 | -16 | -16.4924 | -135.4439 | 135.5318 | -135.4439 | 135.5318 | 44.5516 | 92.6168 | 88.8 | 92.225 | 89.1 | 92.5139 | -112.6 | -115.1502 | -118.2 | -120.864 | -120.9 | -123.7488 | -120.7 | -123.6395 | 355.5009 | 358.2905
2021-03-29 06:00 | -28 | -28.8617 | 72.2999 | 72.3016 | 46.8888 | 47.7466 | -28 | -28.8617 | -156.7101 | 157.1914 | -156.7101 | 157.1914 | 20.8234 | 76.4386 | 89.4 | 92.1151 | 89.4 | 91.9724 | -113.1 | -114.8029 | -120.1 | -121.9742 | -123.5 | -125.3747 | -123.4 | -125.3634 | 385.6379 | 387.1965
2021-03-29 06:30 | -27 | -28.1603 | 76.8195 | 76.8216 | 50.5954 | 51.7221 | -26 | -27.2029 | -171.6832 | 172.6894 | -171.6832 | 172.6894 | -4.5582 | 53.532 | 87.6 | 89.7441 | 87.6 | 89.5529 | -111.7 | -112.798 | -120.1 | -121.9221 | -123.4 | -125.2248 | -123 | -124.8822 | 417.783 | 419.8468
2021-03-29 07:00 | -25 | -26.2488 | 80.2604 | 80.2937 | 48.9524 | 49.8476 | -24 | -27.8568 | -166.9814 | 167.6489 | -166.9814 | 167.6489 | -20.1409 | 61.8895 | 85.5 | 88.5656 | 86.4 | 89.5916 | -108.6 | -110.3545 | -120.1 | -122.4355 | -122.9 | -125.2987 | -122.4 | -124.8083 | 430.0152 | 432.803
2021-03-29 07:30 | -16 | -18.3576 | 86.5021 | 86.5269 | 38.761 | 40.2053 | -16 | -18.868 | -146.3623 | 146.9818 | -146.3623 | 146.9818 | -26.8909 | 56.6992 | 85.5 | 88.2602 | 86.1 | 88.7681 | -108.9 | -110.7394 | -119.7 | -121.8708 | -122.8 | -125.0096 | -122.9 | -125.2599 | 407.0088 | 409.9182
2021-03-29 08:00 | -28 | -28.6356 | 72.7032 | 72.7961 | 51.4529 | 52.0239 | -28 | -28.8617 | -161.761 | 162.1247 | -161.761 | 162.1247 | -20.6604 | 61.6816 | 85.8 | 88.8552 | 85.8 | 88.916 | -108.8 | -110.7672 | -121.1 | -123.7146 | -124.1 | -126.7535 | -124.2 | -126.8311 | 430.6818 | 432.9274
2021-03-29 08:30 | -24 | -25.632 | 73.1714 | 73.1745 | 45.1211 | 46.3136 | -25 | -26.5707 | -149.1239 | 149.813 | -149.1239 | 149.813 | -13.9678 | 63.9584 | 86.1 | 89.2231 | 86.7 | 89.8023 | -110.3 | -112.3378 | -122.3 | -125.0896 | -125.3 | -128.1078 | -125.4 | -128.1283 | 438.4922 | 441.0767
2021-03-29 09:00 | -34 | -36.0555 | 59.5035 | 59.5907 | 52.5552 | 54.1379 | -34 | -36.0555 | -155.7476 | 157.0424 | -155.7476 | 157.0424 | -16.599 | 75.6535 | 86.7 | 88.5488 | 86.7 | 88.4883 | -109.4 | -110.3567 | -121.5 | -122.8408 | -124.5 | -125.8378 | -124.9 | -126.2921 | 429.1317 | 429.5514
2021-03-29 09:30 | -47 | -47.676 | 36.8952 | 36.9683 | 59.5303 | 60.0285 | -47 | -47.676 | -165.3726 | 166.1632 | -165.3726 | 166.1632 | -10.1918 | 78.5019 | 85.8 | 87.9701 | 87 | 89.1586 | -110.6 | -111.7229 | -122.2 | -123.7147 | -124.7 | -126.2621 | -125.4 | -126.9692 | 426.1647 | 426.3515
2021-03-29 10:00 | -57 | -57.0789 | 33.4795 | 33.9203 | 70.8964 | 70.9013 | -57 | -57.1402 | -179.2007 | 179.4725 | -179.2007 | 179.4725 | -4.1323 | 79.4616 | 83.7 | 86.3677 | 85.5 | 88.1862 | -106.9 | -108.3229 | -117.6 | -119.2886 | -120.5 | -122.2146 | -120.5 | -122.282 | 404.4441 | 404.6513
2021-03-29 10:30 | -56 | -56.0089 | 22.2041 | 23.3843 | 72.0408 | 72.14 | -55 | -55.0364 | -174.9309 | 174.9903 | -174.9309 | 174.9903 | -11.7975 | 77.6783 | 74.1 | 76.6228 | 73.5 | 76.2785 | -93.9 | -94.9826 | -104.9 | -106.3515 | -107.6 | -109.1958 | -107.6 | -109.1788 | 383.7286 | 383.9
2021-03-29 11:00 | -53 | -53 | 15.8177 | 16.7585 | 67.0021 | 67.2235 | -53 | -53 | -168.5237 | 168.5245 | -168.5237 | 168.5245 | -26.1834 | 78.1553 | 67.2 | 69.569 | 68.1 | 70.3626 | -86.1 | -86.6559 | -95.3 | -96.1769 | -97.8 | -98.583 | -97.6 | -98.41 | 359.5558 | 359.7663
2021-03-29 11:30 | -48 | -48.0104 | 20.8828 | 21.0486 | 60.3248 | 60.4319 | -47 | -47.0425 | -159.7061 | 159.734 | -159.7061 | 159.734 | -1.1227 | 78.2324 | 72.3 | 74.507 | 73.2 | 75.3096 | -92.8 | -93.5599 | -102.1 | -103.0966 | -104.5 | -105.515 | -104.1 | -105.105 | 367.7664 | 368.0004
2021-03-29 12:00 | -50 | -50.04 | 12.4594 | 12.6569 | 60.947 | 61.0398 | -50 | -50.04 | -154.4343 | 154.4717 | -154.4343 | 154.4717 | 22.013 | 80.5705 | 75.3 | 77.4215 | 75.3 | 77.2842 | -96.1 | -96.7162 | -104.2 | -105.1829 | -107.5 | -108.586 | -106.7 | -107.6942 | 373.452 | 373.7875
2021-03-29 12:30 | -54 | -54.0093 | 8.7297 | 9.7461 | 62.3239 | 62.5504 | -54 | -54.0093 | -152.8554 | 152.8589 | -152.8554 | 152.8589 | 16.6705 | 82.403 | 79.5 | 81.7856 | 80.1 | 82.369 | -102.1 | -103.1386 | -107.6 | -108.8577 | -109.9 | -111.2224 | -109.8 | -110.9941 | 326.1728 | 326.4033
2021-03-29 13:00 | -49 | -49 | 5.0672 | 5.494 | 62.2865 | 62.4477 | -50 | -48.0104 | -151.6694 | 151.6699 | -151.6694 | 151.6699 | 15.1948 | 81.0865 | 84.9 | 87.4586 | 85.2 | 87.7499 | -109.2 | -110.5 | -115 | -116.559 | -117.6 | -119.141 | -117.7 | -119.3044 | 315.2374 | 315.4989
2021-03-29 13:30 | -53 | -53.0094 | 8.0661 | 8.1806 | 61.8353 | 61.9163 | -53 | -53.0094 | -150.4003 | 150.4743 | -150.4003 | 150.4743 | 18.136 | 73.3956 | 86.7 | 88.6103 | 87 | 88.8426 | -109.3 | -110.2975 | -114.5 | -115.8394 | -118.1 | -119.3749 | -117.4 | -118.6971 | 319.1645 | 319.5749
2021-03-29 14:00 | -55 | -55.0091 | 1.9407 | 2.6433 | 63.3833 | 63.4913 | -56 | -56.0357 | -154.5914 | 154.6557 | -154.5914 | 154.6557 | 12.1399 | 70.3536 | 86.4 | 88.1944 | 86.7 | 88.4883 | -109.5 | -110.3413 | -115.6 | -116.7435 | -118.8 | -119.886 | -118.5 | -119.685 | 332.1216 | 332.626
2021-03-29 14:30 | -54 | -54 | 5.863 | 7.0854 | 66.2966 | 66.601 | -54 | -54 | -161.1247 | 161.1251 | -161.1247 | 161.1251 | 16.0732 | 72.2215 | 91.8 | 93.0663 | 90.9 | 92.1293 | -116.2 | -116.7101 | -122.8 | -123.4968 | -125.8 | -126.4906 | -124.6 | -125.2868 | 315.6386 | 316.14
2021-03-29 15:00 | -52 | -52 | 11.6944 | 12.0299 | 64.2853 | 64.6271 | -51 | -51 | -158.5197 | 158.5219 | -158.5197 | 158.5219 | 8.024 | 71.569 | 91.5 | 92.7214 | 91.5 | 92.8203 | -114.8 | -115.4464 | -120.4 | -121.1997 | -123.3 | -124.0923 | -123.5 | -124.3367 | 319.4591 | 320.423
2021-03-29 15:30 | -53 | -53 | 16.9741 | 17.1295 | 64.4114 | 64.6958 | -52 | -52 | -163.9065 | 163.9066 | -163.9065 | 163.9066 | 9.4895 | 69.1108 | 91.8 | 93.1161 | 92.4 | 93.6096 | -116.3 | -116.9698 | -122.5 | -123.3552 | -125.3 | -126.06 | -125.2 | -126.0954 | 328.6355 | 329.7132
2021-03-29 16:00 | -49 | -49.0102 | 28.6197 | 28.6722 | 62.3322 | 62.5163 | -49 | -49.0102 | -168.0032 | 168.026 | -168.0032 | 168.026 | 4.9734 | 67.9291 | 93.9 | 95.0437 | 94.8 | 96.0267 | -120.2 | -120.7876 | -125.9 | -126.7322 | -129.5 | -130.3316 | -129.7 | -130.5645 | 345.1053 | 346.1631
2021-03-29 16:30 | -38 | -38.0526 | 37.6898 | 37.7425 | 56.7263 | 56.9296 | -39 | -39.0512 | -167.4167 | 167.4544 | -167.4167 | 167.4544 | -10.1447 | 67.5491 | 99.9 | 100.8901 | 100.2 | 101.1458 | -126.3 | -126.9072 | -132.5 | -133.3464 | -136.1 | -136.9685 | -136 | -136.9032 | 340.5439 | 341.6648
2021-03-29 17:00 | -46 | -46 | 41.4749 | 41.4807 | 60.9568 | 61.2441 | -46 | -46 | -182.5522 | 182.586 | -182.5522 | 182.586 | 8.1929 | 77.283 | 106.5 | 108.2705 | 107.1 | 108.9698 | -134 | -135.5894 | -141.2 | -143.1258 | -145.1 | -147.0552 | -144.7 | -146.6768 | 394.4323 | 396.3017
2021-03-29 17:30 | -37 | -37.1214 | 61.2295 | 61.2297 | 55.5361 | 55.5934 | -36 | -36.1248 | -179.95 | 180.2117 | -179.95 | 180.2117 | 6.9019 | 80.2307 | 106.8 | 108.7892 | 107.4 | 109.3203 | -135.9 | -137.5902 | -143.3 | -145.2466 | -146.7 | -148.6181 | -147.4 | -149.4552 | 401.0185 | 403.3899
2021-03-29 18:00 | -35 | -35.2278 | 68.805 | 68.8076 | 54.6978 | 54.7643 | -36 | -36.2215 | -181.5718 | 181.9559 | -181.5718 | 181.9559 | 9.5614 | 80.0101 | 107.4 | 109.3203 | 107.4 | 109.3766 | -135.9 | -137.6374 | -143.7 | -145.7401 | -147.4 | -149.4717 | -147.4 | -149.5386 | 410.5403 | 412.8318
2021-03-29 18:30 | -32 | -32.3883 | 74.9157 | 74.9157 | 54.6604 | 54.9375 | -34 | -34.3657 | -181.1658 | 181.84 | -181.1658 | 181.84 | 6.4953 | 78.0695 | 106.2 | 107.8687 | 106.5 | 108.2705 | -133.6 | -135.0156 | -142.4 | -144.2296 | -146.8 | -148.5909 | -146.6 | -148.5034 | 418.1799 | 420.6855
2021-03-29 19:00 | -33 | -33.541 | 79.7909 | 79.826 | 53.4076 | 53.9067 | -33 | -33.7343 | -179.1011 | 179.9787 | -179.1011 | 179.9787 | 6.8395 | 80.1828 | 112.5 | 114.1775 | 112.8 | 114.5246 | -140.9 | -142.5612 | -148.8 | -150.8035 | -153 | -155.029 | -153.1 | -155.2256 | 407.4735 | 409.618
2021-03-29 19:30 | -31 | -31.5753 | 81.252 | 81.2832 | 49.8406 | 50.1086 | -30 | -30.4138 | -170.0699 | 170.5722 | -170.0699 | 170.5722 | 15.3692 | 84.9327 | 112.2 | 114.0935 | 111.9 | 113.9092 | -140.5 | -142.7069 | -148.5 | -150.8989 | -152.1 | -154.513 | -152.3 | -154.7807 | 388.4038 | 390.8603
2021-03-29 20:00 | -35 | -35.1283 | 74.8635 | 74.9498 | 54.9009 | 54.921 | -34 | -34.2345 | -176.5337 | 176.8118 | -176.5337 | 176.8118 | 39.433 | 96.7601 | 121.2 | 123.612 | 120.9 | 123.2011 | -152.7 | -155.7558 | -160 | -163.052 | -163.5 | -166.5068 | -163.4 | -166.5425 | 380.396 | 382.8824
2021-03-29 20:30 | -37 | -37.0135 | 65.8814 | 66.0132 | 59.3276 | 59.5052 | -37 | -36.0139 | -178.8879 | 178.8918 | -178.8879 | 178.8918 | 56.2437 | 107.0095 | 125.1 | 127.7327 | 125.4 | 127.8482 | -156.7 | -160.3178 | -162.5 | -166.0188 | -166.6 | -170.1144 | -166.6 | -170.278 | 370.6816 | 372.9651
2021-03-29 21:00 | -36 | -36.1248 | 67.5928 | 67.6023 | 53.5909 | 53.7314 | -36 | -36.0555 | -166.2712 | 166.2713 | -166.2712 | 166.2713 | 76.1697 | 118.6624 | 132.6 | 136.0178 | 132.6 | 135.9513 | -165.5 | -170.9197 | -171.4 | -176.4947 | -175.3 | -180.3548 | -174.9 | -180.3013 | 333.8931 | 335.6009
2021-03-29 21:30 | -30 | -30.0167 | 67.2949 | 67.3 | 47.1469 | 47.4181 | -28 | -30.0167 | -157.0649 | 157.0721 | -157.0649 | 157.0721 | 79.357 | 119.567 | 136.8 | 140.1806 | 136.8 | 140.2464 | -171.2 | -176.99 | -173.9 | -179.6782 | -178.1 | -183.9696 | -177.9 | -184.0294 | 291.0495 | 293.0927
2021-03-29 22:00 | -7 | -8.0623 | 83.0214 | 83.1898 | 26.9182 | 27.3445 | -7 | -8.6023 | -122.5715 | 122.5848 | -122.5715 | 122.5848 | 85.1017 | 132.0381 | 136.8 | 141.5342 | 137.4 | 142.1031 | -170.5 | -178.4883 | -171.7 | -178.8041 | -176.2 | -183.4046 | -175.4 | -182.6802 | 253.6321 | 254.8957
2021-03-29 22:30 | -2 | -6.7082 | 86.2646 | 86.6899 | 18.8982 | 19.9144 | -2 | -6.3246 | -116.2661 | 116.3622 | -116.2661 | 116.3622 | 96.8431 | 138.5852 | 136.5 | 140.8662 | 136.2 | 140.7253 | -170.4 | -177.9642 | -170.5 | -177.3188 | -174.7 | -181.7143 | -174.2 | -181.4001 | 244.4472 | 246.3438
2021-03-29 23:00 | 2 | 7.2801 | 88.5448 | 89.2622 | 13.0328 | 14.7372 | 2 | 7.2801 | -109.3784 | 109.553 | -109.3784 | 109.553 | 117.884 | 152.3764 | 136.5 | 140.5032 | 135.9 | 139.9203 | -170.3 | -177.2092 | -170.7 | -177.2393 | -174.9 | -181.5268 | -174.6 | -181.4812 | 256.3619 | 259.0461
2021-03-29 23:30 | 18 | 19.3132 | 101.2689 | 101.8304 | -0.54549 | 7.8346 | 17 | 18.3848 | -97.5936 | 98.0473 | -97.5936 | 98.0473 | 97.4738 | 136.1621 | 137.4 | 141.2375 | 137.4 | 141.3073 | -171.8 | -178.4334 | -171.2 | -177.5343 | -175.5 | -181.9194 | -175.1 | -181.7731 | 246.5992 | 249.5636
2021-03-30 | 14 | 15.6525 | 97.2475 | 97.9576 | 0.82256 | 6.9472 | 13 | 15.2643 | -92.3412 | 92.5073 | -92.3412 | 92.5073 | 97.1295 | 138.2393 | 137.1 | 141.229 | 135.3 | 139.3377 | -169.5 | -176.4962 | -169.8 | -176.2918 | -173.5 | -179.9641 | -173.5 | -180.2866 | 236.4292 | 240.5805
2021-03-30 00:30 | 15 | 16.5529 | 94.6116 | 95.4936 | 0.24344 | 6.8535 | 14 | 15.2315 | -83.6741 | 83.7368 | -83.6741 | 83.7368 | 106.3843 | 145.5792 | 137.4 | 141.6651 | 138 | 142.1028 | -172.7 | -179.876 | -171.8 | -178.6926 | -175.7 | -182.5397 | -175.4 | -182.4148 | 229.8041 | 233.6538
2021-03-30 01:00 | 12 | 13.4164 | 88.1646 | 88.9984 | 2.9788 | 5.8042 | 13 | 14.3178 | -83.0506 | 83.0513 | -83.0506 | 83.0513 | 107.0907 | 148.5271 | 133.5 | 138.0372 | 133.2 | 137.9012 | -165.8 | -173.1752 | -165.8 | -172.4975 | -170.2 | -177.0578 | -169.4 | -176.428 | 238.3006 | 241.7521
2021-03-30 01:30 | 5 | 7.8102 | 82.5721 | 83.6602 | 6.2451 | 7.9906 | 6 | 8.4853 | -87.924 | 87.9241 | -87.924 | 87.9241 | 114.3381 | 152.4656 | 130.8 | 135.3502 | 131.4 | 136.0072 | -163.7 | -170.819 | -163.9 | -170.5057 | -167.7 | -174.3519 | -167.4 | -174.34 | 239.7408 | 243.9021
2021-03-30 02:00 | 8 | 11.3137 | 84.1309 | 85.4344 | 4.2068 | 7.2378 | 9 | 11.4018 | -81.8122 | 81.8123 | -81.8122 | 81.8123 | 117.4876 | 154.0711 | 129.9 | 134.1751 | 130.5 | 134.7561 | -163.5 | -170.1623 | -162.8 | -169.0387 | -167.2 | -173.4389 | -166.6 | -173.1844 | 231.6823 | 237.7769
2021-03-30 02:30 | 5 | 8.6023 | 82.5893 | 83.9945 | 4.9021 | 7.8737 | 5 | 9.434 | -80.5508 | 80.5508 | -80.5508 | 80.5508 | 130.8251 | 162.4579 | 129.9 | 134.1751 | 129.6 | 133.7354 | -163.8 | -170.3141 | -163 | -169.0445 | -168 | -174.1838 | -167.6 | -174.0654 | 244.0656 | 250.3614
2021-03-30 03:00 | 7 | 10.6301 | 83.0669 | 84.3532 | 6.4265 | 9.4939 | 7 | 10.6301 | -82.9616 | 82.9709 | -82.9616 | 82.9709 | 130.0079 | 162.0263 | 130.5 | 134.6078 | 132 | 136.0625 | -165.3 | -171.8246 | -164.9 | -171.1422 | -168.6 | -174.8418 | -168.5 | -175.04 | 238.531 | 245.0579
2021-03-30 03:30 | 7 | 13.0384 | 83.6972 | 85.4696 | 7.1156 | 12.2324 | 6 | 13.4164 | -84.5855 | 84.8002 | -84.5855 | 84.8002 | 128.5531 | 169.2441 | 131.1 | 135.0443 | 131.1 | 135.1895 | -164 | -170.3561 | -163.8 | -170.1095 | -168.4 | -174.7126 | -167.6 | -174.2557 | 244.1452 | 254.3783
2021-03-30 04:00 | 8 | 15.2643 | 84.0217 | 86.0351 | 9.0346 | 15.4937 | 8 | 15.2643 | -88.391 | 89.0101 | -88.391 | 89.0101 | 120.6656 | 163.1784 | 129.3 | 134.4623 | 129.9 | 134.8766 | -162.2 | -169.999 | -162.9 | -170.8771 | -166.5 | -174.7016 | -166.1 | -174.5035 | 247.9988 | 257.7063
2021-03-30 04:30 | 0 | 15 | 83.3488 | 85.3155 | 13.0324 | 18.9126 | 0 | 14 | -96.7039 | 97.5216 | -96.7039 | 97.5216 | 106.8529 | 153.1998 | 130.5 | 134.6816 | 130.2 | 134.4656 | -162 | -169.133 | -163.1 | -170.7096 | -166.8 | -174.54 | -166 | -173.954 | 255.4069 | 263.6432
2021-03-30 05:00 | 4 | 14.5602 | 88.5549 | 89.7108 | 15.4549 | 21.2581 | 3 | 14.3178 | -105.4657 | 106.7599 | -105.4657 | 106.7599 | 89.226 | 140.2259 | 129.9 | 134.4033 | 130.5 | 134.9833 | -162.4 | -169.8055 | -163.8 | -171.5035 | -167.8 | -175.5252 | -167.4 | -175.386 | 264.029 | 269.2358
2021-03-30 05:30 | -8 | -16.1555 | 90.4646 | 91.0017 | 27.605 | 31.9903 | -7 | -15.6525 | -132.9309 | 134.8598 | -132.9309 | 134.8598 | 66.4603 | 110.6789 | 129 | 132.8617 | 129.9 | 133.8074 | -161.4 | -167.6637 | -163.9 | -170.002 | -167.8 | -173.9645 | -166.6 | -172.9408 | 298.0744 | 304.1468
2021-03-30 06:00 | -8 | -17 | 97.1551 | 97.3042 | 29.9103 | 34.6813 | -9 | -17.4929 | -144.6383 | 147.4627 | -144.6383 | 147.4627 | 49.5103 | 71.3338 | 127.8 | 130.3782 | 128.7 | 131.3198 | -160.6 | -164.7177 | -165.3 | -172.7255 | -169.4 | -177.0263 | -169.2 | -177.0103 | 360.2904 | 375.432
2021-03-30 06:30 | 0 | 14 | 108.9687 | 109.0419 | 24.8418 | 30.8585 | 0 | 14 | -143.9081 | 147.7792 | -143.9081 | 147.7792 | 38.2232 | 73.4676 | 127.2 | 130.8289 | 128.1 | 131.8448 | -160 | -165.0507 | -168.5 | -173.9995 | -172.8 | -178.2442 | -172.5 | -178.1724 | 404.2366 | 414.7972
2021-03-30 07:00 | 1 | 17.0294 | 113.0185 | 113.1578 | 23.4505 | 31.7396 | 1 | 18 | -143.7395 | 149.1049 | -143.7395 | 149.1049 | 19.8231 | 58.5195 | 127.2 | 129.972 | 128.1 | 130.9767 | -159.8 | -164.0728 | -168.6 | -173.5372 | -172.6 | -177.4028 | -172.5 | -177.4687 | 408.9066 | 417.0466
2021-03-30 07:30 | -16 | -22.6274 | 95.2413 | 95.3526 | 38.895 | 44.0005 | -15 | -21.9317 | -158.2091 | 162.0321 | -158.2091 | 162.0321 | 14.5292 | 49.5574 | 127.8 | 130.4379 | 128.1 | 130.6723 | -160.4 | -164.4008 | -168.5 | -173.0908 | -172.3 | -176.9048 | -172.5 | -177.1677 | 400.1369 | 408.0426
2021-03-30 08:00 | -21 | -24.1868 | 80.3202 | 80.4186 | 39.3125 | 41.6175 | -21 | -24.1868 | -156.7611 | 158.7409 | -156.7611 | 158.7409 | 3.4563 | 49.3286 | 119.1 | 122.3242 | 119.4 | 122.7543 | -147.7 | -151.9803 | -155.7 | -160.2938 | -160 | -164.6373 | -160 | -164.8037 | 387.4702 | 395.7008
2021-03-30 08:30 | -24 | -27.7849 | 69.2432 | 70.0009 | 39.8004 | 43.5899 | -25 | -28.6531 | -153.203 | 156.1293 | -153.203 | 156.1293 | 30.5335 | 93.6491 | 121.2 | 124.5748 | 121.2 | 124.7149 | -151.7 | -156.3627 | -160 | -162.7698 | -164.4 | -167.1508 | -163.8 | -166.732 | 385.6737 | 386.8853
2021-03-30 09:00 | -22 | -26.0768 | 60.9257 | 61.7088 | 40.8322 | 43.9796 | -22 | -26.0768 | -145.8155 | 148.0865 | -145.8155 | 148.0865 | 24.1908 | 93.6855 | 118.2 | 122.5602 | 118.8 | 123.2182 | -147.3 | -152.9534 | -155.9 | -159.0505 | -160 | -163.1295 | -159.6 | -162.7961 | 362.0204 | 363.1019
2021-03-30 09:30 | -23 | -25.9422 | 52.2847 | 53.3314 | 33.9651 | 36.7111 | -22 | -25.0599 | -129.8641 | 131.5428 | -129.8641 | 131.5428 | 37.8897 | 111.8738 | 118.5 | 122.5385 | 118.5 | 122.6927 | -147.2 | -152.5643 | -155.9 | -158.611 | -160.2 | -162.8935 | -159.8 | -162.5365 | 342.1514 | 343.2177
2021-03-30 10:00 | -26 | -27.8568 | 48.1828 | 48.867 | 38.8465 | 40.7809 | -26 | -27.8568 | -131.7127 | 133.0526 | -131.7127 | 133.0526 | 40.7557 | 111.8956 | 118.8 | 123.1389 | 118.8 | 123.2982 | -148.7 | -154.3021 | -155.6 | -158.5036 | -160 | -162.9187 | -159.1 | -161.9971 | 316.1969 | 317.1645
2021-03-30 10:30 | -24 | -25.632 | 39.9988 | 40.607 | 37.3161 | 38.6986 | -23 | -24.3516 | -127.264 | 128.2194 | -127.264 | 128.2194 | 52.756 | 119.421 | 119.1 | 123.5873 | 119.1 | 123.5873 | -147.8 | -153.9001 | -154.4 | -157.442 | -158.3 | -161.4037 | -158 | -161.129 | 305.5363 | 306.342
2021-03-30 11:00 | -36 | -36.4966 | 27.1979 | 27.7271 | 47.4723 | 48.0684 | -37 | -37.4833 | -138.5086 | 139.0014 | -138.5086 | 139.0014 | 59.6521 | 119.4264 | 119.1 | 123.6677 | 119.7 | 124.3264 | -148.9 | -154.9016 | -156.1 | -159.266 | -160.2 | -163.2483 | -159.9 | -163.012 | 300.2537 | 301.2755
2021-03-30 11:30 | -36 | -36.1248 | 16.7586 | 17.4608 | 46.7551 | 47.0461 | -37 | -37.2156 | -139.286 | 139.7937 | -139.286 | 139.7937 | 69.0476 | 125.0537 | 118.2 | 123.2164 | 118.8 | 123.9621 | -149.2 | -155.6378 | -153.9 | -157.253 | -158 | -161.3687 | -157.3 | -160.7655 | 284.1811 | 285.4026
2021-03-30 12:00 | -46 | -46 | 5.5361 | 5.9273 | 52.5356 | 52.7073 | -47 | -47 | -145.7209 | 145.7856 | -145.7209 | 145.7856 | 47.8381 | 106.8574 | 118.2 | 123.9156 | 118.5 | 124.292 | -148 | -155.3443 | -151.1 | -154.7475 | -155.3 | -158.9783 | -154.9 | -158.609 | 233.8028 | 234.4834
2021-03-30 12:30 | -47 | -47 | 2.2662 | 2.4549 | 53.9323 | 54.1299 | -47 | -47 | -145.6554 | 145.7091 | -145.6554 | 145.7091 | 48.5631 | 105.2166 | 118.5 | 123.5891 | 119.7 | 124.9103 | -148.6 | -155.4685 | -151.7 | -155.3981 | -154.7 | -158.4569 | -155.3 | -159.1513 | 220.3008 | 220.651
2021-03-30 13:00 | -51 | -51.0392 | -5.0613 | 5.9233 | 59.4904 | 59.996 | -51 | -51.0392 | -153.3649 | 153.3673 | -153.3649 | 153.3673 | 45.2743 | 101.5514 | 120.6 | 125.1931 | 120.6 | 125.4377 | -149.8 | -156.1848 | -152.8 | -156.2598 | -156.7 | -160.1992 | -156.4 | -159.9475 | 222.0815 | 222.4269
2021-03-30 13:30 | -48 | -48.0104 | -0.5192 | 3.2257 | 56.0969 | 56.1678 | -46 | -46 | -149.8819 | 150.1578 | -149.8819 | 150.1578 | 54.5133 | 108.5034 | 125.1 | 129.9308 | 126 | 130.6379 | -157.6 | -164.4876 | -159.9 | -163.8805 | -163.6 | -167.5572 | -162.4 | -166.364 | 216.0818 | 216.3654
2021-03-30 14:00 | -44 | -44.0114 | 3.8633 | 4.1851 | 53.4634 | 53.999 | -43 | -43.0116 | -145.5796 | 145.5796 | -145.5796 | 145.5796 | 48.4059 | 104.1781 | 127.8 | 132.6122 | 128.4 | 133.3513 | -159.5 | -166.5949 | -161.5 | -165.4203 | -165.6 | -169.6613 | -165.2 | -169.2274 | 200.9294 | 201.2486
2021-03-30 14:30 | -48 | -48.0104 | 5.8773 | 6.0373 | 54.3032 | 54.619 | -48 | -48 | -148.3763 | 148.4439 | -148.3763 | 148.4439 | 61.305 | 111.4827 | 129.3 | 133.8235 | 129.9 | 134.4807 | -161.7 | -168.476 | -164.7 | -168.5247 | -168.5 | -172.3868 | -168.3 | -172.2763 | 226.8432 | 227.3924
2021-03-30 15:00 | -46 | -46 | 12.6014 | 12.75 | 55.7821 | 56.08 | -46 | -46 | -153.0341 | 153.0646 | -153.0341 | 153.0646 | 44.3575 | 104.1486 | 128.1 | 132.8218 | 129.3 | 133.9012 | -160.4 | -167.5721 | -162.8 | -166.9074 | -166.7 | -170.7785 | -166.4 | -170.5512 | 230.9963 | 231.4542
2021-03-30 15:30 | -37 | -37.0135 | 25.3017 | 25.7271 | 48.504 | 48.6652 | -37 | -37.054 | -146.3662 | 146.4725 | -146.3662 | 146.4725 | 60.3882 | 111.8782 | 127.8 | 131.8431 | 127.5 | 131.5523 | -158.8 | -165.0256 | -162.7 | -166.4431 | -167.2 | -170.9479 | -166.9 | -170.7807 | 285.8734 | 286.9873
2021-03-30 16:00 | -37 | -37.1214 | 36.4319 | 36.8193 | 48.6783 | 48.7719 | -35 | -35.1283 | -154.6715 | 154.959 | -154.6715 | 154.959 | 35.1936 | 100.4046 | 126.6 | 130.7549 | 127.8 | 131.9918 | -158.5 | -164.9015 | -163.2 | -166.9952 | -167.6 | -171.4018 | -167.1 | -171.0399 | 305.9706 | 306.9296
2021-03-30 16:30 | -29 | -29.1548 | 49.471 | 49.6776 | 47.376 | 47.556 | -32 | -32.249 | -159.1183 | 159.4206 | -159.1183 | 159.4206 | 22.16 | 87.3686 | 127.5 | 131.4058 | 127.8 | 131.6248 | -159.5 | -165.2729 | -163.7 | -167.153 | -167.3 | -170.7199 | -166.9 | -170.4082 | 296.8365 | 298.0143
2021-03-30 17:00 | -30 | -30.4138 | 58.4887 | 58.7049 | 49.0433 | 49.5163 | -31 | -31.4006 | -168.9899 | 169.521 | -168.9899 | 169.521 | 20.5908 | 96.7389 | 127.2 | 131.2616 | 127.2 | 131.411 | -159.5 | -165.7536 | -164.4 | -168.1681 | -168.6 | -172.3382 | -168.4 | -172.268 | 334.5575 | 335.9417
2021-03-30 17:30 | -26 | -27.2029 | 75.7487 | 75.8122 | 44.4373 | 45.6488 | -27 | -28.4605 | -164.6286 | 165.7942 | -164.6286 | 165.7942 | 25.4132 | 100.1407 | 128.4 | 132.2074 | 127.2 | 130.9705 | -160 | -165.2944 | -165.4 | -168.7783 | -169.7 | -173.0725 | -169.7 | -173.1714 | 369.7861 | 372.0086
2021-03-30 18:00 | -22 | -23.7697 | 85.8755 | 85.9409 | 40.6678 | 41.9553 | -20 | -21.9317 | -158.7886 | 159.9886 | -158.7886 | 159.9886 | 22.64 | 100.8331 | 127.5 | 131.2619 | 128.1 | 131.9161 | -158.6 | -164.4838 | -165 | -168.7691 | -169.1 | -172.7657 | -168.8 | -172.6171 | 366.1661 | 368.3893
2021-03-30 18:30 | -23 | -24.6982 | 86.0689 | 86.0877 | 44.7987 | 46.253 | -23 | -25.0799 | -167.7046 | 169.1288 | -167.7046 | 169.1288 | 24.4444 | 98.894 | 126.6 | 129.9689 | 126.3 | 129.7451 | -157.6 | -162.6216 | -163.9 | -167.0912 | -168.4 | -171.6029 | -167.9 | -171.151 | 381.567 | 384.0707
2021-03-30 19:00 | -20 | -21.9317 | 90.38 | 90.5471 | 45.7998 | 49.1233 | -20 | -21.9317 | -167.2096 | 170.2149 | -167.2096 | 170.2149 | 21.3873 | 99.7321 | 126 | 129.1172 | 126.6 | 129.9014 | -158.5 | -163.2515 | -164.6 | -167.7585 | -168.7 | -171.7643 | -168.5 | -171.6627 | 370.4796 | 372.7662
2021-03-30 19:30 | -25 | -28.6531 | 86.6115 | 86.8875 | 46.1914 | 49.0169 | -24 | -28.3019 | -166.1042 | 168.5168 | -166.1042 | 168.5168 | 25.1412 | 99.9462 | 126.9 | 130.5372 | 126.6 | 130.3879 | -158.3 | -163.9579 | -164.1 | -167.5448 | -168.2 | -171.7219 | -168.1 | -171.6441 | 354.9499 | 357.6011
2021-03-30 20:00 | -22 | -25.0599 | 84.5246 | 84.7292 | 45.0316 | 47.555 | -21 | -24.1868 | -161.1133 | 162.7553 | -161.1133 | 162.7553 | 45.8265 | 106.2137 | 126.6 | 131.2959 | 126.6 | 131.2959 | -158.2 | -164.9097 | -163.9 | -168.6631 | -167.7 | -172.3581 | -167.4 | -172.2295 | 352.4576 | 357.259
2021-03-30 20:30 | -28 | -29.7321 | 77.2056 | 77.3399 | 48.8926 | 50.177 | -28 | -29.7321 | -162.6413 | 163.3718 | -162.6413 | 163.3718 | 47.7294 | 114.0272 | 126.9 | 133.5751 | 126.9 | 133.5758 | -159.1 | -168.9015 | -163.9 | -170.8404 | -167.2 | -174.176 | -166.8 | -173.9899 | 330.1012 | 334.4562
2021-03-30 21:00 | -30 | -32.311 | 75.5407 | 75.8157 | 45.7505 | 47.2104 | -31 | -33.2415 | -152.9934 | 153.6087 | -152.9934 | 153.6087 | 55.75 | 111.7392 | 127.8 | 131.5533 | 128.1 | 131.8448 | -159.6 | -165.5807 | -163.2 | -169.8607 | -167.1 | -173.8851 | -166.9 | -173.86 | 305.92 | 310.1902
2021-03-30 21:30 | -23 | -25.0799 | 74.8392 | 75.3339 | 42.1148 | 43.6562 | -23 | -25.9422 | -148.1232 | 148.7763 | -148.1232 | 148.7763 | 58.7002 | 114.095 | 129 | 132.9339 | 128.4 | 132.4248 | -160.3 | -166.5779 | -162.4 | -169.4019 | -166.5 | -173.6454 | -165.7 | -172.993 | 274.9971 | 282.8334
2021-03-30 22:00 | -22 | -25.0599 | 72.7222 | 73.5899 | 37.9841 | 39.594 | -21 | -24.1868 | -136.3755 | 136.8093 | -136.3755 | 136.8093 | 78.3254 | 132.5365 | 126.9 | 131.1964 | 126.6 | 130.9063 | -159.5 | -165.8629 | -161.8 | -168.103 | -166 | -172.471 | -165.7 | -172.2914 | 270.7266 | 276.6095
2021-03-30 22:30 | -10 | -11.6619 | 77.8951 | 78.2598 | 27.8939 | 28.3223 | -10 | -11.1803 | -127.1081 | 127.1416 | -127.1081 | 127.1416 | 94.6421 | 139.6849 | 127.2 | 130.8289 | 127.5 | 131.4123 | -159.3 | -165.2916 | -160.6 | -166.7315 | -164.6 | -170.73 | -164.1 | -170.5066 | 269.6837 | 276.9709
2021-03-30 23:00 | 0 | 8 | 84.6489 | 85.4416 | 18.504 | 20.0957 | -1 | -8.0623 | -116.0896 | 116.2926 | -116.0896 | 116.2926 | 112.1219 | 150.5954 | 128.4 | 132.2074 | 128.1 | 131.9161 | -160.6 | -166.2828 | -161.3 | -167.2993 | -165.2 | -171.2456 | -164.8 | -171.0459 | 277.744 | 285.5158
2021-03-30 23:30 | 11 | 14.2127 | 92.8256 | 93.6806 | 6.8837 | 10.8218 | 10 | 12.8062 | -107.632 | 108.1689 | -107.632 | 108.1689 | 97.245 | 140.1283 | 129.3 | 132.6003 | 129 | 132.4424 | -160.9 | -166.2661 | -161.7 | -167.4489 | -165.7 | -171.5196 | -165.2 | -171.2456 | 275.1048 | 283.5923
2021-03-31 | 2 | 7.2801 | 86.6398 | 87.4442 | 11.5742 | 13.8983 | 2 | 8.2462 | -105.3981 | 105.5388 | -105.3981 | 105.5388 | 96.5608 | 142.4094 | 129 | 132.5796 | 129 | 132.7903 | -161.3 | -167.0708 | -162 | -168.0007 | -166.1 | -172.2192 | -165.7 | -171.9507 | 258.2739 | 268.5753
2021-03-31 00:30 | 0 | 7 | 80.721 | 81.8683 | 12.7355 | 14.4881 | 0 | 7 | -99.9327 | 99.9657 | -99.9327 | 99.9657 | 105.2453 | 149.4524 | 128.7 | 132.3575 | 129 | 132.9339 | -161.3 | -167.5134 | -161.6 | -168.0067 | -165.7 | -172.0362 | -165.1 | -171.742 | 258.6877 | 268.3811
2021-03-31 01:00 | 0 | 7.0711 | 76.3553 | 77.4473 | 15.8142 | 16.8875 | 1 | 7.0711 | -100.388 | 100.3936 | -100.388 | 100.3936 | 99.9099 | 147.9566 | 129.3 | 133.5943 | 129.3 | 133.7465 | -162.3 | -169.1081 | -161.9 | -168.7081 | -165.9 | -172.7044 | -165.4 | -172.4488 | 237.2201 | 247.0407
2021-03-31 01:30 | -1 | -9.0554 | 74.6613 | 76.3098 | 14.2924 | 16.1705 | -1 | -9.0554 | -98.3815 | 98.4246 | -98.3815 | 98.4246 | 106.9603 | 153.933 | 128.7 | 133.7213 | 129.3 | 134.4623 | -160.9 | -168.6988 | -161.1 | -169.0101 | -164.9 | -172.9046 | -164.3 | -172.791 | 231.0042 | 243.7961
2021-03-31 02:00 | 2 | 9.2195 | 74.7849 | 76.4304 | 14.7096 | 16.6893 | 1 | 8.0623 | -94.5381 | 94.5632 | -94.5381 | 94.5632 | 112.3539 | 158.1414 | 129 | 134.1738 | 129 | 134.3401 | -161.6 | -170.0711 | -161.3 | -169.5979 | -165.2 | -173.6779 | -164.7 | -173.294 | 228.8407 | 240.1296
2021-03-31 02:30 | 2 | 9.2195 | 74.7005 | 76.3886 | 13.2477 | 15.2897 | 1 | 9.0554 | -91.6656 | 91.6871 | -91.6656 | 91.6871 | 120.6739 | 162.5089 | 129.6 | 134.6689 | 129.6 | 134.7508 | -161.6 | -169.5472 | -161.8 | -169.9168 | -165.5 | -173.6275 | -164.9 | -173.3577 | 229.5937 | 241.4987
2021-03-31 03:00 | 6 | 10 | 77.2956 | 78.8978 | 11.3871 | 13.7166 | 6 | 10 | -88.6897 | 88.7084 | -88.6897 | 88.7084 | 115.224 | 160.4951 | 129 | 134.3401 | 129.3 | 134.6282 | -161.1 | -169.6255 | -160.7 | -169.1206 | -164.6 | -173.1693 | -164.5 | -173.3561 | 223.4751 | 234.9444
2021-03-31 03:30 | 1 | 9.0554 | 75.5138 | 77.0263 | 15.4586 | 17.4241 | 1 | 8.0623 | -93.9761 | 93.9987 | -93.9761 | 93.9987 | 115.1455 | 160.0497 | 129.3 | 134.4623 | 128.7 | 134.052 | -161.1 | -169.2537 | -161 | -169.22 | -165.5 | -173.8404 | -164.8 | -173.4527 | 228.9367 | 239.4186
2021-03-31 04:00 | 3 | 9.4868 | 80.4171 | 81.8119 | 12.7744 | 15.6693 | 4 | 9.8489 | -89.7104 | 89.7758 | -89.7104 | 89.7758 | 106.3217 | 155.2996 | 129.3 | 134.4623 | 128.7 | 134.1362 | -160.9 | -169.4043 | -160.5 | -168.8994 | -164.9 | -173.5166 | -164.3 | -173.2613 | 226.3984 | 236.449
2021-03-31 04:30 | 8 | 14.4222 | 86.626 | 88.1879 | 9.7461 | 15.9297 | 7 | 14.7648 | -87.8604 | 88.3196 | -87.8604 | 88.3196 | 97.0671 | 148.7949 | 128.7 | 133.7213 | 129.6 | 134.5877 | -160.9 | -168.8195 | -161.3 | -169.322 | -165.4 | -173.5322 | -165 | -173.4839 | 239.3388 | 248.3058
2021-03-31 05:00 | 9 | 15.8114 | 93.5792 | 94.5364 | 10.3927 | 17.7595 | 9 | 15.8114 | -93.6027 | 94.6371 | -93.6027 | 94.6371 | 78.3447 | 133.7836 | 128.4 | 132.0658 | 128.7 | 132.2878 | -161.1 | -167.2132 | -161.4 | -167.6097 | -164.9 | -171.0888 | -164.6 | -171.1513 | 256.3073 | 263.4413
2021-03-31 05:30 | 11 | 20.2485 | 105.2884 | 105.9633 | 9.8397 | 20.2725 | 11 | 20.2485 | -98.1224 | 100.2518 | -98.1224 | 100.2518 | 69.6106 | 125.7929 | 128.7 | 131.3198 | 128.7 | 131.2605 | -161.7 | -165.9015 | -164 | -168.3675 | -168 | -172.3998 | -167.6 | -172.2099 | 290.0168 | 293.469
2021-03-31 06:00 | 12 | 21.6333 | 111.0768 | 111.3298 | 10.9142 | 22.8583 | 12 | 20.8087 | -107.3876 | 110.8847 | -107.3876 | 110.8847 | 43.211 | 94.4183 | 127.8 | 129.6628 | 127.5 | 129.3167 | -159.9 | -162.8583 | -163.8 | -167.0126 | -168 | -171.0335 | -167.4 | -170.5448 | 325.806 | 329.5108
2021-03-31 06:30 | 8 | 17.8885 | 114.174 | 114.2665 | 15.2735 | 24.4418 | 8 | 17.8885 | -121.9648 | 125.5627 | -121.9648 | 125.5627 | 14.6009 | 86.7197 | 126.9 | 129.2624 | 127.2 | 129.5003 | -160 | -163.6984 | -164.7 | -168.696 | -168.7 | -172.6884 | -168.2 | -172.3514 | 359.5093 | 363.7178
2021-03-31 07:00 | 5 | 18.6815 | 107.9647 | 108.1578 | 21.1437 | 29.3078 | 6 | 18.0278 | -129.7849 | 133.656 | -129.7849 | 133.656 | 1.113 | 80.7007 | 122.1 | 123.5086 | 122.1 | 123.5541 | -161.7 | -163.8236 | -165.4 | -167.9058 | -169.8 | -172.3607 | -169.3 | -171.9027 | 374.3644 | 378.391
2021-03-31 07:30 | -2 | -17.1172 | 101.7855 | 101.8047 | 24.9475 | 29.0967 | -2 | -17.1172 | -132.3409 | 134.2208 | -132.3409 | 134.2208 | -10.3391 | 75.9974 | 123 | 124.3539 | 123.3 | 124.6506 | -162.8 | -164.9749 | -166.8 | -169.2851 | -170.8 | -173.3119 | -170.5 | -172.9993 | 336.4605 | 340.1262
2021-03-31 08:00 | -18 | -19.6977 | 82.3913 | 82.3952 | 41.4663 | 42.728 | -18 | -19.6977 | -148.0771 | 148.8263 | -148.0771 | 148.8263 | -0.13135 | 82.9978 | 122.4 | 124.1884 | 122.4 | 124.2913 | -161.7 | -164.6311 | -167.5 | -170.5345 | -171.6 | -174.5766 | -171.2 | -174.3186 | 355.643 | 358.9291
2021-03-31 08:30 | -24 | -24.5153 | 68.0172 | 68.0285 | 44.0804 | 44.3806 | -24 | -24.5153 | -147.3335 | 147.5266 | -147.3335 | 147.5266 | -10.2006 | 75.4291 | 115.5 | 117.3403 | 115.5 | 117.5024 | -152.2 | -154.8638 | -158.1 | -160.7739 | -162.1 | -164.7984 | -161.5 | -164.3066 | 335.0143 | 338.9549
2021-03-31 09:00 | -17 | -17.1172 | 64.9904 | 65.0015 | 34.4371 | 34.6199 | -17 | -17.2627 | -129.0161 | 129.0795 | -129.0161 | 129.0795 | 2.7092 | 74.741 | 114.9 | 116.8033 | 115.2 | 117.2632 | -152.6 | -155.1656 | -158.3 | -160.9888 | -162.2 | -165.0131 | -161.8 | -164.576 | 313.1954 | 318.8122
2021-03-31 09:30 | -15 | -15.2971 | 57.5091 | 57.5092 | 30.0615 | 30.3503 | -15 | -15.2971 | -118.8093 | 118.9592 | -118.8093 | 118.9592 | 10.041 | 77.7846 | 114.9 | 118.0987 | 115.5 | 118.822 | -152.4 | -156.8982 | -155.8 | -160.1795 | -159.8 | -164.256 | -159.2 | -163.5751 | 275.6364 | 280.7043
2021-03-31 10:00 | -14 | -14.1421 | 48.0569 | 48.058 | 28.8976 | 29.1698 | -15 | -15.1327 | -113.5885 | 113.6576 | -113.5885 | 113.6576 | 23.8002 | 87.7526 | 116.1 | 119.6188 | 117 | 120.7108 | -154.4 | -159.3005 | -157.4 | -162.1849 | -161.5 | -166.2841 | -161 | -165.9187 | 261.9233 | 266.5151
2021-03-31 10:30 | -20 | -20.025 | 37.7258 | 37.8575 | 34.1661 | 34.5416 | -21 | -21.0238 | -119.1611 | 119.2047 | -119.1611 | 119.2047 | 8.7517 | 77.5404 | 116.4 | 119.91 | 116.4 | 119.9824 | -154.3 | -159.1279 | -155.2 | -159.7133 | -158.7 | -163.2562 | -158.7 | -163.3742 | 221.1324 | 223.8011
2021-03-31 11:00 | -20 | -20.0998 | 34.3113 | 34.3388 | 32.1117 | 32.5904 | -20 | -20.0998 | -114.518 | 114.5262 | -114.518 | 114.5262 | 11.7007 | 79.2266 | 111 | 114.5262 | 111.9 | 115.6978 | -146.7 | -151.6172 | -148.8 | -153.3071 | -152.6 | -157.212 | -151.9 | -156.5326 | 229.5868 | 232.3746
2021-03-31 11:30 | -24 | -24.0832 | 27.9225 | 27.9633 | 34.3262 | 34.6599 | -24 | -24.0208 | -117.2385 | 117.265 | -117.2385 | 117.265 | 24.2925 | 102.7896 | 112.2 | 115.9122 | 112.8 | 116.6445 | -148.4 | -153.3128 | -150.8 | -154.9222 | -154.1 | -158.3407 | -153.8 | -158.0949 | 236.244 | 237.8134
2021-03-31 12:00 | -23 | -25.9422 | 25.9806 | 27.9705 | 33.5307 | 35.4889 | -23 | -25.4951 | -114.7463 | 116.0886 | -114.7463 | 116.0886 | 23.1489 | 98.0683 | 112.5 | 115.5561 | 112.8 | 115.9169 | -148.4 | -152.4029 | -150 | -153.783 | -153.8 | -157.7322 | -153.7 | -157.6125 | 226.8885 | 226.8906
2021-03-31 12:30 | -27 | -29.1548 | 30.8792 | 32.2416 | 29.7657 | 32.3903 | -27 | -28.4605 | -108.5969 | 110.292 | -108.5969 | 110.292 | 26.8474 | 103.9491 | 112.8 | 115.7129 | 112.5 | 115.4205 | -148.6 | -152.4178 | -150.9 | -154.1323 | -154.6 | -157.8974 | -154.1 | -157.4487 | 223.9254 | 223.9385
2021-03-31 13:00 | -23 | -25.4951 | 27.0438 | 28.4222 | 33.6787 | 35.7408 | -23 | -25.4951 | -114.2477 | 115.7312 | -114.2477 | 115.7312 | 21.2227 | 102.645 | 113.1 | 116.1403 | 112.8 | 115.9169 | -149.8 | -153.7215 | -151.7 | -154.9563 | -155.6 | -158.9989 | -155.4 | -158.7621 | 223.938 | 223.9392
2021-03-31 13:30 | -24 | -26.4008 | 27.5997 | 28.9385 | 34.5146 | 36.5255 | -24 | -26.4008 | -116.0665 | 117.5998 | -116.0665 | 117.5998 | 17.1093 | 101.8955 | 117.6 | 120.2697 | 117.6 | 120.3329 | -147 | -150.5931 | -149.9 | -152.9914 | -153.6 | -156.8168 | -153.1 | -156.3474 | 232.6886 | 232.6905
2021-03-31 14:00 | -24 | -26.8328 | 30.3891 | 31.7646 | 33.4927 | 35.7203 | -23 | -25.9422 | -116.4102 | 118.0561 | -116.4102 | 118.0561 | 25.9752 | 105.4815 | 114.6 | 117.8068 | 115.5 | 118.7519 | -144.9 | -149.0437 | -148.5 | -151.8667 | -152.2 | -155.6522 | -151.9 | -155.4009 | 240.0509 | 240.0712
2021-03-31 14:30 | -21 | -23.7065 | 34.557 | 35.6385 | 33.2996 | 35.356 | -21 | -23.7065 | -116.5083 | 118.0178 | -116.5083 | 118.0178 | 16.685 | 94.6021 | 116.1 | 118.2034 | 117.3 | 119.4953 | -146.1 | -148.8538 | -149.4 | -152.2653 | -153.2 | -156.1676 | -153 | -155.9909 | 242.2995 | 242.2995
2021-03-31 15:00 | -20 | -23.3238 | 42.5746 | 43.6458 | 33.1642 | 35.5539 | -19 | -22.4722 | -118.5196 | 120.083 | -118.5196 | 120.083 | 11.0695 | 86.8463 | 116.1 | 117.9309 | 116.4 | 118.3872 | -146.6 | -149.1386 | -149.7 | -152.3888 | -153.1 | -155.9767 | -153 | -155.7803 | 247.1753 | 247.1781
2021-03-31 15:30 | -16 | -19.4165 | 53.2748 | 53.7457 | 30.8783 | 32.9992 | -16 | -19.4165 | -121.4621 | 122.6716 | -121.4621 | 122.6716 | 1.5284 | 92.0968 | 123.3 | 125.2826 | 122.4 | 124.4508 | -153 | -155.9327 | -156.3 | -158.8875 | -160.3 | -163.0282 | -159.9 | -162.6899 | 247.0851 | 247.2305
2021-03-31 16:00 | -17 | -17.72 | 58.7656 | 58.7703 | 33.4973 | 34.1043 | -17 | -18.0278 | -131.9378 | 132.2967 | -131.9378 | 132.2967 | -8.0786 | 89.7548 | 123.9 | 126.3773 | 124.2 | 126.7307 | -155 | -158.7067 | -158 | -161.3732 | -161.9 | -165.4522 | -161.6 | -165.1586 | 254.7251 | 255.2481
2021-03-31 16:30 | -20 | -21.1896 | 66.962 | 66.9777 | 35.592 | 36.6072 | -19 | -20.6155 | -141.8383 | 142.5555 | -141.8383 | 142.5555 | -19.3842 | 66.5061 | 123 | 125.3774 | 122.7 | 124.9114 | -153.7 | -156.9148 | -157.3 | -160.2106 | -162 | -165.0532 | -161.9 | -164.955 | 266.5185 | 266.5383
2021-03-31 17:00 | -3 | -9.4868 | 89.6921 | 89.7313 | 23.6741 | 26.1222 | -3 | -10.4403 | -128.081 | 129.3631 | -128.081 | 129.3631 | -13.0838 | 68.7935 | 130.2 | 132.4482 | 130.5 | 132.6885 | -162.5 | -166.1427 | -165.6 | -169.2535 | -169.5 | -173.0389 | -169.8 | -173.3326 | 270.5764 | 270.9993
2021-03-31 17:30 | 1 | 8.0623 | 104.1514 | 104.152 | 19.2549 | 22.6375 | 0 | 9.0554 | -126.7463 | 128.4337 | -126.7463 | 128.4337 | -1.9996 | 83.6593 | 136.5 | 139.2624 | 136.8 | 139.439 | -169.8 | -174.633 | -172.8 | -177.3018 | -177.3 | -181.8891 | -176.9 | -181.4992 | 294.5009 | 295.1122
2021-03-31 18:00 | 17 | 20.2485 | 123.7367 | 123.7536 | 5.3358 | 14.8028 | 18 | 20.5913 | -103.3641 | 105.6247 | -103.3641 | 105.6247 | 3.1512 | 82.7471 | 135.3 | 138.3312 | 135.6 | 138.6873 | -169.8 | -175.1846 | -173.6 | -178.371 | -178.1 | -183.0544 | -178 | -183.0034 | 285.4369 | 286.2033
2021-03-31 18:30 | 14 | 19.799 | 126.9473 | 126.9746 | 7.0868 | 18.348 | 14 | 19.799 | -105.2156 | 108.7408 | -105.2156 | 108.7408 | 6.8089 | 73.915 | 135.6 | 138.146 | 135.6 | 138.2619 | -169.2 | -174.0029 | -173.8 | -178.2989 | -177.8 | -182.31 | -177.8 | -182.3765 | 301.0884 | 301.8311
2021-03-31 19:00 | 11 | 17.0294 | 123.918 | 123.9227 | 11.2806 | 19.814 | 10 | 16.4012 | -109.4326 | 112.5825 | -109.4326 | 112.5825 | 8.0106 | 79.2883 | 132.9 | 135.6189 | 133.2 | 135.9089 | -165.5 | -169.9191 | -170 | -174.261 | -174.3 | -178.6317 | -175.1 | -179.491 | 314.6697 | 315.7892
2021-03-31 19:30 | 7 | 13.0384 | 120.5288 | 120.5298 | 13.3417 | 19.3704 | 8 | 13.6015 | -111.4947 | 113.6835 | -111.4947 | 113.6835 | 3.8002 | 79.3217 | 131.1 | 134.1621 | 130.5 | 133.5758 | -163 | -168.0774 | -167.1 | -171.7282 | -170.8 | -175.467 | -170.9 | -175.7076 | 289.8297 | 291.0643
2021-03-31 20:00 | 5 | 9.434 | 114.5291 | 114.5337 | 15.2967 | 18.695 | 5 | 9.434 | -112.3646 | 113.3539 | -112.3646 | 113.3539 | 16.5568 | 88.9256 | 131.4 | 135.1229 | 130.8 | 134.6101 | -163.5 | -169.6062 | -166.8 | -172.0065 | -171.3 | -176.5659 | -170.7 | -176.1062 | 292.5302 | 294.1307
2021-03-31 20:30 | 5 | 13.9284 | 107.1805 | 107.3706 | 17.2674 | 23.317 | 5 | 13.9284 | -111.1457 | 113.025 | -111.1457 | 113.025 | 31.5814 | 92.5436 | 131.1 | 134.2261 | 131.1 | 133.8515 | -164.4 | -169.1255 | -166.6 | -170.7245 | -170.5 | -174.6833 | -169.7 | -173.8372 | 282.23 | 283.5299
2021-03-31 21:00 | 5 | 13.9284 | 106.1929 | 106.5236 | 14.2524 | 19.9923 | 6 | 14.3178 | -102.9158 | 104.3761 | -102.9158 | 104.3761 | 45.2062 | 97.2065 | 130.8 | 133.7425 | 130.5 | 133.3867 | -163.6 | -168.348 | -165.9 | -170.4514 | -170.1 | -174.6035 | -169.8 | -174.4249 | 273.0398 | 273.8199
2021-03-31 21:30 | 8 | 15.2643 | 106.1548 | 106.6289 | 10.9437 | 18.2317 | 9 | 15.8114 | -97.8758 | 99.4878 | -97.8758 | 99.4878 | 63.1298 | 107.4324 | 131.4 | 134.206 | 131.4 | 134.0258 | -164.5 | -169.1759 | -166.2 | -170.6462 | -170.5 | -175.0157 | -169.9 | -174.6141 | 261.2551 | 263.4217
2021-03-31 22:00 | 10 | 14.1421 | 101.5443 | 101.9729 | 9.0993 | 14.4011 | 10 | 14.1421 | -89.0733 | 89.9193 | -89.0733 | 89.9193 | 76.3944 | 125.891 | 131.4 | 134.916 | 131.7 | 135.3452 | -164.5 | -170.2829 | -166.1 | -170.919 | -170.3 | -175.1659 | -169.8 | -174.8693 | 256.5067 | 259.9821
2021-03-31 22:30 | 10 | 15.6205 | 102.8424 | 103.5658 | 4.4633 | 12.8874 | 12 | 16.9706 | -86.7969 | 88.081 | -86.7969 | 88.081 | 90.3603 | 133.379 | 132 | 135.847 | 131.4 | 135.3356 | -164.8 | -171.2075 | -165.1 | -170.7345 | -169.3 | -174.9999 | -169 | -174.9401 | 246.1982 | 250.4876
2021-03-31 23:00 | 15 | 18.0278 | 100.1038 | 100.9584 | 1.571 | 10.1787 | 15 | 18.0278 | -82.8602 | 83.9438 | -82.8602 | 83.9438 | 103.0254 | 143.1271 | 131.7 | 136.0681 | 132 | 136.1356 | -164.9 | -171.6882 | -164.7 | -170.5797 | -169.3 | -175.2558 | -168.7 | -174.9118 | 244.7253 | 249.5688
2021-03-31 23:30 | 29 | 31.0161 | 111.6072 | 112.5291 | -11.1803 | 16.1063 | 29 | 31.0161 | -75.9374 | 78.0017 | -75.9374 | 78.0017 | 88.1008 | 129.5434 | 130.5 | 134.6816 | 130.5 | 134.5345 | -163.1 | -169.5444 | -163.1 | -168.6476 | -166.9 | -172.4505 | -167.3 | -173.1238 | 252.3229 | 256.8916
2021-04-01 | 28 | 30.4631 | 109.8791 | 111.0506 | -12.8233 | 17.3152 | 27 | 29.5466 | -69.0083 | 70.875 | -69.0083 | 70.875 | 93.8336 | 134.6473 | 131.1 | 135.2631 | 131.7 | 135.8447 | -164 | -170.6442 | -164.6 | -170.3087 | -168.6 | -174.3483 | -168 | -174.0003 | 236.4042 | 241.6063
2021-04-01 00:30 | 28 | 30.8707 | 105.2162 | 106.7753 | -11.9118 | 17.1089 | 28 | 30.8707 | -64.0776 | 65.7066 | -64.0776 | 65.7066 | 99.309 | 140.9524 | 131.7 | 136.0681 | 131.1 | 135.5635 | -164.3 | -171.5947 | -164.3 | -171.4226 | -168.6 | -176.0006 | -167.6 | -175.1297 | 231.301 | 238.5182
2021-04-01 01:00 | 26 | 28.6356 | 101.2097 | 102.6531 | -9.5933 | 14.8787 | 26 | 28.6356 | -62.8868 | 64.1689 | -62.8868 | 64.1689 | 107.5703 | 150.2404 | 130.5 | 135.5353 | 130.5 | 135.5353 | -163 | -171.2155 | -163.3 | -171.1683 | -167.1 | -175.004 | -166.6 | -174.8272 | 235.4461 | 240.9257
2021-04-01 01:30 | 19 | 23.0217 | 95.8515 | 97.7842 | -6.306 | 13.6995 | 19 | 23.0217 | -67.4733 | 68.8477 | -67.4733 | 68.8477 | 115.0761 | 154.5722 | 130.5 | 134.907 | 130.2 | 134.6933 | -163.4 | -170.8495 | -163 | -170.4086 | -167.2 | -174.7179 | -166.4 | -174.0918 | 232.4906 | 240.2921
2021-04-01 02:00 | 18 | 21.6333 | 94.559 | 96.1645 | -4.6764 | 11.9721 | 18 | 21.6333 | -66.2808 | 67.3561 | -66.2808 | 67.3561 | 128.914 | 166.9651 | 134.7 | 139.4277 | 134.7 | 139.4277 | -168 | -175.9823 | -167.6 | -175.4223 | -171.3 | -179.1353 | -171.6 | -179.8306 | 232.2352 | 239.8211
2021-04-01 02:30 | 21 | 24.1868 | 92.8347 | 94.5065 | -4.3047 | 11.5029 | 21 | 24.1868 | -65.6157 | 66.4835 | -65.6157 | 66.4835 | 134.0338 | 171.3936 | 133.8 | 138.7155 | 135 | 139.7952 | -168.9 | -177.1707 | -168.5 | -176.6387 | -172.6 | -180.7905 | -172.2 | -180.7397 | 229.5744 | 236.8234
2021-04-01 03:00 | 15 | 19.2094 | 90.6455 | 92.6342 | -2.7471 | 11.4813 | 15 | 19.2094 | -69.5907 | 70.6803 | -69.5907 | 70.6803 | 138.7894 | 173.6004 | 135.9 | 140.5108 | 135.9 | 140.7422 | -169.3 | -177.5171 | -168.7 | -176.621 | -173 | -181.0769 | -172.3 | -180.6538 | 235.4191 | 242.6421
2021-04-01 03:30 | 15 | 19.2094 | 92.9716 | 94.7012 | -3.2538 | 11.4842 | 15 | 19.2094 | -68.4579 | 69.0678 | -68.4579 | 69.0678 | 134.5127 | 171.2558 | 135.6 | 140.0692 | 136.5 | 141.2442 | -169.3 | -177.3722 | -169.5 | -177.4444 | -173.8 | -181.8774 | -172 | -180.2178 | 230.4256 | 237.0004
2021-04-01 04:00 | 20 | 23.8537 | 94.3957 | 96.1496 | -3.5108 | 12.5207 | 20 | 23.8537 | -69.3807 | 70.2674 | -69.3807 | 70.2674 | 129.4881 | 166.4058 | 136.2 | 140.7253 | 136.2 | 140.7253 | -170 | -177.9516 | -169.5 | -177.3558 | -173.7 | -181.6936 | -173.4 | -181.6863 | 236.1486 | 242.6892
2021-04-01 04:30 | 16 | 21.9317 | 97.5052 | 99.2948 | -2.2264 | 14.376 | 16 | 21.9317 | -74.622 | 75.9813 | -74.622 | 75.9813 | 122.517 | 160.8425 | 135 | 139.4132 | 135.3 | 139.7037 | -168.7 | -176.1827 | -169.3 | -176.7769 | -173.5 | -181.0676 | -173.2 | -181.157 | 248.6542 | 253.9667
2021-04-01 05:00 | 11 | 18.6011 | 100.1257 | 101.3996 | 2.4566 | 15.8355 | 12 | 19.2094 | -83.5156 | 85.3431 | -83.5156 | 85.3431 | 107.0016 | 146.7295 | 136.5 | 139.6303 | 135.6 | 139.1431 | -169.8 | -175.6361 | -170.4 | -176.4997 | -174.3 | -180.319 | -173.8 | -180.0952 | 267.1923 | 271.0565
2021-04-01 05:30 | 10 | 18.868 | 100.8666 | 101.5614 | 12.0485 | 21.7801 | 10 | 18.868 | -103.3228 | 105.8126 | -103.3228 | 105.8126 | 92.026 | 131.5809 | 137.1 | 139.9702 | 136.8 | 139.6303 | -170.2 | -175.5969 | -171.8 | -177.0028 | -175.9 | -181.1272 | -175.5 | -180.9073 | 294.4547 | 296.6819
2021-04-01 06:00 | 6 | 17.088 | 105.135 | 105.6728 | 15.44 | 23.7274 | 6 | 17.088 | -115.3524 | 118.4726 | -115.3524 | 118.4726 | 72.4519 | 132.0941 | 137.4 | 140.4477 | 136.2 | 139.4006 | -171.6 | -177.6069 | -173.7 | -179.3096 | -178 | -183.6001 | -177.6 | -183.4105 | 331.8833 | 332.5941
2021-04-01 06:30 | 0 | 14 | 102.9633 | 103.0128 | 22.8151 | 27.897 | 1 | 14.0357 | -131.5272 | 134.0536 | -131.5272 | 134.0536 | 53.6656 | 130.6214 | 135.9 | 140.1373 | 137.1 | 141.0156 | -170.6 | -177.692 | -175.9 | -182.3755 | -180.3 | -186.8136 | -179.8 | -186.5692 | 363.4574 | 364.3856
2021-04-01 07:00 | -4 | -17.4642 | 100.6594 | 100.7323 | 26.3574 | 31.6292 | -3 | -16.2788 | -135.5582 | 138.2865 | -135.5582 | 138.2865 | 46.8655 | 122.7482 | 135.6 | 138.9441 | 135.9 | 139.3024 | -169.7 | -175.668 | -175.9 | -181.6895 | -180.4 | -186.074 | -179.9 | -185.7156 | 379.636 | 380.609
2021-04-01 07:30 | -7 | -16.5529 | 87.4873 | 87.7119 | 29.6877 | 34.3867 | -7 | -17.4642 | -138.2456 | 141.2519 | -138.2456 | 141.2519 | 49.116 | 114.5332 | 135.3 | 138.394 | 134.7 | 137.9354 | -168.9 | -174.5836 | -176.1 | -181.8083 | -180.3 | -186.1003 | -179.7 | -185.6188 | 376.6807 | 376.7031
2021-04-01 08:00 | -28 | -31.305 | 63.3421 | 63.701 | 44.6745 | 46.9678 | -28 | -31.305 | -155.2513 | 157.2235 | -155.2513 | 157.2235 | 44.6053 | 108.9774 | 135.3 | 138.2076 | 135.9 | 139.1075 | -169.1 | -174.5309 | -175.3 | -180.9093 | -179.6 | -185.2739 | -179.3 | -185.1565 | 343.4948 | 343.6314
2021-04-01 08:30 | -35 | -36.6879 | 46.7233 | 47.1835 | 49.5861 | 50.6253 | -32 | -33.8378 | -158.598 | 159.6858 | -158.598 | 159.6858 | 49.3849 | 110.948 | 136.5 | 139.7578 | 137.7 | 140.9942 | -170.3 | -175.9864 | -176.2 | -182.0551 | -179.7 | -185.5439 | -180.3 | -186.3 | 325.5468 | 325.6819
2021-04-01 09:00 | -34 | -35.4401 | 45.2099 | 45.6105 | 47.0436 | 48.0444 | -34 | -35.171 | -149.5506 | 150.4793 | -149.5506 | 150.4793 | 42.1264 | 105.743 | 138 | 141.2873 | 138 | 141.2232 | -171 | -177.0531 | -174.9 | -180.848 | -179.2 | -185.2316 | -178.7 | -184.8795 | 284.2655 | 284.3559
2021-04-01 09:30 | -34 | -35.4401 | 39.1418 | 39.6448 | 45.8427 | 46.8542 | -33 | -34.2053 | -143.3316 | 144.223 | -143.3316 | 144.223 | 55.5873 | 95.9327 | 136.8 | 139.7372 | 136.5 | 139.7578 | -171.1 | -176.667 | -176.1 | -182.3417 | -180 | -186.2387 | -179.6 | -186.0334 | 282.19 | 283.3022
2021-04-01 10:00 | -32 | -33.8378 | 34.0221 | 34.7318 | 46.3699 | 47.5989 | -32 | -33.8378 | -141.0248 | 142.142 | -141.0248 | 142.142 | 68.3319 | 102.9837 | 135.9 | 138.6743 | 135.6 | 138.3804 | -169.2 | -174.3831 | -173.8 | -179.6319 | -178.2 | -184.167 | -177.6 | -183.7138 | 287.0001 | 287.9842
2021-04-01 10:30 | -37 | -38.6005 | 28.6044 | 29.3659 | 46.0374 | 47.315 | -35 | -36.6879 | -139.2997 | 140.8613 | -139.2997 | 140.8613 | 71.5595 | 107.2122 | 136.5 | 139.5674 | 138 | 141.2232 | -169 | -174.5624 | -174 | -179.7498 | -178.3 | -184.0635 | -177.9 | -183.7849 | 280.3561 | 281.2464
2021-04-01 11:00 | -37 | -38.3275 | 20.7667 | 21.6602 | 50.739 | 51.6596 | -37 | -38.3275 | -143.4618 | 144.9349 | -143.4618 | 144.9349 | 70.9195 | 108.7456 | 136.2 | 139.5951 | 136.5 | 140.0203 | -169.3 | -175.3857 | -173.4 | -179.4749 | -177.8 | -183.9584 | -177.1 | -183.4113 | 274.972 | 275.4276
2021-04-01 11:30 | -37 | -38.0789 | 18.617 | 19.0928 | 49.8094 | 50.4996 | -37 | -38.0789 | -141.2692 | 142.6496 | -141.2692 | 142.6496 | 62.9932 | 103.5857 | 135.6 | 139.0761 | 136.5 | 139.6937 | -168 | -174.2367 | -173.2 | -179.2817 | -177.6 | -183.7908 | -177.1 | -183.3853 | 269.6666 | 269.9757
2021-04-01 12:00 | -48 | -48.8365 | 11.265 | 12.1962 | 55.772 | 56.4341 | -48 | -49.2443 | -144.774 | 146.3581 | -144.774 | 146.3581 | 61.8591 | 104.0159 | 135.9 | 140.2849 | 136.5 | 140.8662 | -170.2 | -177.9957 | -174.2 | -182.026 | -178.2 | -186.2602 | -178.2 | -186.3478 | 258.0407 | 258.1255
2021-04-01 12:30 | -45 | -46.0977 | 13.3649 | 15.1565 | 54.0647 | 54.8441 | -46 | -47.0744 | -143.274 | 145.1422 | -143.274 | 145.1422 | 65.6895 | 98.7086 | 132.6 | 135.5034 | 132 | 135.1696 | -164.6 | -169.5324 | -169.3 | -174.5287 | -173.8 | -179.0647 | -173.4 | -178.8708 | 283.5745 | 284.2649
2021-04-01 13:00 | -38 | -39.5601 | 17.8196 | 19.3903 | 50.7132 | 51.8014 | -38 | -39.5601 | -136.8371 | 139.233 | -136.8371 | 139.233 | 66.4533 | 97.1635 | 123.6 | 126.451 | 123.9 | 126.6814 | -154.5 | -158.3987 | -162.4 | -166.8552 | -166.6 | -171.2649 | -165.9 | -170.584 | 313.0236 | 313.783
2021-04-01 13:30 | -42 | -43.6807 | 22.0132 | 23.3602 | 51.0538 | 52.2184 | -41 | -42.45 | -138.0245 | 140.7996 | -138.0245 | 140.7996 | 59.983 | 91.1664 | 123.9 | 126.6192 | 123.3 | 125.9704 | -155.7 | -159.8755 | -161.8 | -166.4574 | -166.6 | -171.3815 | -166 | -170.9166 | 317.8863 | 318.6473
2021-04-01 14:00 | -40 | -41.7612 | 29.2901 | 29.7815 | 52.397 | 53.5759 | -41 | -43.0116 | -143.869 | 146.5529 | -143.869 | 146.5529 | 52.3796 | 86.1338 | 123 | 125.6767 | 123.6 | 126.3257 | -153.3 | -157.2225 | -160.8 | -165.3914 | -165.3 | -169.9539 | -165 | -169.7323 | 324.9933 | 325.8648
2021-04-01 14:30 | -36 | -37.3631 | 35.1905 | 35.3646 | 51.8599 | 52.7722 | -36 | -37.3631 | -144.0593 | 146.5631 | -144.0593 | 146.5631 | 53.177 | 93.4092 | 128.4 | 131.1467 | 127.5 | 130.2657 | -159.8 | -164.1356 | -166.5 | -171.5457 | -170.7 | -175.815 | -170.5 | -175.7171 | 325.6901 | 326.6383
2021-04-01 15:00 | -34 | -35.171 | 41.2753 | 41.382 | 51.0824 | 51.8956 | -34 | -35.171 | -148.7466 | 151.1929 | -148.7466 | 151.1929 | 35.6192 | 82.4702 | 133.2 | 136.3417 | 134.4 | 137.4511 | -166.9 | -172.2262 | -172.6 | -178.1448 | -176.8 | -182.4123 | -176.6 | -182.3174 | 302.0052 | 302.311
2021-04-01 15:30 | -35 | -38.9102 | 50.3235 | 51.4274 | 49.5282 | 52.9038 | -35 | -38.9102 | -154.3037 | 159.8965 | -154.3037 | 159.8965 | 26.607 | 76.4738 | 136.8 | 139.439 | 136.2 | 138.9683 | -170.6 | -175.6462 | -176.1 | -181.5379 | -180.9 | -186.4614 | -180.5 | -186.1465 | 311.0187 | 311.3261
2021-04-01 16:00 | -25 | -30.8058 | 66.056 | 66.7318 | 44.769 | 48.9015 | -25 | -31.4006 | -151.756 | 157.7381 | -151.756 | 157.7381 | 25.979 | 85.0753 | 135.3 | 138.2619 | 136.2 | 139.0887 | -169.6 | -174.844 | -177.4 | -183.0431 | -181.9 | -187.6263 | -181.5 | -187.3372 | 345.4897 | 345.8424
2021-04-01 16:30 | -27 | -30.8869 | 76.8913 | 76.9048 | 45.3519 | 48.5222 | -27 | -30.8869 | -150.9006 | 155.8445 | -150.9006 | 155.8445 | 8.1002 | 74.2199 | 135.6 | 137.5535 | 136.5 | 138.4408 | -169.3 | -173.0025 | -175.8 | -179.9024 | -180.5 | -184.6864 | -180 | -184.2403 | 354.6815 | 355.2117
2021-04-01 17:00 | -24 | -28.3019 | 84.8897 | 84.894 | 45.2281 | 48.8191 | -23 | -27.4591 | -158.5754 | 163.8218 | -158.5754 | 163.8218 | 11.4149 | 79.9845 | 135.6 | 137.7601 | 135.9 | 138.2717 | -169.9 | -173.9593 | -177.3 | -181.7561 | -181.6 | -186.1049 | -181 | -185.5415 | 371.662 | 372.1829
2021-04-01 17:30 | -10 | -23.2594 | 101.5405 | 101.6308 | 36.8951 | 44.5162 | -10 | -23.2594 | -148.4973 | 156.2724 | -148.4973 | 156.2724 | 22.3629 | 87.383 | 136.5 | 139.3221 | 135.6 | 138.5627 | -170.8 | -175.6754 | -177.9 | -183.1174 | -182.2 | -187.4611 | -182 | -187.4089 | 378.3813 | 379.652
2021-04-01 18:00 | -5 | -22.561 | 113.2513 | 113.4601 | 26.2948 | 36.4627 | -5 | -22.561 | -132.1804 | 140.5569 | -132.1804 | 140.5569 | 23.1592 | 89.0516 | 134.7 | 137.4986 | 136.2 | 138.7924 | -168.8 | -173.6139 | -177.9 | -183.0937 | -182.4 | -187.6554 | -182.1 | -187.4822 | 370.6353 | 373.0781
2021-04-01 18:30 | -3 | -21.2132 | 113.3535 | 113.4724 | 26.7633 | 36.4908 | -3 | -21.2132 | -133.837 | 141.643 | -133.837 | 141.643 | 22.9105 | 84.534 | 135.9 | 139.0438 | 135.3 | 138.5214 | -169.3 | -174.5287 | -177.5 | -183.0909 | -181.8 | -187.3347 | -181.6 | -187.2864 | 368.0554 | 370.1919
2021-04-01 19:00 | 4 | 24.3311 | 119.7756 | 119.9805 | 20.4472 | 34.0149 | 4 | 24.3311 | -124.7736 | 133.8015 | -124.7736 | 133.8015 | 23.194 | 73.195 | 135.3 | 138.7836 | 134.1 | 137.9586 | -169.4 | -175.6397 | -175.8 | -182.4208 | -180.2 | -186.9016 | -180 | -186.869 | 346.5162 | 347.8204
2021-04-01 19:30 | 4 | 23.3452 | 117.0444 | 117.3823 | 18.3532 | 31.7127 | 4 | 23.3452 | -119.2681 | 127.6683 | -119.2681 | 127.6683 | 31.6883 | 78.745 | 135.6 | 139.3477 | 135.3 | 139.3477 | -169.7 | -176.6321 | -174.9 | -181.9351 | -179.4 | -186.3181 | -178.8 | -185.9313 | 330.1452 | 331.9108
2021-04-01 20:00 | 0 | 22 | 111.4226 | 111.8308 | 20.4155 | 31.4937 | 0 | 21 | -124.816 | 130.9004 | -124.816 | 130.9004 | 46.6583 | 94.4501 | 136.2 | 140.5016 | 136.2 | 140.7253 | -170.3 | -177.8013 | -175.9 | -183.0886 | -180.3 | -187.6212 | -180 | -187.3884 | 325.6023 | 327.7795
2021-04-01 20:30 | -2 | -15.1327 | 100.1934 | 100.3658 | 25.3419 | 30.1672 | -2 | -15.1327 | -126.5765 | 128.4138 | -126.5765 | 128.4138 | 59.5751 | 114.5937 | 136.8 | 139.8608 | 136.5 | 139.5674 | -170 | -175.6269 | -173.9 | -179.5034 | -178.2 | -183.8431 | -177.9 | -183.7259 | 307.114 | 307.2398
2021-04-01 21:00 | -7 | -13.8924 | 93.6198 | 93.8098 | 26.5848 | 29.6047 | -7 | -13.8924 | -123.6026 | 124.9519 | -123.6026 | 124.9519 | 71.8116 | 123.2019 | 137.1 | 140.6053 | 137.7 | 140.9301 | -170.8 | -176.7309 | -174.2 | -179.9903 | -178.6 | -184.4287 | -177.9 | -183.8263 | 301.9916 | 302.3699
2021-04-01 21:30 | -2 | -10.198 | 90.5137 | 90.8154 | 23.6029 | 25.7886 | -1 | -10.0499 | -118.7629 | 119.606 | -118.7629 | 119.606 | 84.1607 | 133.4667 | 136.8 | 140.7946 | 137.1 | 140.9457 | -171.9 | -178.7473 | -174.4 | -180.7792 | -178.7 | -185.1385 | -178.2 | -184.7546 | 280.6595 | 281.2881
2021-04-01 22:00 | -5 | -10.2956 | 85.4208 | 86.0771 | 21.7384 | 23.8164 | -6 | -11.6619 | -112.0719 | 112.721 | -112.0719 | 112.721 | 102.0835 | 148.688 | 138.3 | 142.3942 | 137.7 | 142.1031 | -171.3 | -178.5323 | -173.1 | -179.7661 | -177.6 | -184.423 | -177.2 | -184.2281 | 273.0016 | 274.194
2021-04-01 22:30 | -1 | -9.0554 | 86.292 | 87.2508 | 14.562 | 16.9598 | -1 | -9.0554 | -106.6871 | 107.3052 | -106.6871 | 107.3052 | 113.9655 | 156.6409 | 138.3 | 142.2525 | 138.3 | 142.2525 | -173 | -179.8874 | -173.9 | -180.483 | -178.5 | -185.2096 | -178 | -184.8892 | 260.8993 | 262.8189
2021-04-01 23:00 | 3 | 9.4868 | 84.0646 | 85.4769 | 11.4321 | 13.7352 | 4 | 8.9443 | -101.934 | 102.5091 | -101.934 | 102.5091 | 123.4758 | 163.1153 | 138.3 | 142.5382 | 138.9 | 142.977 | -173.4 | -180.7163 | -172.7 | -179.5989 | -177 | -183.9811 | -176.7 | -183.9405 | 253.4158 | 255.6221
2021-04-01 23:30 | 17 | 20.2485 | 92.9225 | 94.5672 | -1.7707 | 9.4713 | 18 | 20.1246 | -90.7345 | 91.8349 | -90.7345 | 91.8349 | 109.1914 | 156.2177 | 139.5 | 142.8813 | 138.9 | 142.2307 | -172.9 | -179.3326 | -172.2 | -178.6844 | -176.5 | -183.0689 | -175.9 | -182.7051 | 245.1196 | 252.1087
2021-04-02 | 16 | 18.868 | 91.1289 | 93.1091 | -3.8429 | 10.0751 | 16 | 18.868 | -79.2579 | 80.1971 | -79.2579 | 80.1971 | 115.0323 | 162.1447 | 139.8 | 143.6421 | 139.8 | 143.7113 | -173.7 | -180.6704 | -171.7 | -178.5419 | -176 | -183.0192 | -176 | -183.2125 | 230.6456 | 238.846
2021-04-02 00:30 | 19 | 21.9545 | 87.5816 | 90.0242 | -4.6248 | 10.5242 | 19 | 21.9545 | -70.9921 | 71.7417 | -70.9921 | 71.7417 | 123.1269 | 161.711 | 138 | 143.0044 | 138.9 | 144.1103 | -173 | -181.4882 | -171.5 | -179.7406 | -176.2 | -184.6338 | -175.2 | -183.8979 | 224.0076 | 232.0905
2021-04-02 01:00 | 15 | 18.6011 | 78.9273 | 81.7805 | 0.85296 | 9.1331 | 14 | 17.2047 | -75.0056 | 75.545 | -75.0056 | 75.545 | 135.3634 | 171.0238 | 138.6 | 143.5054 | 139.2 | 143.9312 | -172 | -180.5454 | -171.5 | -179.8909 | -175.7 | -184.2573 | -174.8 | -183.5207 | 234.0536 | 241.863
2021-04-02 01:30 | 13 | 16.4012 | 81.0438 | 83.6298 | -1.9338 | 8.1203 | 12 | 15.6205 | -72.0762 | 72.3786 | -72.0762 | 72.3786 | 137.2993 | 172.6563 | 140.1 | 145.1098 | 138.3 | 143.4521 | -172.7 | -181.8634 | -171.8 | -180.6656 | -175.8 | -184.7482 | -175.8 | -185.1206 | 217.2537 | 224.5338
2021-04-02 02:00 | 13 | 17.0294 | 81.2296 | 84.1167 | -3.4724 | 9.4141 | 13 | 17.0294 | -65.7282 | 66.0738 | -65.7282 | 66.0738 | 149.267 | 182.4632 | 137.7 | 142.5584 | 138.3 | 143.138 | -173.8 | -182.27 | -173.6 | -181.9539 | -177.7 | -186.1058 | -177.3 | -186.1152 | 212.8398 | 224.7821
2021-04-02 02:30 | 13 | 17.0294 | 78.928 | 82.1099 | -2.5106 | 9.4521 | 14 | 17.8045 | -66.3399 | 66.7895 | -66.3399 | 66.7895 | 154.2908 | 186.0528 | 139.5 | 144.1456 | 140.1 | 144.8779 | -173.8 | -182.2046 | -172.4 | -180.8395 | -177 | -185.5273 | -176.4 | -185.3499 | 210.1529 | 222.5997
2021-04-02 03:00 | 15 | 18.6011 | 80.1828 | 83.2783 | -4.9983 | 9.7584 | 14 | 17.2047 | -63.4627 | 63.6465 | -63.4627 | 63.6465 | 155.3638 | 188.8684 | 140.1 | 145.1882 | 138.6 | 143.9015 | -174 | -183.0983 | -173.5 | -182.406 | -177.4 | -186.3937 | -176.8 | -186.2899 | 206.8747 | 217.6241
2021-04-02 03:30 | 24 | 26.4008 | 83.4264 | 86.6035 | -10.508 | 12.9553 | 23 | 25.0799 | -54.6114 | 54.6492 | -54.6114 | 54.6492 | 154.3713 | 189.3133 | 138.6 | 144.2289 | 138 | 143.736 | -173 | -182.6553 | -172.2 | -181.4201 | -176.4 | -185.7217 | -176 | -185.7215 | 199.1906 | 210.316
2021-04-02 04:00 | 20 | 23.3238 | 82.8344 | 86.552 | -9.0115 | 13.4807 | 19 | 22.4722 | -57.0246 | 57.2692 | -57.0246 | 57.2692 | 156.8431 | 186.1183 | 139.5 | 144.0703 | 138.6 | 143.6621 | -173 | -181.7151 | -172.1 | -180.5838 | -176 | -184.5133 | -175.7 | -184.6838 | 203.6322 | 215.7698
2021-04-02 04:30 | 22 | 25.0599 | 86.3058 | 89.9874 | -12.0182 | 15.7641 | 21 | 24.6982 | -52.2899 | 52.585 | -52.2899 | 52.585 | 160.0673 | 188.7869 | 140.7 | 145.3072 | 139.2 | 144.085 | -174.7 | -183.1532 | -173.8 | -182.1747 | -177.9 | -186.208 | -177 | -185.6777 | 207.3676 | 219.2618
2021-04-02 05:00 | 29 | 32.2025 | 89.4707 | 93.3273 | -14.84 | 18.5102 | 24 | 27.7849 | -48.3728 | 48.8698 | -48.3728 | 48.8698 | 155.8695 | 185.7481 | 138.9 | 144.5172 | 138.6 | 144.1462 | -172.4 | -182.7074 | -172.4 | -182.6743 | -176.4 | -186.8677 | -176 | -186.8349 | 214.1253 | 223.9408
2021-04-02 05:30 | 29 | 31.7805 | 90.4321 | 93.9627 | -14.511 | 18.0886 | 30 | 32.6956 | -50.6603 | 51.182 | -50.6603 | 51.182 | 152.9266 | 183.609 | 139.2 | 145.1408 | 139.8 | 145.8012 | -173.7 | -184.166 | -173.5 | -183.7173 | -177.9 | -188.263 | -177.6 | -188.4764 | 218.8365 | 225.9169
2021-04-02 06:00 | 22 | 25.0599 | 89.5413 | 92.8552 | -11.3581 | 15.3957 | 22 | 25.0599 | -58.9526 | 59.4056 | -58.9526 | 59.4056 | 142.3644 | 171.5663 | 139.5 | 144.2978 | 138.3 | 143.138 | -172.9 | -181.4674 | -173.1 | -181.4469 | -177.2 | -185.569 | -176.9 | -185.6733 | 218.7596 | 226.6943
2021-04-02 06:30 | 27 | 29.5466 | 88.707 | 91.8382 | -9.9109 | 13.747 | 27 | 29.5466 | -64.1712 | 64.5308 | -64.1712 | 64.5308 | 130.274 | 160.1109 | 138.9 | 142.7663 | 138.9 | 142.9062 | -174.8 | -181.4037 | -173.4 | -179.8412 | -177.5 | -184.0596 | -178.1 | -185.0125 | 224.1989 | 233.1575
2021-04-02 07:00 | 16 | 18.868 | 81.4637 | 84.6082 | -3.2238 | 8.4878 | 15 | 18.6011 | -74.5973 | 74.6906 | -74.5973 | 74.6906 | 119.5367 | 151.3332 | 139.2 | 142.9209 | 139.2 | 142.9893 | -172.5 | -179.4617 | -172.9 | -179.682 | -177.2 | -184.0649 | -176.3 | -183.4453 | 223.8648 | 232.1093
2021-04-02 07:30 | 2 | 8.2462 | 65.0753 | 68.4362 | 8.4519 | 10.1686 | 2 | 9.2195 | -90.5889 | 90.5915 | -90.5889 | 90.5915 | 101.4293 | 136.5929 | 138.3 | 142.5382 | 138.3 | 143.0484 | -172.3 | -179.8034 | -172.3 | -179.4361 | -176.6 | -183.8444 | -176.6 | -184.1816 | 200.8488 | 208.8205
2021-04-02 08:00 | -18 | -18.4391 | 40.1469 | 43.6863 | 26.2838 | 27.1855 | -18 | -18.4391 | -113.7472 | 113.9403 | -113.7472 | 113.9403 | 95.9191 | 139.4904 | 138.3 | 142.9087 | 138.3 | 142.9087 | -173.3 | -181.3997 | -172.5 | -180.2342 | -176.8 | -184.7463 | -176.3 | -184.5317 | 190.2338 | 200.9397
2021-04-02 08:30 | -22 | -22 | 26.2983 | 30.7172 | 32.8205 | 34.1762 | -22 | -22 | -119.6834 | 120.1081 | -119.6834 | 120.1081 | 83.3881 | 132.6016 | 139.5 | 144.6093 | 139.8 | 144.9779 | -173.6 | -182.7495 | -172.3 | -180.5638 | -176.5 | -184.9305 | -176 | -184.664 | 155.8979 | 164.7045
2021-04-02 09:00 | -22 | -22.2036 | 21.7502 | 27.6505 | 30.9487 | 31.9971 | -22 | -22.2036 | -114.7345 | 115.024 | -114.7345 | 115.024 | 61.121 | 118.2678 | 126 | 130.0247 | 128.1 | 131.566 | -156.4 | -162.5802 | -156 | -162.0322 | -159.7 | -165.8918 | -159.5 | -165.8081 | 152.0554 | 174.7941
2021-04-02 09:30 | -20 | -20.2237 | 15.5822 | 23.2503 | 29.7724 | 30.8565 | -20 | -20.2237 | -110.7058 | 110.9659 | -110.7058 | 110.9659 | 52.2526 | 112.3997 | 118.5 | 123.42 | 117.6 | 123.1638 | -146.6 | -153.7429 | -146.2 | -153.0277 | -149.6 | -156.7139 | -149.1 | -156.3678 | 147.9476 | 166.7264
2021-04-02 10:00 | -28 | -28.1603 | 7.93 | 18.4714 | 31.1101 | 32.1144 | -28 | -28.1603 | -110.0389 | 110.261 | -110.0389 | 110.261 | 56.6436 | 115.1474 | 111.9 | 117.0096 | 111 | 116.2379 | -139.9 | -146.6861 | -141.2 | -147.8967 | -144.4 | -151.2493 | -143.8 | -150.7966 | 160.7686 | 178.386
2021-04-02 10:30 | -28 | -28.1603 | 5.7458 | 17.6403 | 29.818 | 30.5456 | -27 | -27.1662 | -105.8811 | 105.9792 | -105.8811 | 105.9792 | 59.6932 | 115.1281 | 112.2 | 117.0373 | 112.5 | 117.4966 | -140.5 | -146.7007 | -140.6 | -146.8252 | -144.3 | -150.7719 | -143.6 | -150.1313 | 154.7285 | 172.7781
2021-04-02 11:00 | -30 | -30.2655 | 1.1875 | 16.4682 | 31.9169 | 32.5193 | -30 | -30.2655 | -109.0763 | 109.1285 | -109.0763 | 109.1285 | 64.5221 | 118.1808 | 111.3 | 116.0042 | 112.2 | 117.2965 | -138.9 | -144.7965 | -140.5 | -146.484 | -144.3 | -150.6565 | -143.8 | -150.0914 | 161.1262 | 177.7044
2021-04-02 11:30 | -27 | -27.2947 | -0.19224 | 15.1437 | 31.7928 | 32.4507 | -28 | -28.2843 | -106.6604 | 106.6865 | -106.6604 | 106.6865 | 60.8299 | 113.8387 | 112.8 | 116.9558 | 112.2 | 116.4572 | -138.4 | -143.8444 | -139.3 | -144.8467 | -143.6 | -149.4211 | -143.2 | -149.1201 | 157.1531 | 174.5343
2021-04-02 12:00 | -29 | -29.4279 | 0.61673 | 15.3492 | 32.357 | 32.7153 | -31 | -31.4006 | -107.5101 | 107.5184 | -107.5101 | 107.5184 | 53.4302 | 105.395 | 112.5 | 116.5873 | 112.8 | 117.0354 | -140.8 | -145.8377 | -140.5 | -146.0012 | -144.8 | -150.3572 | -144.4 | -150.1078 | 150.2427 | 168.1802
2021-04-02 12:30 | -27 | -27.4591 | 1.728 | 14.9023 | 31.68 | 32.0595 | -26 | -26.4764 | -106.9697 | 106.9931 | -106.9697 | 106.9931 | 54.94 | 103.2975 | 110.7 | 114.6149 | 112.2 | 116.0085 | -140.8 | -145.6825 | -140.8 | -146.3443 | -143.7 | -149.2171 | -143.9 | -149.7094 | 155.4859 | 173.9147
2021-04-02 13:00 | -22 | -22.8035 | 7.1365 | 16.4671 | 28.7343 | 29.0298 | -25 | -25.7099 | -103.2413 | 103.2747 | -103.2413 | 103.2747 | 50.7743 | 98.9568 | 111 | 113.8914 | 112.8 | 115.5806 | -141.8 | -145.0853 | -142.2 | -146.0242 | -145.5 | -149.4883 | -145.6 | -149.6547 | 162.7744 | 182.6445
2021-04-02 13:30 | -26 | -26.6833 | 10.1004 | 17.6827 | 30.5714 | 30.9113 | -26 | -26.6833 | -109.4202 | 109.5271 | -109.4202 | 109.5271 | 45.1029 | 91.5325 | 113.4 | 116.0376 | 111 | 113.4397 | -142.2 | -145.8001 | -142.2 | -146.1618 | -145.6 | -149.7477 | -145.4 | -149.6237 | 157.0048 | 173.5344
2021-04-02 14:00 | -17 | -19.2354 | 22.0259 | 28.1107 | 23.7021 | 25.2633 | -16 | -18.868 | -102.8481 | 103.3931 | -102.8481 | 103.3931 | 120.7335 | 142.7177 | 110.7 | 113.1461 | 110.4 | 113.0427 | -139.3 | -141.9885 | -144.6 | -148.034 | -148.1 | -151.5813 | -148.2 | -151.732 | 298.817 | 304.5655
2021-04-02 14:30 | -17 | -20.8087 | 29.8571 | 35.0357 | 22.8912 | 25.4074 | -17 | -20.8087 | -106.6561 | 107.8057 | -106.6561 | 107.8057 | 150.8836 | 168.3645 | 116.1 | 118.1475 | 114.9 | 116.5935 | -144.9 | -147.5616 | -151.9 | -155.4298 | -155.6 | -159.1741 | -155.3 | -158.9569 | 351.5558 | 355.1219
2021-04-02 15:00 | -5 | -14.8661 | 43.5934 | 47.732 | 18.3983 | 22.748 | -5 | -14.8661 | -103.8597 | 105.7729 | -103.8597 | 105.7729 | 150.8186 | 168.7671 | 132.3 | 133.7734 | 131.7 | 133.2706 | -167.2 | -169.9412 | -173 | -176.706 | -176.7 | -180.4102 | -176.5 | -180.419 | 326.9158 | 329.9393
2021-04-02 15:30 | -12 | -13 | 49.8837 | 50.4675 | 22.685 | 23.107 | -11 | -12.083 | -116.8621 | 117.1857 | -116.8621 | 117.1857 | 95.3786 | 133.5898 | 135.9 | 138.6743 | 137.1 | 140.3439 | -170.6 | -175.7196 | -173.7 | -178.6587 | -178 | -182.9109 | -177.1 | -182.2219 | 288.4724 | 290.8897
2021-04-02 16:00 | -4 | -8.0623 | 68.8886 | 69.4629 | 14.413 | 16.2882 | -3 | -8.544 | -110.5541 | 111.3898 | -110.5541 | 111.3898 | 109.5588 | 133.2431 | 135.9 | 138.0554 | 137.4 | 139.5322 | -170.1 | -173.8265 | -175.7 | -180.2402 | -180.7 | -185.293 | -180.1 | -184.9324 | 355.7181 | 359.8466
2021-04-02 16:30 | 2 | 11.1803 | 81.1721 | 82.4648 | 15.9156 | 24.5351 | 0 | 11 | -119.6501 | 120.3105 | -119.6501 | 120.3105 | 80.6556 | 119.2399 | 135.6 | 137.8672 | 135.6 | 137.5535 | -169.8 | -173.8701 | -174.1 | -178.9547 | -178.5 | -183.3517 | -178.1 | -183.1239 | 352.9869 | 357.3536
2021-04-02 17:00 | 13 | 17.0294 | 100.8941 | 101.9567 | 6.9201 | 18.568 | 13 | 15.8114 | -111.7099 | 112.0363 | -111.7099 | 112.0363 | 100.7029 | 140.1271 | 134.4 | 136.4218 | 134.7 | 136.7691 | -168.9 | -173.166 | -175.4 | -180.5464 | -179.7 | -184.7731 | -178.8 | -184.0866 | 419.6048 | 422.782
2021-04-02 17:30 | 19 | 21.0238 | 117.3321 | 118.2081 | -3.4269 | 16.662 | 20 | 21.9317 | -98.3223 | 98.5384 | -98.3223 | 98.5384 | 101.3908 | 136.7413 | 135.3 | 138.0267 | 135.6 | 138.5013 | -168.5 | -173.1137 | -175.2 | -180.4714 | -179.8 | -185.1789 | -179.4 | -184.9092 | 411.339 | 414.7369