## Disclaimer
Disclaimer
The IASR Assumptions Book contains data provided by or collected from third parties,
and conclusions, opinions, assumptions or forecasts that are based on that data.
AEMO has made every effort to ensure the quality of the information in this workbook but cannot guarantee
that the information, forecasts and assumptions in it are accurate, complete or appropriate for your
circumstances. This modelling assumptions workbook does not include all of the information that an investor,
participant or potential participant in the electricity or gas market might require, and does not amount to a
recommendation of any investment.
Anyone proposing to use the information in this workbook should independently verify and check its
accuracy, completeness and suitability for purpose, and obtain independent and specific advice from
appropriate experts.
This dataset or the information in it may be subsequently updated or amended. This work does
not constitute legal or business advice, and should not be relied on as a substitute for obtaining detailed
legal advice about the National Electricity Law, the National Electricity Rules, or any other applicable
laws, procedures or policies.
Accordingly, to the maximum extent permitted by law, AEMO and its officers, employees and
consultants involved in the preparation of this document:
• make no representation or warranty, express or implied, as to the currency, accuracy, reliability or
completeness of the information in this workbook; and
• are not liable (whether by reason of negligence or otherwise) for any statements, opinions,
information or other matters contained in or derived from this publication, or any omissions from it,
or in respect of a person’s use of the information in this workbook.

## Change Log
Version History
Version Number | Date | Description
1 | 2019-02-05 | First industry release of draft 2019 market modelling assumptions for consultation.
1.1 | 2019-08-16 | Scenarios tab updated with final 2019-20 modelling scenarios settings
Existing and committed generator lists reflect the 8th August release of Generation Information.
Minimum stable levels and capacity constraints have been updated in the "Generation limits" sheet
Forced outage rates have been updated consistent with the ESOO 2019.
Coal prices have been updated to reflect Wood Mackenzie's final 2019 forecast for AEMO.
Updated closure dates to those submitted by generators in the 8th August release of Generation Information
Fixed O&M cost for existing OCGT's has been changed to correct an error in previous version.
Offshore Wind has been included as a build candidate in the Gippsland REZ.
Included Snowy 2.0 and Battery of the Nation in the "Storage properties" sheet.
Demand forecasting components reflect DRAFT 2019 forecasts. Final forecasts will be available from http://forecasting.aemo.com.au upon publication of the ESOO.
Corrected Pumped Hydro connection costs, as these costs are included in the build costs.
Capacity factors are now available for all available reference years.
WACC updated following consultation feedback.
Charge and Discharge efficiency has been added to the "Storage properties" sheet
Economic and Technical life of Pumped Hydro and Batteries have been corrected after being mislabelled in the previous version
Summary sheets have been added for Demand, Existing Generator Data, New Entrant data, Fuel Prices and Regional Build costs
Technology specific regional cost factors have been included
Hydro inflows and hydro inflow factors added
The following candidate Renewable Energy Zones have been added: • Wide Bay (QLD) • Wagga Wagga (NSW) • Central North Vic (VIC) The following modifications have occurred: The former Northern New South Wales Tablelands and New England REZs have been joined and redrawn • The former Central New South Wales Tablelands and Central West New South Wales REZs have been joined and redrawn • The former Murray River REZ was split into two separate zones and redrawn • The Gippsland REZ in Victoria was expanded to include off-shore wind capability. • The former Moyne REZ was expanded to include a greater area of South West Victoria. • Tasmanian REZs were refined to focus on areas with observed generator connection interest.
The Interconnector capability has been changed to reflect operational and planning updates.
Interconnector augmentation options have been updated to reflect best information from TNSPs and AEMO.
Generator operating limits and behaviours have been updated to reflect latest data and technical information.
Resource limits have been revised to reflect updated methodology. See section 5.4.2 in 2019 Planning and Forecasting Consultation responses on Scenarios, Inputs, Assumptions and Methodology.
REZ expansion costs, Network Capacity, and Additional Network Capacity with IC augmentations have been updated following additional work to refine expansion options for specific REZ, and in consultation with stakeholders.
Shadow generators for committed and candidate generators have been updated based on review and new options (given new generation has been commissioned).
1.2 | 2019-09-13 | Labels have been updated to $/kW for all technologies in the Build Cost sheet to reflect reported values.
Mount Emerald Wind farm was incorrectly listed as a NSW generator in the 'Summary Mapping' sheet, this has been corrected to QLD.
VIC to NSW forward direction was incorrectly labelled as VIC to SA forward direction. Note 4 in 'Augmentation options' sheet has been corrected.
AC network expansion of VIC-TAS Second IC Option 1 and 2 in 'Augmentation options' sheet has been clarified.
Corrected MLF shadow connection point for Cattle Hill and North West Tas Solar and Wind Candidates
Updated Seasonal Ratings to reflect August release of Generation information for Murra Warra Wind Farm – stage 1 and Lincoln Gap Wind Farm – stage 1
Updated Max Capacity to reflect August release of Generation information for Bogong / Mackay, Trevallyn, Oakey Power Station, Berrybank Wind Farm, Capital Wind Farm, Lake Bonney 1 Wind Farm, Starfish Hill Wind Farm, Wattle Point Wind Farm, Challicum Hills Wind Farm, Mortons Lane Wind Farm, Mt Gellibrand Wind Farm, Portland Wind Farm, Yaloak South Wind Farm and Gannawarra Energy Storage System.
A note has been added to the "Existing Gen Data Summary" that the expected retirement date in this summary sheet is indicative of the first unit's retirement date.
Additional VIC-TAS options included in Augmentation Options work sheet. Split VIC-NSW augmentation options to consider HumeLink separately, and removal of option 11. Correction of typo in Note 4 in Augmentation Options work sheet. Updated proportioning factors work sheet including revision to interconnector augmentation options. Included new interconnector options in build limits information.
The New South Wales government has advised AEMO that development in the Southern NSW Tablelands (N4) REZ is to be precluded due to poor community support and high quality agricultural land. As advised, development in other areas of New South Wales would be more conducive to substantive development of renewables.
Updates to the 'Build Limits' sheet to reflect revised HumeLink and VNI augmentation approach.
Updated Millmerran unit MPP_1 Minimum stable level value in the 'Generation Limits' sheet.
Hydro climate factors updated to present specific factor trajectory for Tasmania
Added note to; Augmentation Options, Firm Capacity, Max Capacity, Seasonal Ratings sheets - "With the introduction of Marinuslink, the capacities of the following generators increase by: 100 MW across the west coast, 130 MW for Tarraleah and 90 MW capacity for Gordon."
Note added to Seasonal Rating: "Tamar Valley CCGT seasonal rating is based on being in a mothballed state. This unit can be recalled and may be explored in sensitivity analysis."
Updated calculation for PV uptake percentage for Demand Input Summary sheet.
Revised shadow MLF from Regional Reference Node to 1.0 for a number of projects.
Maximum demand has been updated to align PV generation with battery charging. Also, LIL in South Australia has increased.
Revised Electric Vehicle proportioning factors due to rounding errors.
Updated Tamer Valley CCGT FOM based on stakeholder feedback
Revised retirement and refurbishment dates for CS Power Stations based on stakeholder feedback.
Hydro Inflows update to capture historical observations for the Snowy scheme.
1.3 | 2019-12-12 | Waubra and Yambuk wind farm retirement dates corrected to capture 30 year technical life based on generic wind farm parameters.
Heat rate sheet updated to include "sent-out" note.
Added additional interconnector options QNI 2E and QNI 3E on Augmentation options and Proportioning factors
Revision of QNI Option 3D - Wollar used in place of Bayswater
Revision of VIC-NSW Option 5A - additional South Morang Transformer and cut in of Rowville-Thomastown 220 kV at South Morang, and change to Indicative Cost.
Revision of VIC-NSW Option 6 - location of powerflow controllers updated
Revision of VIC-NSW Option 7 - location of powerflow controllers updated
Revision of VIC-NSW Option 8 - location of powerflow controllers updated
Revision of VIC-NSW Option 11
Update of Build Limits Tab to reflect new IC options QNI 2E and 3E, update on EnergyConnect's impact on Riverland REZ
Update of Build Limits Tab to reflect group constraints for QLD
Update of Build Limits Tab to reflect additional capacity in V2 provided by VNI Option 8
Update to Electric Vehicles sheet to include % of fleet values for Residential, Vehicle to Home
Update to cost estimates to reflect latest advice from TNSPs on Augmentation options tab
Update of Energy Consumption tab for Operational Consumption as Sent-Out and Underlying Consumption.
1.4 | 2020-04-17 | Proportioning Factors tab: Update loss proportioning factors to include upgrade option QNI 2E.
Build Limits tab: Reduced cost/MW as a result of committed project for S8 (Eastern Eyre Peninsula)
Build Limits tab: Changed the Cost/MW for S6 and S7 (Leigh Creek) as a result of group constraint for S3 (Mid North SA) as well as dual pole changed to tower
Build Limits tab: Moved 500 MW capacity from Southern NSW tablelands to Wagga Wagga for HumeLink
Build Limits tab: Updated Riverland REZ from 1000 MW capacity gain for SA-NSW interconnector to 800 MW.
Build Limits tab: Solar resource capacity for V2 was increased as previously was not reflective of true interest in the area
Build Limits tab: Updated QLD REZ build limits to reflect calculation done in the MM
Build Limits tab: Updated Q1 cost/MW to remove small build uprate Woree 132 kV network to 275 kV network, as no longer considered feasible by Powerlink
Build Limits tab: Update N4 to have no cost/MW associated as no extra generation is allowed in the zone
Build Limits tab: Updated costing for TAS Midlands and North West - updated REZ capacity increase for MarinusLink for these two REZ zones too as per advice received from TasNetworks
Build Limits tab: Western Eyre, Eastern Eyre, MidNorth and Northern SA cost/MW changed to reflect costing for towers not dual pole
Build Limits tab: Yorke Peninsula cost/MW increased
Build Limits tab: South West Victoria cost/MW increased to accommodate 500 kV line from Moorabool to Sydenham
Build Limits tab: Central West transmission build limit decreased from 700 MW to 500 MW to account for newly committed generation
Build Limits tab: Mid North SA PV resource limit increased to 1300 MW to reflect updated generation information
Build Limits tab: Increase Central West Build Limit to 3000 MW to incorporate the NSW state government policy
Augmentation options tab: Increase transmission cost and REZ build costs
Augmentation options tab: Marinus Link cost estimate updated as per TasNetworks' advice on 28/02/2020.
Augmentation options tab: QNI options 2E, 3E and 3D limits changed.
Augmentation options tab: VNI Option 11 HVDC limits and cost estimates updated.
Update to Generation Information based on the 26th February release of Generation Information: •Added new Committed Projects (Goonumbla Solar Farm, Crudine Ridge Wind Farm, Gangarri Solar Farm, Lake Bonney BESS1) •Added Anticipated Projects (Berrybank Wind Farm - Stage 2, Murra Warra Wind Farm - Stage 2, Broadsound Solar Farm, Cape York Battery Power Plant - Storage, Cape York Battery Power Plant - Solar, Collector, Gunnedah Solar Farm, Metz Solar Farm, Suntop Solar Farm) •Update to Commission Dates and Installed Capacity of Committed Projects •Update to Expected Clousure Dates •Update to Seasonal ratings •Update of Site Names
Renewable Policy Targets tab: Added TRET and edited VRET to apply to all scenarios
Scenarios policy tab: Added TRET and edited VRET to apply to all scenarios
Build Costs tab: updated to be based on draft CSIRO GenCost 2019-20
Renewable Energy Zones tab: V6 cost increased from medium to high based on consultation feedback
Generation Limits tab: Edited description following consultation feedback
Augmentation options tab: QNI Minor (Option 1A) now committed, removed alternative QNI Minor options from workbook.
Augmentation options tab: Update interconnector options for QNI 2E/3E/3D to reflect a terminal station at Boggabri rather than Gunnedah/Narrabri.
Augmentation options tab: Update to Option 3D and 2E on Augmentation tab: removed cut-in for second Bayswater-Mt Piper 500 kV line at Wollar (this is no longer included in QNI augmentation cost).
Augmentation options tab: VNI-NSW Option 11 (HVDC option between Victoria and New South Wales) included.
Augmentation options tab: Updated earliest service date for augmentation options to reflect latest into from TNSPs and potential for expedited processes in some scenarios. Estimates for inter-network testing have been incorporated into the timing (network capacity may be released in stages).
Augmentation options tab: Removed HVDC alternative for HumeLink to reflect latest outcomes from the RIT-T.
Max capacity and related tabs: Added MacIntyre Wind Farm to Anticipated projects
1.5 | 2020-07-30 | Build Limits tab: Changed footnote on Pumped Hydro Build limits to reflect updated approach.
Augmentation options tab: Added technical details for VIC-NSW Option 11.
Augmentation options tab: Minor wording changes to clarify options for VNI Option 1, QNI Option 3C, QNI option 2E.
Augmentations option tab: Power flow controller on Bannaby-Sydney West 330 kV line is removed from HumeLink for consistency with Transgrid's HumeLink PADR.
Augmentations option tab: Second 500/330 kV transformer at Wagga is removed from VNI Option 6, 7 and 8. This has been included with HumeLink option.
Augmentations option tab: Note 13 included in relation to SA-NSW option.
Additional Tab added: Interconnector representation. This describes how the interconnectors are represented in the capacity expansion models
Additional Tab added: Transmission component costs – this describes the unit costs for transmission build used in cost estimates.
Updated REZ name Central West NSW to Central-West Orana throughout workbook.
Augmentations option tab: Updated SA-NSW to reflect new terminal station at Bundey,
Augmentations option tab: Updated descriptions for VNI 6 and VNI 7 to reflect the new terminal station north of Ballarat
Build costs tab: deleted the repeated build cost table from CSIRO GenCost 2019-20
Additional Tab added: CCGT Unit Maximum Capacity. This tab provides the maximum capacity (MW) of CCGT gas and steam turbines separately.
Additional Tab added: GPG_Min Stable Level. This tab provides the minimum operating levels (MW) for large GPG units.
Additional Tab added: Max Ramp Rates. This tab provides the maximum rates of change (MW/min) for thermal unit output up and down.
Additional Tab added: Min Up&Down Times. This tab provides the miniumum time (h) online or offline for large GPG units.
Additional Tab added: Complex Heat rates. This tab provides parameters to produce heat rate curves for thermal units.
Additional Tab added: Start Cost of GPG. This tab provides the notification time (h) and start up costs ($/MW) for CCGTs and gas-powered steam turbines.
Minimum capacity factor information provided for GPG units, represented in the DLT model
Additional clarity provided on TRET and VRET implementation
2.0 | 2020-09-01 | Demand forecast tabs (orange): Updated to reflect 2020 ESOO consumption and demand forecast
Gas and Liquid fuel price tab: Update Gas prices based on December 2019 Core Energy Gas price outlook
Build Costs tab: updated to be based on CSIRO GenCost 2019-20 final report
Maximum capacity tab: Updated based on July 2020 Geninfo
Firm capacity tab: Updated based on July 2020 Geninfo
Seasonal ratings tab: Updated based on July 2020 Geninfo
Fixed OPEX tab: Updated based on July 2020 Geninfo
Variable OPEX tab: Updated based on July 2020 Geninfo
MLF tab: Updated based on July 2020 Marginal loss factors
Carbon Budgets tab: Carbon budget updated for the period 2021 to 2050 (financial years ending)
Scenarios tab: Updated with 2020 modelling scenarios settings - Large-scale renewable build cost trajectories
Data correction for heat rate curves.
Australian dollars have been updated from $ 2019 to $ 2020 using All groups CPI index values - June 2020 from the Australian Bureau of Statistics at https://www.abs.gov.au/AUSSTATS/abs@.nsf/Lookup/6401.0Main+Features1June%202020?OpenDocument
Auxiliary tab: Auxiliary Load for existing, committed and anticipated generators updated based on July 2020 Geninfo
Generator Reliability Settings tab: Updated outage data for existing units based on 2020 ESOO
Gas infrastructure updated to reflect the 2020 GSOO information (with costs scaled to Real June 2020)
2.1 | 2020-11-27 | Seasonal ratings tab: Update to clarify Temporary Generation South summer availability assumption to align with 2020 ESOO.
2.2 | 2020-12-11 | Assumptions Summary tab: Added additional data source for emissions
Maximum capacity tab: Commissioning date and installed capacity corrections
Seasonal ratings tab: Data correction for Cullerin Range Wind Farm
Retirement tab: Minor data corrections
Fixed OPEX tab: Data correction for various CCGTs, OCGTs, Reciprocating engines and Gas-powered ST units
Variable OPEX tab: Data correction for various CCGTs, OCGTs, Reciprocating engines and Gas-powered ST units
Emissions tab: Data correction for various CCGTs, OCGTs, Reciprocating engines and Gas-powered ST units
3 | 2020-12-11 | New Tab: Scenarios (New) - describes proposed new scenarios for 2021-22 forecasting and planning activities.
Renewable Energy Zones tab: Added new Q9 Banana REZ. Removed N4 - Southern NSW Tablelands. Renamed T3 (Central Highlands) to Central Highlands. Boundaries for N6 (Wagga) and T3 (Central Highlands) adjusted.
Scenario Policy Settings: Updated with policy settings for the new proposed scenarios
Renewable Policy Targets: Updated renewable policy targets with latest legislation / data
Carbon Budgets: Updated carbon budgets for new proposed scenarios, derived by scaling down SSP/RCP global emission pathways to a NEM level
Gross State Product: Updated to reflect 2020 Covid-19 updated economic forecasts from BIS Oxford
New Tab: Household Disposable Income - contains 2020 Covid-19 updated economic forecasts from BIS Oxford
Network Capability tab: Revised reflect proposed zonal model.
Proportioning Factors tab: Updated to reflect proposed zonal model
Transmission Component costs tab: Updated costs to 30 June 2020 real dollars.
Updated to Generation Information based on November 2020 release of Generation Information: •Added new Committed Projects •Update to Commission Dates and Installed Capacity of Committed Projects •Update to Expected Clousure Dates •Update to Seasonal ratings
Build Costs: Updated based on draft CSIRO GenCost 2020-21
Connection Costs tab: Updated costs to 30 June 2020 real dollars. Addition of system strength mitigation costs.
Build Limits tab: REZ resource limits updated to take into account recently committed generation. Group constraint table added. Transmission limits and expansion costs updated to 30 June 2020 real dollars. System Strength costs added. REZ resource limit violation penalty factor added.
Build Limits tab: Export Superpower scenario REZ expansion costs added. Updated impacts of interconnector upgrades on REZ capacities.
New tab: Power System Security constraints
Capacity Factors tab: updated capacity factors for most recent REZ locations and renewable resource data
Financial parameters tab (formerly WACC): updated discount rate and WACC based on latest assumptions, added VCRs
Updated New entrants technical parameters based on Aurecon 2020 AEMO costs and technical parameter review. Tabs: Seasonal rating, Maintenance, Generator Reliability Settings, Lead time, Storage properties, Heat rates, Auxiliary, Fixed OPEX, Variable OPEX, Emissions
Coal and Biomass price tab: Updated Coal Prices based on 2020 coal price forecast by WoodMackenzie.
Gas and Liquid fuel price: updated based on data from Lewis Grey Advisory
MLF tab: Updated to reflect latest information
Heat Rate & Complex Heat Rate tabs: Updated Heat Rates for new entrant technologies based on 2020 Aurecon data
GPG Minimum Stable Level tab: Updated MSL for new CCGTs and OCGTs based on 2020 Aurecon data. These are now presented as a percentage of nameplate capacity
Gas Infrastructure tab: updated to reflect most recent information gathered for 2021 GSOO
Pipeline Transmission Tariffs tab: updated to reflect most recent information available
Gas Reserves and Resources tab: updated with 2020 Wood Mackenzie data
Gas Production Costs tab: updated with 2020 Wood Mackenzie data
Gas Expansion Candidates tab: updated to recflect most recent information available
Regional Costs - Hydrogen techs tab: regional costs added
Build Costs - Hydrogen techs: build costs added.
Hydrogen demand tab: demand projections added
Other assumptions - Hydrogen techs tab: various other hydrogen-related assumptions added
New tab: 'Transmission Reliability'
3.1 | 2021-07-31 | Major update for Finalisation of 2021 IASR. Updated to June 2021 $.
Scenario details revised for new scenarios.
Renewable Energy Zones: Updated for new REZs, including offshore wind zones.
Renewable Policy Targets: Updated with latest available policy information.
Carbon Budgets: Updated with new data based on CSIRO multi-sectoral modelling.
Demand and energy forecast inputs, including DER: Updated for latest consultancies and inputs, and to include sub-regional allocation.
Network capabilities, parameters and augmentations: Updated to reflect latest augmentation options and costs, seasonal transmission limits, loss factors and outage rate assumptions.
Generation technical assumptions: Updated based on latest Generation Information page. Generation limits revised to reflect ISP Methodology. Reliability settings updated based on latest assumptions for the 2021 ESOO. Minor other updates such as updated emissions factors to reflect recent observations.
Generation cost assumptions: Updated to reflect latest CSIRO projections as well as other updates to operating and maintenance assumptions. Removed refurbishment costs as now included in annual FOM. Updated regional cost factor assumptions.
Build Costs: The Hydrogen Superpower scenario assumes faster capital cost reductions for large-scale Solar PV than the High VRE GenCost scenario, as a key enabler of hydrogen expansion for export.
Build limit assumptions: Revised REZ limits for updated REZ assumptions. New tab added with revised pumped hydro limits. Additional tabs added for REZ Augmentation Options and Non-REZ assumptions.
Capacity factors: Revised for latest wind and solar production forecasts.
Lead time and project life: Minor updates including extending pumped hydro to 40-year economic life.
Financial parameters: Revisions to both discount rate and VCR based on consultation feedback.
Storage properties: Updated based on information provided by Tasmania and final assumptions from Aurecon 2020-21 AEMO costs and technical parameter review.
Fuel price assumptions: Minor updates to coal and gas prices.
Unit commitment-related assumptions: Minor updates to reflect latest available data.
Hydrogen assumptions: Updated to reflect final assumptions, added Hydrogen prices for hydrogen turbines, green steel demand.
Removed tabs: Scenarios (2020) (not needed), Firm capacity (refer to ISP Methodology), GPG Start Costs (refer to ISP Methodology), Energy Consumption and Maximum Demand (merged), Gross State Product and Household Disposable Income (merged), Transmission Cost Components (See Transmission Cost Database), Refurbishment (now included in FOM), Gas assumptions (see GSOO)
3.2 | 2021-08-10 | Corrected errors on the Aggregated energy storages and Embedded energy storages worksheets.
Minor corrections to Summary Mapping worksheet.
Added additional information on Project EnergyConnect loss functions.
Corrected transmission outage rate worksheet to refer to 'Liddell to Bulli Creek' rather than 'Liddell to Dumaresq'.
Revised the PEM Electrolyser Fixed OPEX to reflect Aurecon 2020-21 AEMO costs and technical parameter review assumption of 3% of capex.
Added additional details to the Battery & Plug-in Evs on the share of Vehicle-to-Grid charge profiles.
3.3 | 2021-12-10 | Changed scenario name for Net Zero 2050 to Progressive Change
Renewable Energy Zones: Updated OWZ O1 and O2 ISP sub-region locations to SNW and both REZ diagrams to refine the Central West Orana REZ shape based on information published by the NSW Government.
Existing Gen Data Summary: Added REZ Location column
Build limits tab: Corrected column name from 'REZ build limit' to 'REZ Network Transmission Limit'. Corrected N1, N2, S1, T1, T2, T3 and MN1 Transmission limits. Updated S3 and S5 REZ Network limits to reflect group constraints MN1 and NSA1, and not a need for separate network limits. Removed NQ3 limits to avoid duplication of the CNQ-SQ flow path. Updated NSW Hydrogen generic transmission cost to ensure that flow path upgrades are incorporated. Added tranche 2 and 3 transmission expansion costs. Additional detail added on land area constraints.
Augmentation Options tab: Updated VNI West (via Kerang) cost and description with data received from Transgrid (cost reduction due to parts of Project EnergyConnect being built at 500 kV). Updated VIC-SNSW Option 7, this option can be built with or without any VNI West option in place. Updated VIC-TAS Options 1 & 2 by removing combined limits of TAS to VIC direction of Basslink and Marinus Link (it can transfer full capacity of each of the links). Updated Project EnergyConnect with a double circuit 500 kV line from Dinawan to near Wagga Wagga, operating at 330 kV. Added a new VIC-SNSW Option 6A, this option can be built without VNI West (Kerang) option in place. Added CNSW-NNSW Option 6A and 6B (Option 6B includes line shunt reactors) for New England REZ. Added new options "H-Newcastle" and "H-Dapto" to provide access for REZs to supply ports in the Hydrogen scenario. Added to SNSW-CNSW Option 1 (HumeLink) a new double circuit 330 kV line from new Wagga Wagga substation to the existing Wagga Wagga substation (as per Transgrid's PACR published in July 2021). Changed description of capacity for CNSW-SNW option 2. Updated CQ-CNQ Option 1 description by replacing South West Queensland with Wandoan South.
REZ Augmentations Options: Updated description of N2 Option 2 REZ Augmentation to include 330kV line from Armidale to Lower Creek. Updated description of NQ2 REZ Augmentation to remove reference to Nebo-Bouldercombe. Added 330 kV Cooma-Monaro REZ build option. Added 500 kV option for Darling Downs REZ expansion. Added additional upgrade options for Central West Orana REZ.
Retirement: Changed Mount Piper retirement date to 2040 based on latest information in the October 2021 Generation Information release.
Carbon Budgets: Corrected the stated carbon budget horizon, from 2049-50 to 2050-51. This was a typographical error in the last version.
Added Torrens Island BESS to Existing Gen Data Summary, Fuel Price Summary, Maximum Capacity, Seasonal ratings, Retirement, Marginal Loss factors and Summary Mapping tabs.
Summary Mapping: Updated REZ Locations for existing, committed and anticipated VRE generators. Changed Mapping for BOTN - Cethana FOM and VOM to TAS Medium
Renewable Policy Targets: Updated to reflect new information on the VRET2 and the NSW Electricity Infrastructure Roadmap.
Network Capability: Updated network capabilities of SNSW – CNSW (Northern part of "VNI") and VIC – SNSW (Southern part of "VNI") flow paths representing Snowy 2.0 generation and pump load limits prior to HumeLink.
Augmentation Options tab: Adjusted Marinus Link cost to reflect 30 June 2021 real dollars, and combined early works costs into cable 1 costs.
3.4 | 2022-06-30 | Existing Gen Data Summary: Updated with new generators based on Feb 2022 GenInfo
Fuel Price Summary: Updated with new generators based on Feb 2022 GenInfo
New Entrant Data Summary: Additional note to reflect cost penalty factors applied to Q1 and Q2 generation to take into acount declining MLFs
Build Limits: Minor corrections, inclusions of additional cost tranches, updated information for offshore wind zones, updated impact of major projects.
Renewable Energy Zones: Additonal notes for clarity, new offshore wind zones.
Renewable Policy Targets: Updated NSW target to reflect updated committed and anticipated generation which reduces further development requirements.
Network Augmentation Options: Update Marinus Link costs and timings, update of PEC timing and other updates to transfer limits and impacts on REZ limits.
Network capability: Updated note 6 to include transfer limit increase from CNSW - SNW with a 700 MW SIPS battery scheme and Bannaby - Sydney West 330 kV line upgrade and included a table with committed project timing.
REZ Augmentaton Options: Corrected metric for system strength cost from $/MW to $M/MW, included NQ2 option 2 augmentation
Marginal Loss Factor: Corrected wind and solar MLFs for N4 REZs and shadow connection point for N3_Solar REZ
Capacity Factors: Updated REZ wind capacity factors to reflect latest wind profiles used in modelling.
Maximum capacity: Updated based on Feb 2022 Geninfo
Seasonal ratings: Updated based on Feb 2022 Geninfo
Retirement: Updated based on Feb 2022 Geninfo
Summary Mapping: Updated with new generators based on Feb 2022 GenInfo

## Assumptions Summary
2021-22 Modelling Assumptions
This file presents tables of input data for 2021-22 market modelling studies. It is a compilation of data from a number of sources, listed below.
All values in this workbook are as at 30 June 2021 real dollars except were explicitly noted otherwise.
Version History
Version Number | Date | Description
1 | 2019-02-05 | First industry release of draft 2019 market modelling assumptions for consultation.
1.1 | 2019-09-03 | Updates based on 2019 Consultation feedback, updated information from stakeholders and 2019 forecasting components.
1.2 | 2019-09-13 | Revisions based on feedback from publication of 1.1
1.3 | 2019-12-12 | Issued to accompany Draft ISP publication
1.4 | 2020-04-17 | Updates following Draft ISP publication feedback
1.5 | 2020-07-30 | Issued to accompany 2020 ISP publication
2 | 2020-09-01 | Issued to accompany 2020 ESOO
2.1 | 2020-11-27 | Revisions to 2020 ESOO assumptions - error corrections and clarifications
2.2 | 2020-12-11 | Revisions to 2020 ESOO assumptions - error corrections and clarifications
3 | 2020-12-11 | Issued to accompany Draft 2021 IASR
3.1 | 2021-07-31 | Released to accompany the release of the Final 2021 IASR Report
3.2 | 2021-08-10 | Minor corrections of prior release.
3.3 | 2021-12-10 | Issued to accompany Draft 2022 ISP publication
3.4 | 2022-06-30 | Issued to accompany Final 2022 ISP publication
Worksheet Descriptions
Worksheet | Assumptions Grouping | Description | Source
Scenarios | Scenario and REZ settings | Summary of scenario dimensions and parameters | AEMO
Renewable Energy Zones |  | Renewable Energy Zones | AEMO
Demand Summary | Summary data | Summary of the Demand Forecasts | Forecasting portal at http://forecasting.aemo.com.au
Existing Gen Data Summary |  | Summary (calculated) of the generator technical data | Calculated data
New Entrant Data Summary |  | Summary (calculated) of the new entrant's technical data
Fuel Price Summary |  | Summary (calculated) of generator fuel costs
Regional Build Cost Summary |  | Summary (calculated) of regional build costs for a selectable scenario / technology.
Renewable Policy Targets | Policy settings | Target renewable settings for the Queensland, Victorian,Tasmanian and New South Wales Renewable Energy Targets | QLD public policy documents, Victorian, Tasmanian and New South Wales legislation
Carbon Budgets |  | Global mean temperature increases by 2100 aligned with each scenario, and cumulative carbon budgets over the period to 2050. | CSIRO/CWA Multi-sector energy modelling (2021)
Demand and Energy Forecasts | Demand | Electricity consumption forecasts | AEMO forecasts (ESOO 2021) BIS Oxford Economics, 2021 Macroeconomic projections report CSIRO DER and EV and GEM DER forecasts (2021) CSIRO/CWA Multi-sector energy modelling (2021) Strategy Policy Research, Energy Efficiency Forecast
Economic Growth Forecasts |  | Forecast of broader economic growth (GSP)
Energy Efficiency |  | Forecast of energy efficiency impact on annual consumption forecasts
Rooftop PV |  | Rooftop PV capacity and generation forecast
PVNSG |  | PV non-scheduled generation (PVNSG) capacity and generation forecast
DSP |  | Demand side participation forecast
Battery & Plug-in EVs |  | Battery and plug-in electric vehicles uptake, energy, and charge profile forecast
Fuel cell EVs |  | Fuel cell electric vehicles uptake
Electrification |  | Electrification in all sectors including transportation
Embedded energy storages |  | Embedded consumer energy storage (battery) forecast
Aggregated energy storages |  | The 'aggregated' share of embedded energy storages that is modelled like a Virtual Power Plant (VPP).
Sub-regional demand allocation |  | Details of the sub-regional allocation of DER components.
Network Representation | Interconnector and transmission settings | Description of how the network is modelled in the capacity expansion models. | AEMO (Following consultation on IASR)
Network Capability |  | Maximum forward and reverse flow path capability for capacity expansion modelling. | AEMO (Review by TNSPs and consultation via IASR)
Proportioning factors |  | Proportion of interconnector losses applied to regional reference nodes. | 2021 Regional Boundaries and Marginal Loss Factors
Augmentation options |  | Capability, cost and timing for flow path augmentation options. | AEMO (Following consultation on IASR and Transmission Cost Report)
Transmission Climate Factor |  | Transmission outage rate adjustments to capture climate risks. | AEMO internal study; BoM & CSIRO: Electricity Sector Climate Information Project
Transmission Reliability |  | Defines the outage rates modelled to key flowpaths in the ESOO. | AEMO internal study
Maximum capacity | Generator reliability settings | Installed capacity of existing, committed and anticipated generators. | AEMO Generation Information (February 2022 release)
Seasonal ratings |  | Winter and summer ratings for existing, committed, advanced and new entrant generators | AEMO Generation Information (February 2022 release), GHD, 2018 AEMO costs and technical parameter review, Aurecon, 2020-21 AEMO costs and technical parameter review,
Reserves |  | Minimum reserve levels for reliable regional supply | AEMO Generation Information (February 2022 release)
Generation limits |  | Generator operating limits | AEMO internal study, Aurecon, 2020-21 AEMO costs and technical parameter review.
Maintenance |  | The percentage of time per year that a generator is expected to be out of service for maintenance. De-rating applied to generators under maintenance, staged construction or to track age-related degradation | GHD, 2018 AEMO costs and technical parameter review, Aurecon, 2020-21 AEMO costs and technical parameter review, AEMO Internal study
Generator Reliability Settings |  | Defines a generators' forced outage rate, mean time to repair after an outage, and the derating experienced during a partial outage | GHD, 2018 AEMO costs and technical parameter review, Aurecon, 2020-21 AEMO costs and technical parameter review, AEMO Internal study
Hydro Climate Factor |  | Hydro inflow adjustments to capture climate risks | AEMO internal study; BoM & CSIRO: Electricity Sector Climate Information Project
Hydro Scheme Inflows |  | Monthly aggregated inflow trends for reference years | AEMO internal study and Hydro operators
Build cost | Generator technical and financial settings | Capital Cost projections for new entrant generators | Entura, 2018, Pumped hydro cost modelling CSIRO, 2020, GenCost 2020-21; Updated projections of electricity generation technology costs
Regional Cost Factors |  | Regional cost factors provide an indication of the variation in new entrants generators cost based on the shift in labour, equipment and shipping/delivery cost between regions. | GHD, 2018 AEMO costs and technical parameter review, Aurecon, 2020-21 AEMO costs and technical parameter review, AEMO Internal study
Connection cost |  | Cost to connect different generation technologies. | AEMO internal study
Build limits |  | Modelled limitations impacting build constraints within the expansion modelling | AEMO internal study
Build limits - PHES |  | Modelled limitations for PHES impacting build constraints within the expansion modelling | Entura, 2018, Pumped hydro cost modelling, AEMO internal study
REZ Augmentation Options |  | Capability, cost and timing for REZ augmentation options. | AEMO internal
Non-REZ Assumptions |  | Summary of assumptions for non-rez locations | AEMO internal
Power System Constraints |  | Reflect power system constraints to reflect secure operating limits | AEMO internal study
Capacity Factors |  | Capacity factors for renewable generators in the renewable energy zones | DNVGL, AEMO analysis outcomes
Lead times and project life |  | Modelled limitations impacting build timings within the expansion modelling | GHD, 2018 AEMO costs and technical parameter review, Aurecon, 2020-21 AEMO costs and technical parameter review CSIRO, 2020, GenCost 2020-21; Updated projections of electricity generation technology costs
Financial parameters |  | Financial parameters (discount rate, weighted average cost of capital, value of customer reliability) used during cost benefit analysis | AEMO internal analysis, AER Rate of return - Annual Update - December 2020 AER, Values of Customer Reliability, December 2019 Synergies, Discount rates for use in cost benefit analysis of AEMO's 2022 ISP
Storage properties |  | Battery storage to power ratio and round-trip efficiency | Aurecon, 2020-21 AEMO costs and technical parameter review, CSIRO, Small-scale solar and battery projections 2021, Snowy Hydro Hydro Tasmania
Coal and Biomass price |  | Coal fuel price for each coal generator | Wood Mackenzie, 2021 Coal price forecast
Gas, Liquid fuel, H2 price |  | Fuel price for each gas and liquid fuel generator | Lewis Grey Advisory for the 2021 GSOO ACIL Allen, 2014 fuel and technical cost review
Retirement |  | Announced and end-of-technical-life generator retirement | Public announcements, AEMO Generation Information (February 2022 release), GHD, 2018 AEMO costs and technical parameter review,
Heat rates |  | Efficiency of conversion of fuel to output for thermal generators | GHD, 2018 AEMO costs and technical parameter review, Aurecon, 2020-21 AEMO costs and technical parameter review
Auxiliary |  | Auxiliary (self) load for each generator or generator class | Aurecon, 2020-21 AEMO costs and technical parameter review, Hydro Tasmania AEMO Internal study
Fixed OPEX |  | Fixed operating cost regardless of output for each generator or generator class | GHD, 2018 AEMO costs and technical parameter review, Aurecon, 2020-21 AEMO costs and technical parameter review, Generator owner provided inputs
Variable OPEX |  | Variable operating cost per MWh of output for each generator or generator class | GHD, 2018 AEMO costs and technical parameter review, Aurecon, 2020-21 AEMO costs and technical parameter review, Generator owner provided inputs
Emissions intensity |  | Emissions production per MWh of output for each generator or generator class | NGER 2019-20, Electricity sector emissions and generation data, GHD, 2018 AEMO costs and technical parameter review, Aurecon, 2020-21 AEMO Costs and Technical Parameter Review, AEMO Internal study
Marginal Loss Factors |  | Marginal loss factors for each generator | Regions and Marginal Loss Factors: FY 2021-22 (2021 July release)
Affine Heat Rates | ST model properties | Heat rate curves for large thermal units | GHD, 2018 AEMO costs and technical parameter review, Aurecon, 2020-21 AEMO Costs and Technical Parameter Review, AEMO Internal study
Max Ramp Rates |  | Maximum rates of change for thermal unit output up and down | GHD, 2018 AEMO costs and technical parameter review, Aurecon, 2020-21 AEMO Costs and Technical Parameter Review, AEMO Internal study
CCGT Unit Maximum Capacity |  | Maximum capacity of CCGT gas and steam turbines | AEMO Generation Information (February 2022 release)
GPG Min Stable Level |  | Minimum operating levels for large GPG units | Aurecon, 2020-21 AEMO Costs and Technical Parameter Review, AEMO Internal study
Min Up&Down Times |  | Minimum time online or offline for large GPG units | ACIL Allen, 2014 AEMO Fuel and Technology Cost Review, AEMO internal study
Costs Summary - PEM | Hydrogen properties | Regional cost factors for each cost region and regional cost summary for hydrogen technologies | Aurecon, 2020-21 AEMO costs and technical parameter review, GHD, 2018 AEMO costs and technical parameter review.
Build Costs - PEM |  | Costs to construct various hydrogen technologies | Aurecon, 2020-21 AEMO costs and technical parameter review, CSIRO, 2020, GenCost 2020-21; Updated projections of electricity generation technology costs
Hydrogen demand - Domestic |  | Projections of domestic hydrogen demand | CSIRO/CWA Multi-sector energy modelling (2021), Stakeholder engagement, including a targeted hydrogen workshop on Friday 18/09/2020
Hydrogen demand - Export&Steel |  | Projections of demand for export hydrogen and green steel production | CSIRO/CWA Multi-sector energy modelling (2021)), Stakeholder engagement, including a targeted hydrogen workshop on Friday 18/09/2020
Hydrogen export ports |  | Location of hydrogen export ports for the Hydrogen Superpower scenario | ARUP, 2019, Australian Hydrogen Hubs Study, AEMO internal study
Other hydrogen assumptions |  | Various hydrogen-related assumptions | Aurecon, 2020-21 AEMO costs and technical parameter review, CSIRO, National Hydrogen Roadmap (2018), Kopp et al. (2017), Energiepark Mainz: Technical and economic analysis of the worldwide largest Power-to-Gas plant with PEM electrolysis, Stakeholder engagement
Supporting Materials
Source | Materials
GHD, 2018 AEMO costs and technical parameter review | https://www.aemo.com.au/consultations/current-and-closed-consultations/2021-Planning-and-Forecasting-Consultation-on-Inputs-Assumptions-and-Scenarios
CSIRO, GenCost 2020-21; Updated projections of electricity generation technology costs
CSIRO/CWA, Multi-sector energy modelling (2021)
Wood Mackenzie, 2021 Coal Cost Report
Entura, 2018 Pumped hydro cost modelling
Lewis Grey Advisory, 2020 gas price forecast
Aurecon, 2020-21 AEMO Cost and Technical Parameter Review
BIS Oxford Economics, 2021 Macroeconomic Projections Report
AEMO, Transmission Cost Database
AEMO, Transmission Cost Database Output Files
AEMO, 2021 Transmission Cost Report
Synergies Economic Consulting, Discount rates for use in cost benefit analysis of AEMO's 2022 ISP
AEMO, 2020 Transmission Cost Database Phase 1 Report
Strategy Policy Research, Energy Efficiency Forecasts 2021
AEMO, Generator information (February 2022 release) | https://www.aemo.com.au/energy-systems/electricity/national-electricity-market-nem/nem-forecasting-and-planning/forecasting-and-planning-data/generation-information
CSIRO, Small-scale solar and battery projections 2021 | https://www.aemo.com.au/-/media/files/electricity/nem/planning_and_forecasting/inputs-assumptions-methodologies/2021/csiro-der-forecast-report.pdf?la=en
CSIRO, Electric Vehicle Projections 2021 | https://aemo.com.au/-/media/files/electricity/nem/planning_and_forecasting/inputs-assumptions-methodologies/2021/csiro-ev-forecast-report.pdf?la=en
Green Energy Markets, 2021 Projections for distributed energy resources - solar PV and stationary energy battery systems. | https://aemo.com.au/-/media/files/electricity/nem/planning_and_forecasting/inputs-assumptions-methodologies/2021/green-energy-markets-der-forecast-report.pdf?la=en
AEMO, 2020 GSOO stakeholder surveys and gas supply input data | 2020 Gas Statement of Opportunities supply input data files. Available at: https://www.aemo.com.au/-/media/files/gas/national_planning_and_forecasting/gsoo/2020/2020-gsoo-supply-input-data-files.zip?la=en
ACIL Allen, 2014 Fuel and Technology Cost Review | https://aemo.com.au/-/media/files/electricity/nem/planning_and_forecasting/ntndp/2014/data-sources/fuel_and_technology_cost_review_report_acil_allen.pdf
AEP Elical, 2020 Assessment of Ageing Coal-Fired Generation Reliability | https://aemo.com.au/-/media/files/electricity/nem/planning_and_forecasting/inputs-assumptions-methodologies/2020/aep-elical-assessment-of-ageing-coal-fired-generation-reliability.pdf?la=en
GHD, Transmission Cost Database - User Manual | https://aemo.com.au/-/media/files/stakeholder_consultation/consultations/nem-consultations/2021/transmission-costs-for-2022-isp/transmission-cost-database-user-manual.pdf?la=en
GHD, Transmission Cost Database - GHD Report | https://aemo.com.au/-/media/files/stakeholder_consultation/consultations/nem-consultations/2021/transmission-costs-for-2022-isp/transmission-cost-database-ghd-report.pdf?la=en
MBB Group, Transmission Cost Database Phase 1 Report | https://aemo.com.au/-/media/files/electricity/nem/planning_and_forecasting/inputs-assumptions-methodologies/2021/Transmission-Cost-Database-Phase-1-Report.pdf
Powerlink, Prepatory Activities | https://aemo.com.au/en/energy-systems/major-publications/integrated-system-plan-isp/2022-integrated-system-plan-isp/current-inputs-assumptions-and-scenarios
CSIRO, 2018 National Hydrogen Roadmap, Pathways to an economically sustainable hydrogen industry in Australia | https://www.csiro.au/en/Showcase/Hydrogen
Energiepark Mainz, 2017 Technical and economic analysis of the worldwide largest Power-to-Gas plant with PEM electrolysis | https://doi.org/10.1016/j.ijhydene.2016.12.145

## Scenarios
Go to Assumptions Summary
Summary of scenario parameters
Summary of parameters for scenarios in the 2021 IASR
Parameter | Slow Change | Steady Progress* | Progressive Change | Step Change | Hydrogen Superpower
Demand Drivers
Economic growth and population outlook | Low | Moderate | Moderate | Moderate | High
Energy efficiency improvement | Low | Moderate | Moderate | High | High
DSP growth | Low | Moderate | Moderate | High | High
DER Uptake
Distributed PV | Moderate, but elevated in the short term | Moderate | Moderate | High | High
Battery storage installed capacity | Low | Moderate | Moderate | High | High
Battery storage aggregation / VPP deployment | Low | Moderate | Moderate | High | High
Battery Electric Vehicle (BEV) uptake | Low | Moderate | Moderate | High | Moderate/High
BEV charging time switch to coordinated dynamic charging | Low | Moderate | Moderate | High | Moderate/High
Electrification of other sectors (expected outcome) | Low | Low/Moderate | Moderate | Moderate/High | Moderate/High
Hydrogen consumption | Minimal | Minimal | Potential for domestic consumption | Potential for domestic consumption | Large NEM-connected export and domestic consumption
Scenario alignment
Shared Socioeconomic Pathway | SSP3 | SSP2 | SSP2 | SSP1 | SSP1
IEA 2020 World Energy Outlook Scenario | Delayed Recovery Scenario (DRS) | Stated Policy Scenario (STEPS) | Stated Policy Scenario (STEPS) | Sustainable Development Scenario (SDS) | Net Zero Emissions by 2050 case (NZE2050)
Emission summary
Climate change impacts based on assumed Representative Concentration Pathway (RCP) (mean temperature rise by 2100)** | RCP7.0 (~4°C) | RCP4.5 (~2.6°C) | RCP4.5 (~2.6°C) | RCP2.6 (~1.8°C) | RCP1.9 (<1.5°C)
Decarbonisation target | 26-28% reduction by 2030. No explicit decarbonisation target beyond 2030 | 26-28% reduction by 2030. Further decarbonisation influenced by technology and economic improvements | 26-28% reduction by 2030. Economy-wide net zero target by 2050 | Economy-wide net zero before 2050, exceeding 26-28% reduction by 2030. Pace of decarbonisation consistent with limiting temperature rise to 2 degrees, in line with global activities | Economy-wide net zero by early 2040s, exceeding 26-28% reduction by 2030. Pace of decarbonisation consistent with limiting temperature rise to 1.5 degrees, in line with global activities
Large-scale renewable build cost trajectories
Generator and storage build costs | CSIRO GenCost Central | CSIRO GenCost Central | CSIRO GenCost Central | CSIRO GenCost High VRE | Hydrogen Superpower***
Investment and retirement considerations
Generator retirements | In line with expected closure years, or earlier if economic. | In line with expected closure years, or earlier if economic. | In line with expected closure year, or earlier if economic or driven by decarbonisation objectives beyond 2030. | In line with expected closure year, or earlier if economic or driven by decarbonisation objectives | In line with expected closure year, or earlier if economic or driven by decarbonisation objectives
Fuel Price Settings
Gas prices | Lewis Grey Advisory (2020), Slow Change | Lewis Grey Advisory (2020), Central | Lewis Grey Advisory (2020), Central | Lewis Grey Advisory (2020), Step Change | Lewis Grey Advisory (2020), Step Change
Coal prices | Wood Mackenzie, Slow Change | Wood Mackenzie, Central | Wood Mackenzie, Central | Wood Mackenzie, Step Change | Wood Mackenzie, Step Change
Gas Market Settings
New gas supplies | As forecast in AEMO's 2021 GSOO
All other gas market settings | Consistent with AEMO's 2021 GSOO Slow Change scenario | Consistent with AEMO's 2021 GSOO Central scenario | Consistent with AEMO's 2021 GSOO Central scenario | Consistent with AEMO's 2021 GSOO Step Change scenario | Consistent with AEMO's 2021 GSOO Step Change scenario
*The Steady Progress scenario has been excluded from the 2022 ISP scenario collection, as outlined in the Draft 2022 ISP
** The modelling will not target a specific global temperature objective, but in applying more rapid decarbonisation activities, it is assumed that a lower RCP is more relevant
*** The Hydrogen Superpower scenario assumes more accelerated capital cost reductions for large-scale Solar PV compared to the High VRE GenCost scenario, as a key enabler of hydrogen expansion for export.
360
290
650
540

## Renewable Energy Zones
Go to Assumptions Summary
Candidate Renewable Energy Zones | [5 empty] | Renewable Energy Zone Map | NEM Regional Cost Zone Map5
List of Candidate Renewable Energy Zones (REZs) by NEM region and zone
Build cost at each REZ that reflects the NEM regional cost zone map
A KMZ file with the REZ boundaries is available at https://aemo.com.au/consultations/current-and-closed-consultations/2022-draft-isp-consultation
ID | Name | NEM Region | NTNDP Zone | ISP Sub-region | Regional Cost Zones
Q1 | Far North QLD | QLD | NQ | CNQ | Low1
Q2 | North Qld Clean Energy Hub | QLD | NQ | CNQ | Low1
Q3 | Northern Qld | QLD | NQ | CNQ | Low
Q4 | Isaac | QLD | NQ | CNQ | Low1
Q5 | Barcaldine | QLD | CQ | CNQ | Medium
Q6 | Fitzroy | QLD | CQ | CNQ | Low
Q7 | Wide Bay | QLD | CQ | SQ | Low1
Q8 | Darling Downs | QLD | SWQ | SQ | Low1
Q9 | Banana | QLD | CQ | SQ6 | Medium
N1 | North West NSW | NSW | NNS | NNSW | Medium
N2 | New England | NSW | NNS | NNSW | Low
N3 | Central-West Orana | NSW | NCEN | CNSW | Medium
N4 | Broken Hill | NSW | SWNSW | SNSW | High3
N5 | South West NSW | NSW | SWNSW | SNSW | High
N6 | Wagga Wagga | NSW | SWNSW | SNSW | Medium1
N7 | Tumut | NSW | CAN | SNSW | Medium
N8 | Cooma-Monaro | NSW | CAN | SNSW | Medium
V1 | Ovens Murray | VIC | NVIC | VIC | Medium2
V2 | Murray River | VIC | NVIC | VIC | Medium1
V3 | Western Victoria | VIC | CVIC | VIC | Medium2
V4 | South West Victoria | VIC | MEL | VIC | Medium2
V5 | Gippsland | VIC | LV | VIC | Low1
V6 | Central North Vic | VIC | NVIC | VIC | High
S1 | South East SA | SA | SESA | SA | Low1
S2 | Riverland | SA | NSA | SA | Low
S3 | Mid-North SA | SA | NSA | SA | Low1
S4 | Yorke Peninsula | SA | NSA | SA | Low
S5 | Northern SA | SA | NSA | SA | Medium
S6 | Leigh Creek | SA | NSA | SA | Medium1
S7 | Roxby Downs | SA | NSA | SA | Medium1
S8 | Eastern Eyre Peninsula | SA | NSA | SA | Medium
S9 | Western Eyre Peninsula | SA | NSA | SA | Medium
T1 | North East Tasmania | TAS | TAS | TAS | Low1
T2 | North West Tasmania | TAS | TAS | TAS | Medium2
T3 | Central Highlands | TAS | TAS | TAS | Low1 | Note: | Note:
O1 | Hunter Coast | NSW | NCEN | SNW | Low | AEMO has updated the REZ boundaries for N5 aligned with geographical area of the SWNSW REZ in Schedule 1 of the draft REZ declaration, available at https://www.energy.nsw.gov.au/sites/default/files/2022-03/Draft%20South-West%20REZ%20Declaration.pdf. AEMO will update all relevant parameters in the 2024 ISP. | Not all costs are homogenous under each category zone. Regional factors result in variances amongst each category.
O2 | Illawarra Coast | NSW | NCEN | SNW | Low
O3 | Gippsland Coast | VIC | LV | VIC | Low7
O4 | North West Tasmania Coast | TAS | TAS | TAS | Low
O5 | Portland Coast | VIC | MEL | VIC | Low
O6 | South East SA Coast | SA | SESA | SA | Low
Note:
1. When a REZ zone covers two regional cost zones, the lower cost zone is utilised.
2. When a REZ zone covers all three regional cost zones, the medium cost zone is utilised.
3. When a REZ zone crosses state borders, the regional cost zones from the NEM Region of the REZ are utilised.
4. The NSW Government is in the early stages of planning for two new REZs in the Hunter-Central Coast and Illawarra regions of NSW, as set out under the NSW Electricity Infrastructure Act 2020. These REZs are not modelled because they are not yet geographically defined.
5. The QLD Government has identified three Queensland REZs, which encompass these REZs. Northern QREZ includes Q1, Q2, Q3, Q4 and Q5; Central QREZ includes Q6, Q7 and Q9; Southern QREZ includes Q8.
6. Q9 REZ location dependant on network augmentation that delivers capacity. Modelled to be located in the CNQ sub region in the Hydrogen Scenario to target hydrogen demand, but otherwise modelled as part of SQ.
7. All offshore wind zones are specified as having a low regional cost factor. The factors which drive the different cost factors for onshore REZs are not relevant for offshore wind, where the base costs are inherently for typical offshore locations.

## Demand Summary
Go to Assumptions Summary
Demand Summary
A summary of the demand summary is provided on the forecasting portal at http://forecasting.aemo.com.au.
Inputs are also available through the portal as shown in the image to the right.

## Existing Gen Data Summary
Go to Assumptions Summary
Generator Summary - Existing, Committed and Anticipated Generators
Notes
1. Fuel costs represent the selected Scenario on the Fuel Price summary sheet and the selected year in cell O11.
2. SRMC is a calculation involving fuel costs, and as such will vary across scenario and year.
3. Expected retirement date in this summary sheet is indicative of the first unit's retirement date.
Scenario).
Existing generators
Generator | Generator Type | Region | ISP sub-region | REZ Location | Fuel/Technology type | Maximum Capacity (MW) | Summer Rating (MW) | Not Summer Rating (MW) | Maintenance duration (%) | Maximum Capacity Factor (%) | FOM ($/kW/annum) | VOM ($/MWh sent-out) | Heat Rate (GJ/MWh HHV s.o.) | Fuel Cost ($/GJ) | Emissions (kg/MWh) | MLF | Auxiliary Load (%) | SRMC ($/MWh) | Expected Retirement Year
Step Change
[7 empty] | 2023-24 | 2024 | [5 empty] | 2023-24
Bayswater | Steam Sub Critical | NSW | CNSW | N/A | Black Coal NSW | 2690 | 2620 | 2740 | 5.4795 | 75 | 56.7427 | 4.488 | 9.4488 | 1.7676 | 889.3763 | 0.9622 | 5.46 | 21.1893 | 2033
Eraring | Steam Sub Critical | NSW | SNW | N/A | Black Coal NSW | 2880 | 2675 | 2755 | 5.4795 | 75 | 56.7427 | 4.488 | 9.5491 | 3.1969 | 888.2314 | 0.9849 | 5.46 | 35.0154 | 2025
Liddell | Steam Sub Critical | NSW | CNSW | N/A | Black Coal NSW | 2000 | 0 | 0 | 5.4795 | 75 | 56.7427 | 4.488 | 10.1408 | 1.7676 | 945.5746 | 0.9628 | 5.46 | 22.4125 | 2023
Mt Piper | Steam Sub Critical | NSW | CNSW | N/A | Black Coal NSW | 1390 | 1380 | 1430 | 5.4795 | 75 | 56.7427 | 4.488 | 9.2545 | 3.1969 | 846.2847 | 0.9726 | 5.46 | 34.0736 | 2040
Vales Point B | Steam Sub Critical | NSW | SNW | N/A | Black Coal NSW | 1320 | 1320 | 1320 | 5.4795 | 75 | 56.7427 | 4.488 | 9.6774 | 3.0052 | 877.1658 | 0.9872 | 5.46 | 33.5702 | 2029
Callide B | Steam Sub Critical | QLD | CNQ | N/A | Black Coal QLD | 700 | 700 | 700 | 5.4795 | N/A | 55.8365 | 4.4186 | 9.1603 | 2.0437 | 946.7151 | 0.9251 | 6.67 | 23.14 | 2028
Callide C | Steam Super Critical | QLD | CNQ | N/A | Black Coal QLD | 840 | 854 | 886 | 5.4795 | N/A | 55.8365 | 4.4186 | 9.3023 | 2.0437 | 910.6064 | 0.9274 | 6.67 | 23.4302 | 2051
Gladstone | Steam Sub Critical | QLD | GG | N/A | Black Coal QLD | 1680 | 1680 | 1680 | 5.4795 | N/A | 55.8365 | 4.4186 | 9.4737 | 2.6496 | 952.4868 | 0.9519 | 6.67 | 29.52 | 2035
Kogan Creek | Steam Super Critical | QLD | SQ | N/A | Black Coal QLD | 744 | 710 | 750 | 5.4795 | N/A | 55.8365 | 4.4186 | 8.802 | 1.3834 | 840.7028 | 0.9694 | 6.67 | 16.5952 | 2042
Millmerran | Steam Super Critical | QLD | SQ | N/A | Black Coal QLD | 852 | 672 | 852 | 5.4795 | N/A | 55.8365 | 4.4186 | 9.2072 | 1.2613 | 829.631 | 0.9733 | 6.67 | 16.0318 | 2051
Stanwell | Steam Sub Critical | QLD | CNQ | N/A | Black Coal QLD | 1460 | 1460 | 1460 | 5.4795 | N/A | 55.8365 | 4.4186 | 9.068 | 2.5154 | 860.1822 | 0.9338 | 6.67 | 27.2283 | 2043
Tarong | Steam Sub Critical | QLD | SQ | N/A | Black Coal QLD | 1400 | 1400 | 1400 | 5.4795 | N/A | 55.8365 | 4.4186 | 9.2072 | 2.6668 | 880.0741 | 0.9719 | 6.67 | 28.9725 | 2036
Tarong North | Steam Super Critical | QLD | SQ | N/A | Black Coal QLD | 450 | 443 | 443 | 5.4795 | N/A | 55.8365 | 4.4186 | 8.6538 | 2.6668 | 880.0741 | 0.9723 | 6.67 | 27.4969 | 2037
Loy Yang A Power Station | Steam Sub Critical | VIC | VIC | N/A | Brown Coal VIC | 2210 | 2080 | 2210 | 5.4795 | N/A | 143.9691 | 4.2095 | 12.1622 | 0.66902 | 1137.7623 | 0.9759 | 8.2 | 12.3462 | 2045
Loy Yang B | Steam Sub Critical | VIC | VIC | N/A | Brown Coal VIC | 1160 | 1090 | 1160 | 5.4795 | N/A | 143.9691 | 4.2095 | 12.5436 | 0.66902 | 1113.3154 | 0.9759 | 8.2 | 12.6014 | 2047
Yallourn W | Steam Sub Critical | VIC | VIC | N/A | Brown Coal VIC | 1450 | 1420 | 1528 | 5.4795 | N/A | 143.9691 | 4.2095 | 13.8996 | 0.6624 | 1279.8367 | 0.9663 | 8.2 | 13.4166 | 2028
Tallawarra | CCGT | NSW | SNW | N/A | CCGT | 440 | 380 | 427 | 5.4795 | N/A | 11.0204 | 7.7352 | 6.9903 | 10.5598 | 369.225 | 0.9912 | 1.76 | 81.5511 | 2043
Condamine A | CCGT | QLD | SQ | N/A | CCGT | 144.4 | 138.545 | 144.247 | 5.4795 | N/A | 11.0204 | 7.7352 | 7.2874 | 7.8085 | 458.5099 | 0.9825 | 1.76 | 64.6392 | 2039
Darling Downs | CCGT | QLD | SQ | N/A | CCGT | 644.5 | 563 | 630 | 5.4795 | N/A | 11.0204 | 7.7352 | 7.377 | 7.693 | 427.6467 | 0.9629 | 1.76 | 64.4872 | 2045
Swanbank E GT | CCGT | QLD | SQ | N/A | CCGT | 385 | 350 | 365 | 5.4795 | N/A | 11.0204 | 7.7352 | 7.438 | 8.6715 | 378.2067 | 0.9971 | 1.76 | 72.2339 | 2036
Yabulu PS | CCGT | QLD | CNQ | N/A | CCGT | 160 | 150 | 165 | 5.4795 | N/A | 11.0204 | 7.7352 | 7.5949 | 8.2479 | 587.2211 | 0.9661 | 1.76 | 70.3773 | 2046
Yabulu Steam Turbine | CCGT | QLD | CNQ | N/A | CCGT | 84 | 78 | 82 | 5.4795 | N/A | 11.0204 | 7.7352 | 7.5949 | 8.2479 | 587.2211 | 0.9661 | 1.76 | 70.3773 | 2046
Yarwun Cogen | CCGT | QLD | GG | N/A | CCGT | 180 | 180 | 180 | 5.4795 | N/A | 11.0204 | 7.7352 | 10.3746 | 8.2479 | 487.7611 | 0.9544 | 1.76 | 93.304 | 2050
Osborne | CCGT | SA | SA | N/A | CCGT | 180 | 172 | 0 | 5.4795 | N/A | 11.0204 | 7.7352 | 8.1633 | 10.8718 | 412.26 | 0.9999 | 1.76 | 96.4842 | 2023
Pelican Point | CCGT | SA | SA | N/A | CCGT | 529 | 453 | 498 | 5.4795 | N/A | 11.0204 | 7.7352 | 7.3469 | 11.0791 | 397.8387 | 0.9987 | 1.76 | 89.1327 | 2037
Tamar Valley Combined Cycle | CCGT | TAS | TAS | N/A | CCGT | 208 | 0 | 0 | 5.4795 | N/A | 110.7931 | 7.7352 | 7.2874 | 12.6212 | 516.2884 | 1 | 1.76 | 99.7115 | 2050
Colongra | OCGT | NSW | SNW | N/A | OCGT | 724 | 640 | 724 | 1.3699 | N/A | 15.9029 | 11.0518 | 11.1455 | 11.0263 | 658.8349 | 0.9851 | 0.72 | 133.9455 | 2070
Hunter Valley GT | OCGT | NSW | CNSW | N/A | Liquid Fuel | 50 | 30 | 40 | 1.3699 | N/A | 15.9029 | 11.0518 | 12.7208 | 36.7207 | 1274.0175 | 0.9652 | 0.64 | 478.1704 | 2022
Smithfield Energy Facility | OCGT | NSW | SNW | N/A | OCGT | 184.999 | 108 | 125.7 | 1.3699 | N/A | 15.9029 | 11.0518 | 13.6882 | 11.0263 | 720.1304 | 1.0017 | 0.72 | 161.9821 | 2044
Uranquinty | OCGT | NSW | SNSW | N/A | OCGT | 664 | 640 | 664 | 1.3699 | N/A | 15.9029 | 11.0518 | 11.1455 | 10.6116 | 590.816 | 0.8625 | 0.72 | 129.3236 | 2044
Barcaldine Power Station | OCGT | QLD | CNQ | N/A | OCGT | 37 | 34 | 37 | 1.3699 | N/A | 15.9029 | 11.0518 | 12.7208 | 9.0408 | 3192.691 | 0.9064 | 0.72 | 126.0582 | 2034
Braemar | OCGT | QLD | SQ | N/A | OCGT | 549 | 501 | 543 | 1.3699 | N/A | 15.9029 | 11.0518 | 11.8812 | 9.0408 | 599.7896 | 0.9629 | 0.72 | 118.467 | 2046
Braemar 2 Power Station | OCGT | QLD | SQ | N/A | OCGT | 519 | 480 | 519 | 1.3699 | N/A | 15.9029 | 11.0518 | 11.8812 | 9.0408 | 599.7896 | 0.9629 | 0.72 | 118.467 | 2049
Mackay GT | OCGT | QLD | CNQ | N/A | Liquid Fuel | 34 | 0 | 0 | 1.3699 | N/A | 15.9029 | 11.0518 | 12.7208 | 36.7207 | 1591.8367 | 0.9549 | 0.64 | 478.1704 | 2021
Mt Stuart | OCGT | QLD | CNQ | N/A | Liquid Fuel | 423.5 | 387 | 400 | 1.3699 | N/A | 15.9029 | 11.0518 | 11.8812 | 36.7207 | 1041.6082 | 0.9286 | 0.64 | 447.3375 | 2033
Oakey Power Station | OCGT | QLD | SQ | N/A | OCGT | 346 | 288 | 346 | 1.3699 | N/A | 15.9029 | 11.0518 | 10.9422 | 9.0408 | 705.4324 | 0.9536 | 0.72 | 109.9782 | 2050
Roma | OCGT | QLD | SQ | N/A | OCGT | 80 | 54 | 68 | 1.3699 | N/A | 15.9029 | 11.0518 | 11.8812 | 9.0408 | 639.5899 | 0.9679 | 0.72 | 118.467 | 2034
Port Lincoln GT | OCGT | SA | SA | N/A | Liquid Fuel | 73.5 | 56 | 73.5 | 1.3699 | N/A | 15.9029 | 11.7341 | 12.8114 | 36.7207 | 1620.2899 | 0.9505 | 0.64 | 482.1773 | 2030
Snuggery | OCGT | SA | SA | N/A | Liquid Fuel | 63 | 54 | 63 | 1.3699 | N/A | 15.9029 | 11.7341 | 13.4328 | 36.7207 | 1435.7143 | 0.9533 | 0.64 | 504.9973 | 2030
Dry Creek GT | OCGT | SA | SA | N/A | OCGT | 156 | 112 | 143 | 1.3699 | N/A | 15.9029 | 11.0518 | 13.6882 | 11.0791 | 1036.8964 | 1.0002 | 0.72 | 162.7049 | 2030
Hallett GT | OCGT | SA | SA | N/A | OCGT | 276.86 | 223 | 249 | 1.3699 | N/A | 15.9029 | 11.0518 | 14.876 | 11.0791 | 856.7419 | 0.963 | 0.72 | 175.8648 | 2032
Ladbroke Grove | OCGT | SA | SA | N/A | OCGT | 80 | 70 | 84 | 1.3699 | N/A | 15.9029 | 11.0518 | 11.8812 | 11.0791 | 504.525 | 0.9883 | 0.72 | 142.6847 | 2035
Mintaro GT | OCGT | SA | SA | N/A | OCGT | 90 | 68 | 90 | 1.3699 | N/A | 15.9029 | 11.0518 | 12.7208 | 11.0791 | 777.8353 | 0.9865 | 0.72 | 151.9873 | 2030
Quarantine | OCGT | SA | SA | N/A | OCGT | 229 | 195 | 236 | 1.3699 | N/A | 15.9029 | 11.0518 | 10.7143 | 11.0791 | 704.2002 | 0.9858 | 0.72 | 129.7564 | 2053
Temporary Generation South | OCGT | SA | SA | N/A | Liquid Fuel | 246.4 | 0 | 0 | 1.3699 | N/A | 13.0626 | 4.2505 | 10.19 | 36.7207 | 532.3935 | 1.0021 | 0.64 | 378.4345 | 2045
Bell Bay Three | OCGT | TAS | TAS | N/A | OCGT | 120 | 105 | 105 | 1.3699 | N/A | 15.9029 | 11.0518 | 12.0401 | 12.6212 | 516.2884 | 0.9982 | 0.72 | 163.0125 | 2040
Tamar Valley Peaking | OCGT | TAS | TAS | N/A | OCGT | 58 | 58 | 58 | 1.3699 | N/A | 15.9029 | 11.0518 | 12.7208 | 12.6212 | 516.2884 | 0.9982 | 0.72 | 171.604 | 2050
Somerton | OCGT | VIC | VIC | N/A | OCGT | 170 | 140 | 170 | 1.3699 | N/A | 15.9029 | 11.0518 | 14.876 | 11.2963 | 701.4198 | 0.9932 | 0.72 | 179.096 | 2033
Bairnsdale | OCGT | VIC | VIC | N/A | OCGT | 94 | 60 | 84 | 1.3699 | N/A | 15.9029 | 11.0518 | 10.4956 | 11.2963 | 547.9588 | 0.9874 | 0.72 | 129.6136 | 2042
Jeeralang A | OCGT | VIC | VIC | N/A | OCGT | 212 | 186.4 | 222 | 1.3699 | N/A | 15.9029 | 11.0518 | 15.2542 | 11.2963 | 754.9076 | 0.9755 | 0.72 | 183.3683 | 2039
Jeeralang B | OCGT | VIC | VIC | N/A | OCGT | 228 | 212.9 | 257 | 1.3699 | N/A | 15.9029 | 11.0518 | 15.2542 | 11.2963 | 754.9076 | 0.9755 | 0.72 | 183.3683 | 2039
Laverton North | OCGT | VIC | VIC | N/A | OCGT | 312 | 319 | 344 | 1.3699 | N/A | 15.9029 | 11.0518 | 11.5016 | 11.2963 | 597.1327 | 0.9936 | 0.72 | 140.9774 | 2070
Mortlake | OCGT | VIC | VIC | N/A | OCGT | 584 | 514 | 584 | 1.3699 | N/A | 15.9029 | 11.0518 | 11.1455 | 10.9853 | 549.5356 | 0.9865 | 0.72 | 133.4885 | 2047
Valley Power | OCGT | VIC | VIC | N/A | OCGT | 300 | 285 | 336 | 1.3699 | N/A | 15.9029 | 11.0518 | 14.876 | 11.2963 | 814.4825 | 0.9759 | 0.72 | 179.096 | 2070
Torrens Island A | Gas-powered steam turbine | SA | SA | N/A | Gas-powered steam turbine | 240 | 0 | 0 | 0.68493 | N/A | 49.4633 | 2.4441 | 11.4286 | 10.8718 | 579.8678 | 0.9999 | 5.08 | 126.6927 | 2021
Torrens Island B | Gas-powered steam turbine | SA | SA | N/A | Gas-powered steam turbine | 800 | 585 | 600 | 0.68493 | N/A | 49.4633 | 2.4441 | 10.7143 | 10.8718 | 579.8678 | 0.9999 | 5.08 | 118.9271 | 2035
Newport | Gas-powered steam turbine | VIC | VIC | N/A | Gas-powered steam turbine | 500 | 475 | 510 | 0.68493 | N/A | 49.4633 | 2.4441 | 10.2857 | 11.2963 | 534.582 | 0.9926 | 5.08 | 118.6346 | 2039
Angaston | Reciprocating Engine | SA | SA | N/A | Liquid Fuel | 50 | 49.2 | 49.2 | 1.6438 | N/A | 15.8693 | 11.0518 | 12.775 | 36.7207 | 690.3468 | 1.002 | 0.64 | 480.1595 | 2070
Barker Inlet Power Station | Reciprocating Engine | SA | SA | N/A | OCGT | 210 | 205.2 | 210 | 1.6438 | N/A | 15.8693 | 11.0518 | 7.8947 | 10.9754 | 441.5534 | 0.9997 | 0.72 | 97.6999 | 2044
Lonsdale | Reciprocating Engine | SA | SA | N/A | Liquid Fuel | 20.7 | 21.06 | 21.06 | 1.6438 | N/A | 15.8693 | 11.7341 | 7.8947 | 36.7207 | 674.0399 | 1.0055 | 0.64 | 301.6344 | 2070
Port Stanvac 1 | Reciprocating Engine | SA | SA | N/A | Liquid Fuel | 57.6 | 64.8 | 64.8 | 1.6438 | N/A | 15.8693 | 11.7341 | 7.8947 | 36.7207 | 674.0399 | 1.0055 | 0.64 | 301.6344 | 2070
Blowering | Hydro | NSW | SNSW | N/A | Hydro | 80 | 70 | 70 | 0.27397 | N/A | 61.1367 | 7.5463 | 0 | 0 | 0 | 0.9444 | 0.34 | 7.5463 | 2070
Guthega | Hydro | NSW | SNSW | N/A | Hydro | 60 | 68 | 68 | 0.27397 | N/A | 61.1367 | 7.5463 | 0 | 0 | 0 | 0.9006 | 0.34 | 7.5463 | 2070
Hume Dam NSW | Hydro | NSW | SNSW | N/A | Hydro | 29 | 29 | 0 | 0.27397 | N/A | 61.1367 | 7.5463 | 0 | 0 | 0 | 0.8989 | 0.34 | 7.5463 | 2057
Shoalhaven | Hydro | NSW | CNSW | N/A | Hydro | 240 | 240 | 240 | 0.27397 | N/A | 61.1367 | 7.5463 | 0 | 0 | 0 | 0.9763 | 0.34 | 7.5463 | 2100
Upper Tumut | Hydro | NSW | SNSW | N/A | Hydro | 616 | 674 | 674 | 0.27397 | N/A | 61.1367 | 7.5463 | 0 | 0 | 0 | 0.9335 | 0.34 | 7.5463 | 2070
Tumut 3 | Hydro | NSW | SNSW | N/A | Hydro | 1500 | 1800 | 1800 | 0.27397 | N/A | 61.1367 | 7.5463 | 0 | 0 | 0 | 0.9195 | 0.34 | 7.5463 | 2070
Barron Gorge | Hydro | QLD | CNQ | N/A | Hydro | 66 | 66 | 66 | 0.27397 | N/A | 61.1367 | 7.5463 | 0 | 0 | 0 | 0.9832 | 0.34 | 7.5463 | 2042
Kareeya | Hydro | QLD | CNQ | N/A | Hydro | 86.4 | 86.4 | 86.4 | 0.27397 | N/A | 61.1367 | 7.5463 | 0 | 0 | 0 | 0.9656 | 0.34 | 7.5463 | 2037
Wivenhoe | Hydro | QLD | SQ | N/A | Hydro | 570 | 570 | 570 | 0.27397 | N/A | 61.1367 | 7.5463 | 0 | 0 | 0 | 0.9903 | 0.34 | 7.5463 | 2084
Bastyan | Hydro | TAS | TAS | N/A | Hydro | 79.9 | 81 | 81 | 0.27397 | N/A | 61.1367 | 7.5463 | 0 | 0 | 0 | 0.9286 | 0.34 | 7.5463 | 2100
Catagunya / Liapootah / Wayatinah | Hydro | TAS | TAS | N/A | Hydro | 176.7 | 174 | 174 | 0.27397 | N/A | 61.1367 | 7.5463 | 0 | 0 | 0 | 0.9789 | 0.34 | 7.5463 | 2100
Cethana | Hydro | TAS | TAS | N/A | Hydro | 85 | 95 | 95 | 0.27397 | N/A | 61.1367 | 7.5463 | 0 | 0 | 0 | 0.9512 | 0.34 | 7.5463 | 2100
Devils Gate | Hydro | TAS | TAS | N/A | Hydro | 60 | 63 | 63 | 0.27397 | N/A | 61.1367 | 7.5463 | 0 | 0 | 0 | 0.9566 | 0.34 | 7.5463 | 2100
Fisher | Hydro | TAS | TAS | N/A | Hydro | 43.2 | 46 | 46 | 0.27397 | N/A | 61.1367 | 7.5463 | 0 | 0 | 0 | 0.9561 | 0.34 | 7.5463 | 2100
Gordon | Hydro | TAS | TAS | N/A | Hydro | 432 | 252 | 378 | 0.27397 | N/A | 61.1367 | 7.5463 | 0 | 0 | 0 | 0.928 | 0.34 | 7.5463 | 2100
John Butters | Hydro | TAS | TAS | N/A | Hydro | 144 | 140 | 140 | 0.27397 | N/A | 61.1367 | 7.5463 | 0 | 0 | 0 | 0.9258 | 0.34 | 7.5463 | 2100
Lake Echo | Hydro | TAS | TAS | N/A | Hydro | 32.4 | 30 | 0 | 0.27397 | N/A | 61.1367 | 7.5463 | 0 | 0 | 0 | 0.9133 | 0.34 | 7.5463 | 2100
Lemonthyme / Wilmot | Hydro | TAS | TAS | N/A | Hydro | 81.6 | 88 | 87 | 0.27397 | N/A | 61.1367 | 7.5463 | 0 | 0 | 0 | 0.9608 | 0.34 | 7.5463 | 2100
Mackintosh | Hydro | TAS | TAS | N/A | Hydro | 79.9 | 81 | 81 | 0.27397 | N/A | 61.1367 | 7.5463 | 0 | 0 | 0 | 0.9158 | 0.34 | 7.5463 | 2100
Meadowbank | Hydro | TAS | TAS | N/A | Hydro | 40 | 43.8 | 43.8 | 0.27397 | N/A | 61.1367 | 7.5463 | 0 | 0 | 0 | 0.983 | 0.34 | 7.5463 | 2100
Poatina | Hydro | TAS | TAS | N/A | Hydro | 300 | 285 | 285 | 0.27397 | N/A | 61.1367 | 7.5463 | 0 | 0 | 0 | 0.9512 | 0.34 | 7.5463 | 2100
Reece | Hydro | TAS | TAS | N/A | Hydro | 231.2 | 232 | 232 | 0.27397 | N/A | 61.1367 | 7.5463 | 0 | 0 | 0 | 0.9193 | 0.34 | 7.5463 | 2100
Tarraleah | Hydro | TAS | TAS | N/A | Hydro | 90 | 70 | 72 | 0.27397 | N/A | 61.1367 | 7.5463 | 0 | 0 | 0 | 0.9106 | 0.34 | 7.5463 | 2100
Trevallyn | Hydro | TAS | TAS | N/A | Hydro | 93 | 70 | 100 | 0.27397 | N/A | 61.1367 | 7.5463 | 0 | 0 | 0 | 0.9848 | 0.34 | 7.5463 | 2100
Tribute | Hydro | TAS | TAS | N/A | Hydro | 82.8 | 88 | 88 | 0.27397 | N/A | 61.1367 | 7.5463 | 0 | 0 | 0 | 0.9133 | 0.34 | 7.5463 | 2100
Tungatinah | Hydro | TAS | TAS | N/A | Hydro | 125 | 130 | 130 | 0.27397 | N/A | 61.1367 | 7.5463 | 0 | 0 | 0 | 0.8859 | 0.34 | 7.5463 | 2100
Bogong / MacKay | Hydro | VIC | VIC | N/A | Hydro | 300.02 | 300.02 | 300.02 | 0.27397 | N/A | 61.1367 | 7.5463 | 0 | 0 | 0 | 0.9726 | 0.34 | 7.5463 | 2057
Dartmouth | Hydro | VIC | VIC | N/A | Hydro | 185 | 170 | 170 | 0.27397 | N/A | 61.1367 | 7.5463 | 0 | 0 | 0 | 0.9861 | 0.34 | 7.5463 | 2057
Eildon | Hydro | VIC | VIC | N/A | Hydro | 135 | 120 | 120 | 0.27397 | N/A | 61.1367 | 7.5463 | 0 | 0 | 0 | 0.9995 | 0.34 | 7.5463 | 2057
Hume Dam VIC | Hydro | VIC | VIC | N/A | Hydro | 29 | 29 | 0 | 0.27397 | N/A | 61.1367 | 7.5463 | 0 | 0 | 0 | 0.9933 | 0.34 | 7.5463 | 2057
Murray 1 | Hydro | VIC | VIC | N/A | Hydro | 950 | 950 | 760 | 0.27397 | N/A | 61.1367 | 7.5463 | 0 | 0 | 0 | 0.9966 | 0.34 | 7.5463 | 2070
Murray 2 | Hydro | VIC | VIC | N/A | Hydro | 552 | 600 | 600 | 0.27397 | N/A | 61.1367 | 7.5463 | 0 | 0 | 0 | 0.9966 | 0.34 | 7.5463 | 2070
West Kiewa | Hydro | VIC | VIC | N/A | Hydro | 68 | 68 | 68 | 0.27397 | N/A | 61.1367 | 7.5463 | 0 | 0 | 0 | 1.0096 | 0.34 | 7.5463 | 2057
Beryl Solar Farm | Large scale Solar PV | NSW | CNSW | Central-West Orana | Solar | 98.4 | 87 | 87 | 0 | N/A | 17.6138 | 0 | 0 | 0 | 0 | 0.9184 | 0.2 | 0 | 2049
Bomen Solar Farm | Large scale Solar PV | NSW | SNSW | Wagga Wagga | Solar | 121 | 93.72 | 99.88 | 0 | N/A | 17.6138 | 0 | 0 | 0 | 0 | 0.8875 | 0.2 | 0 | 2050
Broken Hill Solar Farm | Large scale Solar PV | NSW | SNSW | Broken Hill | Solar | 53 | 53 | 53 | 0 | N/A | 17.6138 | 0 | 0 | 0 | 0 | 0.7953 | 0.2 | 0 | 2043
Coleambally Solar Farm | Large scale Solar PV | NSW | SNSW | South West NSW | Solar | 150.3 | 150.03 | 150.03 | 0 | N/A | 17.6138 | 0 | 0 | 0 | 0 | 0.8478 | 0.2 | 0 | 2038
Darlington Point Solar Farm | Large scale Solar PV | NSW | SNSW | South West NSW | Solar | 274.968 | 263.304 | 274.968 | 0 | N/A | 17.6138 | 0 | 0 | 0 | 0 | 0.8587 | 0.2 | 0 | 2055
Finley Solar Farm | Large scale Solar PV | NSW | SNSW | South West NSW | Solar | 162.36 | 116.721 | 132.66 | 0 | N/A | 17.6138 | 0 | 0 | 0 | 0 | 0.8432 | 0.2 | 0 | 2049
Goonumbla Solar Farm | Large scale Solar PV | NSW | CNSW | Central-West Orana | Solar | 69.75 | 67.735 | 69.75 | 0 | N/A | 17.6138 | 0 | 0 | 0 | 0 | 0.8918 | 0.2 | 0 | 2050
Gullen Range Solar Farm | Large scale Solar PV | NSW | SNSW | N/A | Solar | 10 | 10 | 10 | 0 | N/A | 17.6138 | 0 | 0 | 0 | 0 | 0.9595 | 0.2 | 0 | 2100
Limondale Solar Farm 1 | Large scale Solar PV | NSW | SNSW | South West NSW | Solar | 220 | 207.1 | 220 | 0 | N/A | 17.6138 | 0 | 0 | 0 | 0 | 0.807 | 0.2 | 0 | 2050
Limondale Solar Farm 2 | Large scale Solar PV | NSW | SNSW | South West NSW | Solar | 28.98 | 28.994 | 28.994 | 0 | N/A | 17.6138 | 0 | 0 | 0 | 0 | 0.7985 | 0.2 | 0 | 2050
Manildra Solar Farm | Large scale Solar PV | NSW | CNSW | Central-West Orana | Solar | 50 | 46.7 | 46.7 | 0 | N/A | 17.6138 | 0 | 0 | 0 | 0 | 0.9333 | 0.2 | 0 | 2048
Molong Solar Farm | Large scale Solar PV | NSW | CNSW | Central-West Orana | Solar | 36.08 | 32.406 | 32.406 | 0 | N/A | 17.6138 | 0 | 0 | 0 | 0 | 0.9541 | 0.2 | 0 | 2051
Moree Solar Farm | Large scale Solar PV | NSW | NNSW | North West NSW | Solar | 56 | 56 | 56 | 0 | N/A | 17.6138 | 0 | 0 | 0 | 0 | 0.8931 | 0.2 | 0 | 2046
Nevertire Solar Farm | Large scale Solar PV | NSW | CNSW | Central-West Orana | Solar | 104.64 | 104.64 | 104.64 | 0 | N/A | 17.6138 | 0 | 0 | 0 | 0 | 0.9444 | 0.2 | 0 | 2049
Nyngan Solar Plant | Large scale Solar PV | NSW | CNSW | Central-West Orana | Solar | 102.025 | 102.025 | 102.025 | 0 | N/A | 17.6138 | 0 | 0 | 0 | 0 | 0.9903 | 0.2 | 0 | 2042
Parkes Solar Farm | Large scale Solar PV | NSW | CNSW | N/A | Solar | 50.5 | 50.5 | 50.5 | 0 | N/A | 17.6138 | 0 | 0 | 0 | 0 | 0.8918 | 0.2 | 0 | 2058
Sunraysia Solar Farm | Large scale Solar PV | NSW | SNSW | South West NSW | Solar | 228.8 | 199.68 | 165.36 | 0 | N/A | 17.6138 | 0 | 0 | 0 | 0 | 0.807 | 0.2 | 0 | 2049
White Rock Solar Farm | Large scale Solar PV | NSW | NNSW | New England | Solar | 20 | 20 | 20 | 0 | N/A | 17.6138 | 0 | 0 | 0 | 0 | 0.8708 | 0.2 | 0 | 2043
Childers Solar Farm | Large scale Solar PV | QLD | SQ | Wide Bay | Solar | 55.87 | 55.87 | 55.87 | 0 | N/A | 17.6138 | 0 | 0 | 0 | 0 | 0.9797 | 0.2 | 0 | 2049
Clare Solar Farm | Large scale Solar PV | QLD | CNQ | Northern Qld | Solar | 110.4 | 95.22 | 99.981 | 0 | N/A | 17.6138 | 0 | 0 | 0 | 0 | 0.9197 | 0.2 | 0 | 2047
Clermont Solar Farm | Large scale Solar PV | QLD | CNQ | Isaac | Solar | 92.5 | 71.41 | 74.999 | 0 | N/A | 17.6138 | 0 | 0 | 0 | 0 | 0.9267 | 0.2 | 0 | 2049
Collinsville Solar Farm | Large scale Solar PV | QLD | CNQ | Isaac | Solar | 42.5 | 39.95 | 42.5 | 0 | N/A | 17.6138 | 0 | 0 | 0 | 0 | 0.9247 | 0.2 | 0 | 2044
Darling Downs Solar Farm | Large scale Solar PV | QLD | SQ | Darling Downs | Solar | 121 | 108.504 | 110 | 0 | N/A | 17.6138 | 0 | 0 | 0 | 0 | 0.9762 | 0.2 | 0 | 2036
Daydream Solar Farm | Large scale Solar PV | QLD | CNQ | Isaac | Solar | 167.75 | 145.79 | 149.999 | 0 | N/A | 17.6138 | 0 | 0 | 0 | 0 | 0.9268 | 0.2 | 0 | 2048
Emerald Solar Farm | Large scale Solar PV | QLD | CNQ | N/A | Solar | 72 | 0 | 0 | 0 | N/A | 17.6138 | 0 | 0 | 0 | 0 | 0.9237 | 0.2 | 0 | 2048
Hamilton Solar Farm | Large scale Solar PV | QLD | CNQ | Isaac | Solar | 57.5 | 54.119 | 56.005 | 0 | N/A | 17.6138 | 0 | 0 | 0 | 0 | 0.9239 | 0.2 | 0 | 2048
Haughton Solar Farm | Large scale Solar PV | QLD | CNQ | Northern Qld | Solar | 132.597 | 100.035 | 100.035 | 0 | N/A | 17.6138 | 0 | 0 | 0 | 0 | 0.9356 | 0.2 | 0 | 2049
Hayman Solar Farm | Large scale Solar PV | QLD | CNQ | Isaac | Solar | 57.75 | 47.838 | 50.001 | 0 | N/A | 17.6138 | 0 | 0 | 0 | 0 | 0.9268 | 0.2 | 0 | 2048
Hughenden Solar Farm | Large scale Solar PV | QLD | CNQ | North Qld Clean Energy Hub | Solar | 18 | 18 | 18 | 0 | N/A | 17.6138 | 0 | 0 | 0 | 0 | 0.9395 | 0.2 | 0 | 2048
Kidston Solar Farm | Large scale Solar PV | QLD | CNQ | North Qld Clean Energy Hub | Solar | 50 | 48.5 | 48.5 | 0 | N/A | 17.6138 | 0 | 0 | 0 | 0 | 0.9395 | 0.2 | 0 | 2037
Lilyvale Solar Farm | Large scale Solar PV | QLD | CNQ | Isaac | Solar | 118.4 | 97.532 | 99.974 | 0 | N/A | 17.6138 | 0 | 0 | 0 | 0 | 0.9276 | 0.2 | 0 | 2048
Longreach Solar Farm | Large scale Solar PV | QLD | CNQ | Barcaldine | Solar | 14 | 14 | 14 | 0 | N/A | 17.6138 | 0 | 0 | 0 | 0 | 0.9267 | 0.2 | 0 | 2043
Middlemount Sun Farm | Large scale Solar PV | QLD | CNQ | Isaac | Solar | 26 | 26 | 26 | 0 | N/A | 17.6138 | 0 | 0 | 0 | 0 | 0.9237 | 0.2 | 0 | 2050
Oakey 1 Solar Farm | Large scale Solar PV | QLD | SQ | Darling Downs | Solar | 25 | 23.1 | 25 | 0 | N/A | 17.6138 | 0 | 0 | 0 | 0 | 0.9711 | 0.2 | 0 | 2043
Oakey 2 Solar Farm | Large scale Solar PV | QLD | SQ | Darling Downs | Solar | 55.64 | 52.312 | 54.99 | 0 | N/A | 17.6138 | 0 | 0 | 0 | 0 | 0.9711 | 0.2 | 0 | 2044
Ross River Solar Farm | Large scale Solar PV | QLD | CNQ | Northern Qld | Solar | 128 | 115.968 | 115.968 | 0 | N/A | 17.6138 | 0 | 0 | 0 | 0 | 0.9395 | 0.2 | 0 | 2043
Rugby Run Solar Farm | Large scale Solar PV | QLD | CNQ | Isaac | Solar | 65 | 65 | 65 | 0 | N/A | 17.6138 | 0 | 0 | 0 | 0 | 0.9156 | 0.2 | 0 | 2049
Sun Metals Corporation Solar Farm | Large scale Solar PV | QLD | CNQ | Northern Qld | Solar | 143 | 119.6 | 119.6 | 0 | N/A | 17.6138 | 0 | 0 | 0 | 0 | 1.0019 | 0.2 | 0 | 2042
Susan River Solar Farm | Large scale Solar PV | QLD | SQ | Wide Bay | Solar | 85.26 | 75.019 | 75.019 | 0 | N/A | 17.6138 | 0 | 0 | 0 | 0 | 0.9797 | 0.2 | 0 | 2049
Whitsunday Solar Farm | Large scale Solar PV | QLD | CNQ | Isaac | Solar | 57.5 | 54.119 | 56.005 | 0 | N/A | 17.6138 | 0 | 0 | 0 | 0 | 0.9231 | 0.2 | 0 | 2048
Yarranlea Solar Farm | Large scale Solar PV | QLD | SQ | Darling Downs | Solar | 102.96 | 102.96 | 102.96 | 0 | N/A | 17.6138 | 0 | 0 | 0 | 0 | 0.9789 | 0.2 | 0 | 2044
Bungala one Solar Farm | Large scale Solar PV | SA | SA | Northern SA | Solar | 135 | 101.52 | 108 | 0 | N/A | 17.6138 | 0 | 0 | 0 | 0 | 0.9597 | 0.2 | 0 | 2044
Bungala Two Solar Farm | Large scale Solar PV | SA | SA | Northern SA | Solar | 135 | 101.52 | 108 | 0 | N/A | 17.6138 | 0 | 0 | 0 | 0 | 0.9597 | 0.2 | 0 | 2044
Tailem Bend Solar Farm | Large scale Solar PV | SA | SA | South East SA | Solar | 108 | 94.9968 | 94.9968 | 0 | N/A | 17.6138 | 0 | 0 | 0 | 0 | 1.0113 | 0.2 | 0 | 2049
Bannerton Solar Farm | Large scale Solar PV | VIC | VIC | Murray River | Solar | 100 | 88 | 88 | 0 | N/A | 17.6138 | 0 | 0 | 0 | 0 | 0.8633 | 0.2 | 0 | 2049
Gannawarra Solar Farm | Large scale Solar PV | VIC | VIC | Murray River | Solar | 55 | 47.762 | 50.006 | 0 | N/A | 17.6138 | 0 | 0 | 0 | 0 | 0.9127 | 0.2 | 0 | 2048
Glenrowan West Solar Farm | Large scale Solar PV | VIC | VIC | Central North Vic | Solar | 132 | 102.96 | 110.016 | 0 | N/A | 17.6138 | 0 | 0 | 0 | 0 | 0.9976 | 0.2 | 0 | 2051
Karadoc Solar Farm | Large scale Solar PV | VIC | VIC | Murray River | Solar | 102.98 | 90.06 | 90.06 | 0 | N/A | 17.6138 | 0 | 0 | 0 | 0 | 0.8673 | 0.2 | 0 | 2048
Kiamal Solar Farm stage 1 | Large scale Solar PV | VIC | VIC | Murray River | Solar | 199.95 | 189.75 | 199.95 | 0 | N/A | 17.6138 | 0 | 0 | 0 | 0 | 0.8504 | 0.2 | 0 | 2049
Numurkah Solar Farm | Large scale Solar PV | VIC | VIC | Central North Vic | Solar | 110.48 | 107.52 | 107.52 | 0 | N/A | 17.6138 | 0 | 0 | 0 | 0 | 0.9963 | 0.2 | 0 | 2044
Wemen Solar Farm | Large scale Solar PV | VIC | VIC | Murray River | Solar | 97.5 | 82.368 | 87.984 | 0 | N/A | 17.6138 | 0 | 0 | 0 | 0 | 0.8633 | 0.2 | 0 | 2049
Yatpool Solar Farm | Large scale Solar PV | VIC | VIC | Murray River | Solar | 92.56 | 81 | 81 | 0 | N/A | 17.6138 | 0 | 0 | 0 | 0 | 0.8673 | 0.2 | 0 | 2050
Bango 973 Wind Farm | Wind | NSW | SNSW | N/A | Wind | 159 | 0 | 159 | 0 | N/A | 25.9178 | 0 | 0 | 0 | 0 | 0.9134 | 0.28 | 0 | 2050
Boco Rock Wind Farm | Wind | NSW | SNSW | Cooma-Monaro | Wind | 113 | 104.088 | 113.18 | 0 | N/A | 25.9178 | 0 | 0 | 0 | 0 | 0.9359 | 0.28 | 0 | 2040
Bodangora Wind Farm | Wind | NSW | CNSW | Central-West Orana | Wind | 113.19 | 113.19 | 113.19 | 0 | N/A | 25.9178 | 0 | 0 | 0 | 0 | 0.9581 | 0.28 | 0 | 2049
Capital Wind Farm | Wind | NSW | SNSW | N/A | Wind | 140.7 | 141 | 141 | 0 | N/A | 25.9178 | 0 | 0 | 0 | 0 | 0.9563 | 0.28 | 0 | 2040
Collector Wind Farm | Wind | NSW | SNSW | N/A | Wind | 226.8 | 0 | 0 | 0 | N/A | 25.9178 | 0 | 0 | 0 | 0 | 0.9588 | 0.28 | 0 | 2046
Crookwell 2 Wind Farm | Wind | NSW | SNSW | N/A | Wind | 96.04 | 91 | 91 | 0 | N/A | 25.9178 | 0 | 0 | 0 | 0 | 0.9616 | 0.28 | 0 | 2043
Crudine Ridge Wind Farm | Wind | NSW | CNSW | N/A | Wind | 138 | 0 | 138.01 | 0 | N/A | 25.9178 | 0 | 0 | 0 | 0 | 0.9246 | 0.28 | 0 | 2041
Cullerin Range Wind Farm | Wind | NSW | SNSW | N/A | Wind | 30 | 30 | 30 | 0 | N/A | 25.9178 | 0 | 0 | 0 | 0 | 0.9082 | 0.28 | 0 | 2038
Gullen Range Wind Farm | Wind | NSW | SNSW | N/A | Wind | 165.5 | 165.5 | 165.5 | 0 | N/A | 25.9178 | 0 | 0 | 0 | 0 | 0.9595 | 0.28 | 0 | 2100
Gunning Wind Farm | Wind | NSW | SNSW | N/A | Wind | 46.5 | 46.5 | 46.5 | 0 | N/A | 25.9178 | 0 | 0 | 0 | 0 | 0.9082 | 0.28 | 0 | 2036
Sapphire Wind Farm | Wind | NSW | NNSW | New England | Wind | 270 | 155.7 | 270 | 0 | N/A | 25.9178 | 0 | 0 | 0 | 0 | 0.9426 | 0.28 | 0 | 2043
Silverton Wind Farm | Wind | NSW | SNSW | Broken Hill | Wind | 198.94 | 119.48 | 198.012 | 0 | N/A | 25.9178 | 0 | 0 | 0 | 0 | 0.8456 | 0.28 | 0 | 2043
Taralga Wind Farm | Wind | NSW | CNSW | N/A | Wind | 106.8 | 106.8 | 106.8 | 0 | N/A | 25.9178 | 0 | 0 | 0 | 0 | 1.0122 | 0.28 | 0 | 2040
White Rock Wind Farm - Stage 1 | Wind | NSW | NNSW | New England | Wind | 172.48 | 172.48 | 172.48 | 0 | N/A | 25.9178 | 0 | 0 | 0 | 0 | 0.8708 | 0.28 | 0 | 2038
Woodlawn Wind Farm | Wind | NSW | SNSW | N/A | Wind | 48.3 | 48.3 | 48.3 | 0 | N/A | 25.9178 | 0 | 0 | 0 | 0 | 0.9563 | 0.28 | 0 | 2041
Coopers Gap Wind Farm | Wind | QLD | SQ | Darling Downs | Wind | 452.89 | 439.975 | 439.975 | 0 | N/A | 25.9178 | 0 | 0 | 0 | 0 | 0.9683 | 0.28 | 0 | 2044
Mount Emerald Wind Farm | Wind | QLD | CNQ | Far North QLD | Wind | 180.518 | 166.95 | 180.465 | 0 | N/A | 25.9178 | 0 | 0 | 0 | 0 | 0.9835 | 0.28 | 0 | 2043
Canunda Wind Farm | Wind | SA | SA | South East SA | Wind | 46 | 46 | 46 | 0 | N/A | 25.9178 | 0 | 0 | 0 | 0 | 0.9944 | 0.28 | 0 | 2030
Cathedral Rocks Wind Farm | Wind | SA | SA | Eastern Eyre Peninsula | Wind | 66 | 66 | 66 | 0 | N/A | 25.9178 | 0 | 0 | 0 | 0 | 0.9166 | 0.28 | 0 | 2030
Clements Gap Wind Farm | Wind | SA | SA | Mid-North SA | Wind | 56.7 | 56.7 | 56.7 | 0 | N/A | 25.9178 | 0 | 0 | 0 | 0 | 0.9564 | 0.28 | 0 | 2039
Hallett Stage 1 Brown Hill Wind Farm | Wind | SA | SA | Mid-North SA | Wind | 94.5 | 63 | 94.5 | 0 | N/A | 25.9178 | 0 | 0 | 0 | 0 | 0.963 | 0.28 | 0 | 2043
Hallett Stage 2 Hallett Hill Wind Farm | Wind | SA | SA | Mid-North SA | Wind | 71.4 | 47.6 | 71.4 | 0 | N/A | 25.9178 | 0 | 0 | 0 | 0 | 0.9606 | 0.28 | 0 | 2035
Hallett 4 North Brown Hill Wind Farm | Wind | SA | SA | Mid-North SA | Wind | 132.3 | 88.2 | 131.985 | 0 | N/A | 25.9178 | 0 | 0 | 0 | 0 | 0.9571 | 0.28 | 0 | 2036
Hallett 5 The Bluff Wind Farm | Wind | SA | SA | Mid-North SA | Wind | 52.5 | 35 | 52.5 | 0 | N/A | 25.9178 | 0 | 0 | 0 | 0 | 0.963 | 0.28 | 0 | 2036
Hornsdale Wind Farm Stage 1 | Wind | SA | SA | Mid-North SA | Wind | 102.4 | 100 | 100 | 0 | N/A | 25.9178 | 0 | 0 | 0 | 0 | 0.9518 | 0.28 | 0 | 2056
Hornsdale Wind Farm Stage 2 | Wind | SA | SA | Mid-North SA | Wind | 102.4 | 100 | 100 | 0 | N/A | 25.9178 | 0 | 0 | 0 | 0 | 0.9518 | 0.28 | 0 | 2057
Hornsdale Wind Farm Stage 3 | Wind | SA | SA | Mid-North SA | Wind | 112 | 108.99 | 108.99 | 0 | N/A | 25.9178 | 0 | 0 | 0 | 0 | 0.9518 | 0.28 | 0 | 2057
Lake Bonney 1 Wind Farm | Wind | SA | SA | South East SA | Wind | 80.5 | 81 | 81 | 0 | N/A | 25.9178 | 0 | 0 | 0 | 0 | 0.9803 | 0.28 | 0 | 2035
Lake Bonney 2 Wind Farm | Wind | SA | SA | South East SA | Wind | 159 | 159 | 159 | 0 | N/A | 25.9178 | 0 | 0 | 0 | 0 | 0.9803 | 0.28 | 0 | 2038
Lake Bonney 3 Wind Farm | Wind | SA | SA | South East SA | Wind | 39 | 39 | 39 | 0 | N/A | 25.9178 | 0 | 0 | 0 | 0 | 0.9803 | 0.28 | 0 | 2040
Lincoln Gap Wind Farm - stage 1 | Wind | SA | SA | Northern SA | Wind | 126 | 126 | 126 | 0 | N/A | 25.9178 | 0 | 0 | 0 | 0 | 0.9667 | 0.28 | 0 | 2045
Mount Millar Wind Farm | Wind | SA | SA | Eastern Eyre Peninsula | Wind | 70 | 70 | 70 | 0 | N/A | 25.9178 | 0 | 0 | 0 | 0 | 0.9287 | 0.28 | 0 | 2035
Snowtown Wind Farm | Wind | SA | SA | Mid-North SA | Wind | 98.7 | 65.8 | 98.7 | 0 | N/A | 25.9178 | 0 | 0 | 0 | 0 | 0.9134 | 0.28 | 0 | 2033
Snowtown S2 Wind Farm - North | Wind | SA | SA | Mid-North SA | Wind | 144 | 133.2 | 144 | 0 | N/A | 25.9178 | 0 | 0 | 0 | 0 | 0.9678 | 0.28 | 0 | 2039
Snowtown S2 Wind Farm - South | Wind | SA | SA | Mid-North SA | Wind | 126 | 116.55 | 126 | 0 | N/A | 25.9178 | 0 | 0 | 0 | 0 | 0.9678 | 0.28 | 0 | 2039
Starfish Hill Wind Farm | Wind | SA | SA | N/A | Wind | 33 | 33 | 33 | 0 | N/A | 25.9178 | 0 | 0 | 0 | 0 | 1.0055 | 0.28 | 0 | 2027
Waterloo Wind Farm | Wind | SA | SA | Mid-North SA | Wind | 130.8 | 39.6 | 131 | 0 | N/A | 25.9178 | 0 | 0 | 0 | 0 | 0.9594 | 0.28 | 0 | 2045
Wattle Point Wind Farm | Wind | SA | SA | Yorke Peninsula | Wind | 90.75 | 0 | 111 | 0 | N/A | 25.9178 | 0 | 0 | 0 | 0 | 0.811 | 0.28 | 0 | 2029
Willogoleche Wind Farm | Wind | SA | SA | Mid-North SA | Wind | 119.36 | 0 | 119.36 | 0 | N/A | 25.9178 | 0 | 0 | 0 | 0 | 0.9583 | 0.28 | 0 | 2043
Cattle Hill Wind Farm | Wind | TAS | TAS | Central Highlands | Wind | 144 | 144 | 144 | 0 | N/A | 25.9178 | 0 | 0 | 0 | 0 | 0.9809 | 0.28 | 0 | 2044
Granville Harbour Wind Farm | Wind | TAS | TAS | North West Tasmania | Wind | 111.6 | 111.6 | 111.6 | 0 | N/A | 25.9178 | 0 | 0 | 0 | 0 | 0.9314 | 0.28 | 0 | 2055
Musselroe Wind Farm | Wind | TAS | TAS | North East Tasmania | Wind | 168 | 168 | 168 | 0 | N/A | 25.9178 | 0 | 0 | 0 | 0 | 0.8999 | 0.28 | 0 | 2050
Woolnorth Wind Farm | Wind | TAS | TAS | North West Tasmania | Wind | 139.75 | 140 | 140 | 0 | N/A | 25.9178 | 0 | 0 | 0 | 0 | 0.8794 | 0.28 | 0 | 2050
Ararat Wind Farm | Wind | VIC | VIC | Western Victoria | Wind | 240 | 75 | 240 | 0 | N/A | 25.9178 | 0 | 0 | 0 | 0 | 0.8987 | 0.28 | 0 | 2047
Bald Hills Wind Farm | Wind | VIC | VIC | N/A | Wind | 106.6 | 106.6 | 106.6 | 0 | N/A | 25.9178 | 0 | 0 | 0 | 0 | 0.9936 | 0.28 | 0 | 2040
Bulgana Green Power Hub - Wind Farm | Wind | VIC | VIC | Western Victoria | Wind | 204.4 | 204.4 | 204.4 | 0 | N/A | 25.9178 | 0 | 0 | 0 | 0 | 0.8949 | 0.28 | 0 | 2049
Challicum Hills Wind Farm | Wind | VIC | VIC | Western Victoria | Wind | 52.5 | 53 | 53 | 0 | N/A | 25.9178 | 0 | 0 | 0 | 0 | 0.9699 | 0.28 | 0 | 2033
Cherry Tree Wind Farm | Wind | VIC | VIC | N/A | Wind | 57.6 | 57.6 | 57.6 | 0 | N/A | 25.9178 | 0 | 0 | 0 | 0 | 0.9959 | 0.28 | 0 | 2050
Crowlands Wind Farm | Wind | VIC | VIC | Western Victoria | Wind | 79.95 | 79.95 | 79.95 | 0 | N/A | 25.9178 | 0 | 0 | 0 | 0 | 0.8985 | 0.28 | 0 | 2049
Dundonnell Wind Farm | Wind | VIC | VIC | South West Victoria | Wind | 336 | 216 | 336 | 0 | N/A | 25.9178 | 0 | 0 | 0 | 0 | 0.9789 | 0.28 | 0 | 2045
Elaine Wind Farm | Wind | VIC | VIC | Western Victoria | Wind | 83.6 | 83.6 | 83.6 | 0 | N/A | 25.9178 | 0 | 0 | 0 | 0 | 0.9459 | 0.28 | 0 | 2049
Kiata Wind Farm | Wind | VIC | VIC | Western Victoria | Wind | 31.05 | 27 | 31.05 | 0 | N/A | 25.9178 | 0 | 0 | 0 | 0 | 0.9016 | 0.28 | 0 | 2042
Macarthur Wind Farm | Wind | VIC | VIC | South West Victoria | Wind | 420 | 420 | 420 | 0 | N/A | 25.9178 | 0 | 0 | 0 | 0 | 0.9753 | 0.28 | 0 | 2038
Moorabool Wind Farm | Wind | VIC | VIC | Western Victoria | Wind | 312 | 312 | 312 | 0 | N/A | 25.9178 | 0 | 0 | 0 | 0 | 0.9459 | 0.28 | 0 | 2044
Mortons Lane Wind Farm | Wind | VIC | VIC | South West Victoria | Wind | 19.5 | 20 | 20 | 0 | N/A | 25.9178 | 0 | 0 | 0 | 0 | 1.0035 | 0.28 | 0 | 2042
Mt Gellibrand Wind Farm | Wind | VIC | VIC | South West Victoria | Wind | 138.6 | 0 | 132 | 0 | N/A | 25.9178 | 0 | 0 | 0 | 0 | 0.9862 | 0.28 | 0 | 2043
Mt Mercer Wind Farm | Wind | VIC | VIC | Western Victoria | Wind | 131.2 | 0 | 131.2 | 0 | N/A | 25.9178 | 0 | 0 | 0 | 0 | 0.9459 | 0.28 | 0 | 2043
Murra Warra Wind Farm - stage 1 | Wind | VIC | VIC | Western Victoria | Wind | 225.7 | 225.7 | 225.7 | 0 | N/A | 25.9178 | 0 | 0 | 0 | 0 | 0.8883 | 0.28 | 0 | 2049
Oaklands Hill Wind Farm | Wind | VIC | VIC | South West Victoria | Wind | 67.2 | 40.992 | 63.008 | 0 | N/A | 25.9178 | 0 | 0 | 0 | 0 | 1.0035 | 0.28 | 0 | 2037
Portland Wind Farm | Wind | VIC | VIC | South West Victoria | Wind | 151.7 | 92 | 92 | 0 | N/A | 25.9178 | 0 | 0 | 0 | 0 | 0.9913 | 0.28 | 0 | 2040
Salt Creek Wind Farm | Wind | VIC | VIC | South West Victoria | Wind | 54 | 37.5 | 54 | 0 | N/A | 25.9178 | 0 | 0 | 0 | 0 | 0.9515 | 0.28 | 0 | 2043
Waubra Wind Farm | Wind | VIC | VIC | Western Victoria | Wind | 192 | 192 | 192 | 0 | N/A | 25.9178 | 0 | 0 | 0 | 0 | 0.9221 | 0.28 | 0 | 2034
Yambuk Wind Farm | Wind | VIC | VIC | South West Victoria | Wind | 30 | 30 | 30 | 0 | N/A | 25.9178 | 0 | 0 | 0 | 0 | 1.0035 | 0.28 | 0 | 2040
Yaloak South Wind Farm | Wind | VIC | VIC | Western Victoria | Wind | 28.7 | 29 | 29 | 0 | N/A | 25.9178 | 0 | 0 | 0 | 0 | 0.9699 | 0.28 | 0 | 2048
Yendon Wind Farm | Wind | VIC | VIC | Western Victoria | Wind | 144.4 | 144.4 | 144.4 | 0 | N/A | 25.9178 | 0 | 0 | 0 | 0 | 0.9422 | 0.28 | 0 | 2049
Berrybank Wind Farm | Wind | VIC | VIC | South West Victoria | Wind | 180.6 | 0 | 0 | 0 | N/A | 25.9178 | 0 | 0 | 0 | 0 | 0.9431 | 0.28 | 0 | 2050
Gullen Range Wind Farm 2 _x000D_ | Wind | NSW | SNSW | N/A | Wind | 110.67 | 0 | 0 | 0 | N/A | 25.9178 | 0 | 0 | 0 | 0 | 0.9595 | 0.28 | 0 | 2120
Jemalong Solar | Large scale Solar PV | NSW | CNSW | N/A | Solar | 55 | 0 | 0 | 0 | N/A | 17.6138 | 0 | 0 | 0 | 0 | 0.8956 | 0.2 | 0 | 2050
Maryrorough Solar Farm | Large scale Solar PV | QLD | SQ | Darling Downs | Solar | 34.5 | 0 | 0 | 0 | N/A | 17.6138 | 0 | 0 | 0 | 0 | 0.9789 | 0.2 | 0 | 2048
Stockyard Hill Wind Farm | Wind | VIC | VIC | South West Victoria | Wind | 527.56 | 0 | 0 | 0 | N/A | 25.9178 | 0 | 0 | 0 | 0 | 0.9699 | 0.28 | 0 | 2045
Wellington Solar Farm | Large scale Solar PV | NSW | CNSW | Central-West Orana | Solar | 211.2 | 0 | 0 | 0 | N/A | 17.6138 | 0 | 0 | 0 | 0 | 0.9444 | 0.2 | 0 | 2051
Winton Solar Farm | Large scale Solar PV | VIC | VIC | Central North Vic | Solar | 85 | 0 | 0 | 0 | N/A | 17.6138 | 0 | 0 | 0 | 0 | 0.9963 | 0.2 | 0 | 2051
Committed generators
Kurri Kurri | OCGT | NSW | SNW | N/A | OCGT | 750 | 750 | 750 | 1.3699 | N/A | 10.5745 | 2.4881 | 10.9312 | 11.8038 | 574.5938 | 0.9851 | 0.72 | 131.5186 | 2063
Snapper Point Power Station* | OCGT | SA | SA | N/A | Liquid Fuel | 154 | 123 | 146.5 | 1.3699 | N/A | 13.0626 | 4.2505 | 10.1902 | 12.1158 | 532.3935 | 0.9999 | 0.64 | 127.7134 | 2046
Kidston | Pumped Hydro | QLD | CNQ | N/A | Hydro | 250 | 0 | 0 | 0.27397 | N/A | 61.1367 | 7.5463 | 0 | 0 | 0 | 1 | 0.34 | 7.5463 | 2105
Snowy 2.0 | Pumped Hydro | NSW | SNSW | N/A | Hydro | 2040 | 0 | 0 | 0.27397 | N/A | 61.1367 | 7.5463 | 0 | 0 | 0 | 0.9195 | 0.34 | 7.5463 | 2076
Corowa Solar Farm | Large scale Solar PV | NSW | SNSW | South West NSW | Solar | 35.992 | 30.008 | 30.008 | 0 | N/A | 17.6138 | 0 | 0 | 0 | 0 | 0.8813 | 0.2 | 0 | 2051
Gunnedah Solar Farm | Large scale Solar PV | NSW | NNSW | North West NSW | Solar | 110 | 110 | 110 | 0 | N/A | 17.6138 | 0 | 0 | 0 | 0 | 0.8931 | 0.2 | 0 | 2056
Junee Solar Farm | Large scale Solar PV | NSW | SNSW | Wagga Wagga | Solar | 36.014 | 30.008 | 30.008 | 0 | N/A | 17.6138 | 0 | 0 | 0 | 0 | 0.8875 | 0.2 | 0 | 2050
Metz Solar Farm | Large scale Solar PV | NSW | NNSW | New England | Solar | 135 | 107.082 | 115.02 | 0 | N/A | 17.6138 | 0 | 0 | 0 | 0 | 0.8708 | 0.2 | 0 | 2052
New England Solar Farm | Large scale Solar PV | NSW | NNSW | New England | Solar | 400 | 400 | 400 | 0 | N/A | 17.6138 | 0 | 0 | 0 | 0 | 0.8708 | 0.2 | 0 | 2052
Riverina Solar Farm | Large scale Solar PV | NSW | SNSW | N/A | Solar | 32.4 | 32.4 | 32.4 | 0 | N/A | 17.6138 | 0 | 0 | 0 | 0 | 0.8478 | 0.2 | 0 | 2046
Sebastopol Solar Farm | Large scale Solar PV | NSW | SNSW | Wagga Wagga | Solar | 90 | 84.44 | 90 | 0 | N/A | 17.6138 | 0 | 0 | 0 | 0 | 0.9595 | 0.2 | 0 | 2052
Suntop Solar Farm | Large scale Solar PV | NSW | CNSW | Central-West Orana | Solar | 150 | 150 | 150 | 0 | N/A | 17.6138 | 0 | 0 | 0 | 0 | 0.9903 | 0.2 | 0 | 2056
Wagga North Solar Farm | Large scale Solar PV | NSW | SNSW | Wagga Wagga | Solar | 36.014 | 46.376 | 46.376 | 0 | N/A | 17.6138 | 0 | 0 | 0 | 0 | 0.8875 | 0.2 | 0 | 2050
Bluegrass Solar Farm | Large scale Solar PV | QLD | SQ | Darling Downs | Solar | 148 | 148 | 148 | 0 | N/A | 17.6138 | 0 | 0 | 0 | 0 | 0.9762 | 0.2 | 0 | 2057
Columboola Solar Farm | Large scale Solar PV | QLD | SQ | Darling Downs | Solar | 217.25 | 159.975 | 161.95 | 0 | N/A | 17.6138 | 0 | 0 | 0 | 0 | 0.9762 | 0.2 | 0 | 2046
Gangarri Solar Farm | Large scale Solar PV | QLD | SQ | Darling Downs | Solar | 162 | 119.88 | 119.88 | 0 | N/A | 17.6138 | 0 | 0 | 0 | 0 | 0.9762 | 0.2 | 0 | 2051
Kennedy Energy Park Solar Farm* | Large scale Solar PV | QLD | CNQ | North Qld Clean Energy Hub | Solar | 15 | 15 | 15 | 0 | N/A | 17.6138 | 0 | 0 | 0 | 0 | 0.9395 | 0.2 | 0 | 2046
Warwick Solar Farm - stage 1 | Large scale Solar PV | QLD | SQ | Darling Downs | Solar | 32.104 | 32.104 | 32.104 | 0 | N/A | 17.6138 | 0 | 0 | 0 | 0 | 0.9789 | 0.2 | 0 | 2046
Warwick Solar Farm - stage 2 | Large scale Solar PV | QLD | SQ | Darling Downs | Solar | 32.104 | 32.104 | 32.104 | 0 | N/A | 17.6138 | 0 | 0 | 0 | 0 | 0.9789 | 0.2 | 0 | 2045
Western Downs Green Power Hub | Large scale Solar PV | QLD | SQ | Darling Downs | Solar | 400 | 394 | 400 | 0 | N/A | 17.6138 | 0 | 0 | 0 | 0 | 0.9762 | 0.2 | 0 | 2047
Woolooga Solar Farm | Large scale Solar PV | QLD | SQ | Wide Bay | Solar | 222.5 | 157.53 | 175.953 | 0 | N/A | 17.6138 | 0 | 0 | 0 | 0 | 0.9797 | 0.2 | 0 | 2047
Adelaide Desalination Plant* | Large scale Solar PV | SA | SA | N/A | Solar | 11 | 9.96 | 10.72 | 0 | N/A | 17.6138 | 0 | 0 | 0 | 0 | 1.901 | 0.2 | 0 | 2041
Morgan To Whyalla Pipeline No 1 PS And Water Filtration Plant | Large scale Solar PV | SA | SA | Riverland | Solar | 6.12 | 5.76 | 6.128 | 0 | N/A | 17.6138 | 0 | 0 | 0 | 0 | 1.0271 | 0.2 | 0 | 2031
Morgan To Whyalla Pipeline No 2 PS | Large scale Solar PV | SA | SA | Riverland | Solar | 5.88 | 5.508 | 5.86 | 0 | N/A | 17.6138 | 0 | 0 | 0 | 0 | 0.9664 | 0.2 | 0 | 2041
Morgan To Whyalla Pipeline No 3 PS | Large scale Solar PV | SA | SA | Riverland | Solar | 7.38 | 6.93 | 7.371 | 0 | N/A | 17.6138 | 0 | 0 | 0 | 0 | 0.9719 | 0.2 | 0 | 2045
Morgan To Whyalla Pipeline No 4 PS | Large scale Solar PV | SA | SA | Riverland | Solar | 5.88 | 5.508 | 5.86 | 0 | N/A | 17.6138 | 0 | 0 | 0 | 0 | 0.9751 | 0.2 | 0 | 2041
Cohuna Solar Farm | Large scale Solar PV | VIC | VIC | Murray River | Solar | 31.103 | 27.265 | 27.265 | 0 | N/A | 17.6138 | 0 | 0 | 0 | 0 | 0.9127 | 0.2 | 0 | 2045
Bango 999 Wind Farm | Wind | NSW | SNSW | N/A | Wind | 84.8 | 0 | 84.8 | 0 | N/A | 25.9178 | 0 | 0 | 0 | 0 | 0.9595 | 0.28 | 0 | 2050
Kaban Green Power Hub - Wind Farm* | Wind | QLD | CNQ | Far North QLD | Wind | 149.8 | 120.4 | 149.8 | 0 | N/A | 25.9178 | 0 | 0 | 0 | 0 | 0.9835 | 0.28 | 0 | 2048
Kennedy Energy Park Wind Farm* | Wind | QLD | CNQ | North Qld Clean Energy Hub | Wind | 43.2 | 36 | 43.2 | 0 | N/A | 25.9178 | 0 | 0 | 0 | 0 | 0.9395 | 0.28 | 0 | 2045
Lincoln Gap Wind Farm - stage 2 | Wind | SA | SA | Northern SA | Wind | 86.4 | 86.4 | 86.4 | 0 | N/A | 25.9178 | 0 | 0 | 0 | 0 | 0.9667 | 0.28 | 0 | 2045
Murra Warra Wind Farm - stage 2 | Wind | VIC | VIC | Western Victoria | Wind | 209 | 179.36 | 197.6 | 0 | N/A | 25.9178 | 0 | 0 | 0 | 0 | 0.8883 | 0.28 | 0 | 2052
Adelaide Desalination Plant | Large scale Solar PV | SA | SA | N/A | Solar | 13.72 | 9.96 | 10.72 | 0 | N/A | 17.6138 | 0 | 0 | 0 | 0 | 0.9505 | 0.2 | 0 | 2041
Bolivar Waste Water Treatment | Large scale Solar PV | SA | SA | N/A | Solar | 11 | 10.575 | 11.25 | 0 | N/A | 17.6138 | 0 | 0 | 0 | 0 | 1.0011 | 0.2 | 0 | 2053
Edenvale Solar Park | Large scale Solar PV | QLD | SQ | Darling Downs | Solar | 146 | 146 | 146 | 0 | N/A | 17.6138 | 0 | 0 | 0 | 0 | 0.9762 | 0.2 | 0 | 2053
Hillston Sun Farm | Large scale Solar PV | NSW | SNSW | South West NSW | Solar | 85 | 76.52 | 85 | 0 | N/A | 17.6138 | 0 | 0 | 0 | 0 | 0.9762 | 0.2 | 0 | 2052
Mannum Adelaide Pumping Station No 2 - MAPL2 (Palmer) | Large scale Solar PV | SA | SA | South East SA | Solar | 16.8 | 15.792 | 16.8 | 0 | N/A | 17.6138 | 0 | 0 | 0 | 0 | 1.0113 | 0.2 | 0 | 2041
Mannum Adelaide Pumping Station No 3 - MAPL3 (Kanmantoo) | Large scale Solar PV | SA | SA | South East SA | Solar | 16.62 | 15.618 | 16.62 | 0 | N/A | 17.6138 | 0 | 0 | 0 | 0 | 1.0113 | 0.2 | 0 | 2041
Moura Solar Farm | Large scale Solar PV | QLD | CNQ | Fitzroy | Solar | 99 | 81.72 | 81.72 | 0 | N/A | 17.6138 | 0 | 0 | 0 | 0 | 0.9276 | 0.2 | 0 | 2057
Murray Bridge - Onkaparinga Pipeline Pump 2 | Large scale Solar PV | SA | SA | South East SA | Solar | 13.74 | 12.918 | 13.746 | 0 | N/A | 17.6138 | 0 | 0 | 0 | 0 | 1.0113 | 0.2 | 0 | 2041
Port Augusta Renewable Energy Park - Solar | Large scale Solar PV | SA | SA | Northern SA | Solar | 79.2 | 79.2 | 79.2 | 0 | N/A | 17.6138 | 0 | 0 | 0 | 0 | 0.9597 | 0.2 | 0 | 2047
Port Augusta Renewable Energy Park - Wind | Wind | SA | SA | Northern SA | Wind | 210 | 210 | 210 | 0 | N/A | 25.9178 | 0 | 0 | 0 | 0 | 0.9667 | 0.28 | 0 | 2052
Wyalong Solar Farm | Large scale Solar PV | NSW | SNSW | N/A | Solar | 62.32 | 53.01 | 53.01 | 0 | N/A | 17.6138 | 0 | 0 | 0 | 0 | 0.8875 | 0.2 | 0 | 2058
Avonlie Solar Farm | Large scale Solar PV | NSW | SNSW | Wagga Wagga | Solar | 254 | 189.98 | 189.98 | 0 | N/A | 17.6138 | 0 | 0 | 0 | 0 | 0.8875 | 0.2 | 0 | 2058
Dulacca Wind Farm | Wind | QLD | SQ | Darling Downs | Wind | 173 | 103.329 | 172.989 | 0 | N/A | 25.9178 | 0 | 0 | 0 | 0 | 0.9683 | 0.28 | 0 | 2053
Rye Park Wind Farm | Wind | NSW | SNSW | N/A | Wind | 396 | 225.06 | 386.1 | 0 | N/A | 25.9178 | 0 | 0 | 0 | 0 | 0.9134 | 0.28 | 0 | 2048
Committed * projects are marked with an "*" and are assumed to commence beyond the T-1 year (at the earliest) according to the ESOO and Reliability Forecasting Methodology.
Anticipated Projects
Tallawarra B | OCGT | NSW | SNW | N/A | OCGT | 316 | 314 | 316 | 1.3699 | N/A | 10.5745 | 2.4881 | 10.9312 | 11.8038 | 574.5938 | 0.9912 | 0.72 | 131.5186 | 2063
West Wyalong Solar Farm | Large scale Solar PV | NSW | SNSW | N/A | Solar | 105.27 | 90.016 | 90.016 | 0 | N/A | 17.6138 | 0 | 0 | 0 | 0 | 0.8875 | 0.2 | 0 | 2047
Wollar Solar Farm | Large scale Solar PV | NSW | CNSW | N/A | Solar | 280 | 280 | 280 | 0 | N/A | 17.6138 | 0 | 0 | 0 | 0 | 0.9184 | 0.2 | 0 | 2053
Aramara Solar Farm | Large scale Solar PV | QLD | SQ | Wide Bay | Solar | 101.4 | 101.4 | 101.4 | 0 | N/A | 17.6138 | 0 | 0 | 0 | 0 | 0.9797 | 0.2 | 0 | 2053
Munna Creek Solar Farm | Large scale Solar PV | QLD | SQ | Wide Bay | Solar | 154 | 154 | 154 | 0 | N/A | 17.6138 | 0 | 0 | 0 | 0 | 0.9797 | 0.2 | 0 | 2053
Rodds Bay Solar Farm | Large scale Solar PV | QLD | CNQ | Fitzroy | Solar | 302.5 | 245.3 | 249.7 | 0 | N/A | 17.6138 | 0 | 0 | 0 | 0 | 0.9276 | 0.2 | 0 | 2053
Christies Beach Wastewater Treatment Plant | Large scale Solar PV | SA | SA | N/A | Solar | 5 | 4.8 | 4.8 | 0 | N/A | 17.6138 | 0 | 0 | 0 | 0 | 1.0113 | 0.2 | 0 | 2053
Happy Valley Reservoir | Large scale Solar PV | SA | SA | N/A | Solar | 8 | 8.34 | 8.34 | 0 | N/A | 17.6138 | 0 | 0 | 0 | 0 | 1.0113 | 0.2 | 0 | 2053
Mortlake South Wind Farm | Wind | VIC | VIC | South West Victoria | Wind | 157.5 | 157.5 | 157.5 | 0 | N/A | 25.9178 | 0 | 0 | 0 | 0 | 0.8987 | 0.28 | 0 | 2053
Macintyre Wind Farm | Wind | QLD | SQ | Darling Downs | Wind | 300 | 300 | 300 | 0 | N/A | 25.9178 | 0 | 0 | 0 | 0 | 0.9683 | 0.28 | 0 | 2053
Quorn Park Solar Farm | Large scale Solar PV | NSW | CNSW | N/A | Solar | 80 | 80 | 80 | 0 | N/A | 17.6138 | 0 | 0 | 0 | 0 | 0.8918 | 0.2 | 0 | 2053
Walla Walla Solar Farm | Large scale Solar PV | NSW | SNSW | N/A | Solar | 380 | 299.44 | 299.44 | 0 | N/A | 17.6138 | 0 | 0 | 0 | 0 | 0.8875 | 0.2 | 0 | 2053
Wunghnu Solar Farm | Large scale Solar PV | VIC | VIC | N/A | Solar | 75 | 75 | 75 | 0 | N/A | 17.6138 | 0 | 0 | 0 | 0 | 0.9963 | 0.2 | 0 | 2053
Yanco Solar Farm | Large scale Solar PV | NSW | SNSW | N/A | Solar | 60 | 60 | 60 | 0 | N/A | 17.6138 | 0 | 0 | 0 | 0 | 0.8875 | 0.2 | 0 | 2053
Existing, Committed and Anticipated Batteries
Wallgrove Grid Battery project | Battery Storage | NSW | SNW | N/A | N/A | 50 | 50 | 50 | 0 | N/A | 10.6885 | 0 | 0 | 0 | 0 | 1.0017 | 0 | 0 | 2036
Wandoan South BESS | Battery Storage | QLD | SQ | N/A | N/A | 100 | 100 | 100 | 0 | N/A | 10.6885 | 0 | 0 | 0 | 0 | 0.9762 | 0 | 0 | 2051
Adelaide Desalination Plant BESS | Battery Storage | SA | SA | N/A | N/A | 6.27 | 0 | 6 | 0 | N/A | 10.6885 | 0 | 0 | 0 | 0 | 0.9999 | 0 | 0 | 2043
Bolivar Waste Water Treatment BESS | Battery Storage | SA | SA | N/A | N/A | 2 | 2 | 2 | 0 | N/A | 10.6885 | 0 | 0 | 0 | 0 | 0.9999 | 0 | 0 | 2043
Christies Beach Wastewater Treatment Plant BESS | Battery Storage | SA | SA | N/A | N/A | 2 | 2.09 | 2.09 | 0 | N/A | 10.6885 | 0 | 0 | 0 | 0 | 1 | 0 | 0 | 2043
Dalrymple North BESS | Battery Storage | SA | SA | N/A | N/A | 30 | 30 | 30 | 0 | N/A | 6.6039 | 0 | 0 | 0 | 0 | 0.9212 | 0 | 0 | 2030
Happy Valley Reservoir BESS | Battery Storage | SA | SA | N/A | N/A | 4 | 4 | 4 | 0 | N/A | 10.6885 | 0 | 0 | 0 | 0 | 1 | 0 | 0 | 2043
Hornsdale Power Reserve Unit 1 | Battery Storage | SA | SA | N/A | N/A | 150 | 150 | 150 | 0 | N/A | 6.6039 | 0 | 0 | 0 | 0 | 0.9772 | 0 | 0 | 2057
Lake Bonney BESS1 | Battery Storage | SA | SA | N/A | N/A | 25 | 25 | 25 | 0 | N/A | 10.6885 | 0 | 0 | 0 | 0 | 1.0022 | 0 | 0 | 2034
Lincoln Gap Wind Farm - BESS | Battery Storage | SA | SA | N/A | N/A | 10 | 10 | 10 | 0 | N/A | 6.6039 | 0 | 0 | 0 | 0 | 0.9667 | 0 | 0 | 2045
Torrens Island BESS | Battery Storage | SA | SA | N/A | N/A | 250 | 250 | 250 | 0 | N/A | 6.6039 | 0 | 0 | 0 | 0 | 0.9999 | 0 | 0 | 2043
Ballarat Energy Storage System | Battery Storage | VIC | VIC | N/A | N/A | 30 | 28.8 | 29.9 | 0 | N/A | 6.6039 | 0 | 0 | 0 | 0 | 0.9221 | 0 | 0 | 2033
Bulgana Green Power Hub - BESS | Battery Storage | VIC | VIC | N/A | N/A | 20 | 20 | 20 | 0 | N/A | 10.6885 | 0 | 0 | 0 | 0 | 0.9221 | 0 | 0 | 2041
Gannawarra Energy Storage System | Battery Storage | VIC | VIC | N/A | N/A | 25.33 | 25.33 | 25.33 | 0 | N/A | 10.6885 | 0 | 0 | 0 | 0 | 0.9773 | 0 | 0 | 2033
Victorian Big Battery | Battery Storage | VIC | VIC | N/A | N/A | 300 | 50 | 300 | 0 | N/A | 10.6885 | 0 | 0 | 0 | 0 | 1 | 0 | 0 | 2041
M

## New Entrant Data Summary
Go to Assumptions Summary
Generator Summary - New Entrants
Notes
1. Fuel costs represent the selected Scenario on the Fuel Price summary sheet and the selected year in cell S10.
2. Build cost are for the selected scenario (cell L9) and the selected year (cell L10).
3. New VRE in REZ Q1 and REZ Q2 have cost penalty factors applied to model the impact of declining MLFs in these REZs. For cumulative installed MWs above 830 MWs a 43% penaly factor applies, and above 1530 MWs an additional 4% penalty applies. This does not apply to the Hydrogen Superpower Scenario
New entrant generators
Technology Type | Fuel Type | Region | ISP Sub-region | REZ Location | Cost Region | Seasonal Rating |  | Maintenance | Equivalent average days per year on planned outage | Build Cost ($/kW) | Connection Cost ($/kW) | Lead Time (yrs) | Economic Life (yrs) | Technical Life (yrs) | FOM ($/kW/annum) | VOM ($/MWh sent-out) | Heat Rate (GJ/MWh HHV s.o.) | Fuel Cost ($/GJ)1 | Emissions (kg/MWh) | Auxiliary Load (%) | SRMC ($/MWh)
[6 empty] | Summer (% of nameplate) | Not Summer (% of nameplate) |  |  | Step Change | [7 empty] | Step Change
[8 empty] | % of time out |  | 2020-21 | [7 empty] | 2021-22
Black Coal (advanced ultra supercritical PC) | Black Coal | QLD | SQ | N/A | QLD Low | 97.8646 | 100.625 | 2.8767 | 10.5 | 4614.65 | 103.3333 | 7 | 30 | 50 | 55.1531 | 4.3658 | 8.8229 | 2.8592 | 728.3438 | 4 | 29.5922
Black Coal (advanced ultra supercritical PC) | Black Coal | QLD | CNQ | N/A | QLD Low | 97.8646 | 100.625 | 2.8767 | 10.5 | 4614.65 | 103.3333 | 7 | 30 | 50 | 55.1531 | 4.3658 | 8.8229 | 2.3786 | 728.3438 | 4 | 25.3522
Black Coal (advanced ultra supercritical PC) | Black Coal | NSW | CNSW | N/A | NSW Low | 97.8646 | 100.625 | 2.8767 | 10.5 | 4614.65 | 80 | 7 | 30 | 50 | 55.1531 | 4.3658 | 8.8229 | 2.7893 | 728.3438 | 4 | 28.9756
Black Coal (advanced ultra supercritical PC) | Black Coal | NSW | SNW | N/A | NSW Low | 97.8646 | 100.625 | 2.8767 | 10.5 | 4614.65 | 80 | 7 | 30 | 50 | 55.1531 | 4.3658 | 8.8229 | 2.7893 | 728.3438 | 4 | 28.9756
Black Coal (advanced ultra supercritical PC) with CCS | Black Coal | QLD | SQ | N/A | QLD Low | 97.8193 | 100.2771 | 2.8767 | 10.5 | 9655.507 | 103.3333 | 7 | 30 | 50 | 80.6563 | 8.2441 | 14.3217 | 2.8592 | 76.5166 | 17 | 49.1927
Black Coal (advanced ultra supercritical PC) with CCS | Black Coal | QLD | CNQ | N/A | QLD Low | 97.8193 | 100.2771 | 2.8767 | 10.5 | 9655.507 | 103.3333 | 7 | 30 | 50 | 80.6563 | 8.2441 | 14.3217 | 2.3786 | 76.5166 | 17 | 42.3101
Black Coal (advanced ultra supercritical PC) with CCS | Black Coal | NSW | CNSW | N/A | NSW Low | 97.8193 | 100.2771 | 2.8767 | 10.5 | 9655.507 | 80 | 7 | 30 | 50 | 80.6563 | 8.2441 | 14.3217 | 2.7893 | 76.5166 | 17 | 48.1917
Black Coal (advanced ultra supercritical PC) with CCS | Black Coal | NSW | SNW | N/A | NSW Low | 97.8193 | 100.2771 | 2.8767 | 10.5 | 9655.507 | 80 | 7 | 30 | 50 | 80.6563 | 8.2441 | 14.3217 | 2.7893 | 76.5166 | 17 | 48.1917
OCGT (small GT) | Gas | QLD | CNQ | N/A | QLD Low | 97.7017 | 110.9473 | 0.82192 | 3 | 1519.205 | 103.3333 | 2 | 25 | 40 | 13.0626 | 4.2517 | 10.1902 | 10.2573 | 532.3935 | 1.7 | 108.7762
OCGT (small GT) | Gas | QLD | GG | N/A | QLD Low | 97.7017 | 110.9473 | 0.82192 | 3 | 1519.205 | 103.3333 | 2 | 25 | 40 | 13.0626 | 4.2517 | 10.1902 | 10.2573 | 532.3935 | 1.7 | 108.7762
OCGT (small GT) | Gas | QLD | SQ | N/A | QLD Low | 97.7017 | 110.9473 | 0.82192 | 3 | 1519.205 | 103.3333 | 2 | 25 | 40 | 13.0626 | 4.2517 | 10.1902 | 10.2573 | 532.3935 | 1.7 | 108.7762
OCGT (small GT) | Gas | NSW | NNSW | N/A | NSW Low | 97.7017 | 110.9473 | 0.82192 | 3 | 1519.205 | 80 | 2 | 25 | 40 | 13.0626 | 4.2517 | 10.1902 | 12.1072 | 532.3935 | 1.7 | 127.6269
OCGT (small GT) | Gas | NSW | CNSW | N/A | NSW Low | 97.7017 | 110.9473 | 0.82192 | 3 | 1519.205 | 80 | 2 | 25 | 40 | 13.0626 | 4.2517 | 10.1902 | 12.1072 | 532.3935 | 1.7 | 127.6269
OCGT (small GT) | Gas | NSW | SNW | N/A | NSW Low | 97.7017 | 110.9473 | 0.82192 | 3 | 1519.205 | 80 | 2 | 25 | 40 | 13.0626 | 4.2517 | 10.1902 | 12.1072 | 532.3935 | 1.7 | 127.6269
OCGT (small GT) | Gas | NSW | SNSW | N/A | NSW Low | 97.7017 | 110.9473 | 0.82192 | 3 | 1519.205 | 80 | 2 | 25 | 40 | 13.0626 | 4.2517 | 10.1902 | 12.1072 | 532.3935 | 1.7 | 127.6269
OCGT (small GT) | Gas | VIC | VIC | N/A | VIC Low | 97.7017 | 110.9473 | 0.82192 | 3 | 1519.205 | 108 | 2 | 25 | 40 | 13.0626 | 4.2517 | 10.1902 | 11.6665 | 532.3935 | 1.7 | 123.1365
OCGT (small GT) | Gas | SA | SA | N/A | SA Low | 97.7017 | 110.9473 | 0.82192 | 3 | 1519.205 | 103.3333 | 2 | 25 | 40 | 13.0626 | 4.2517 | 10.1902 | 12.5656 | 532.3935 | 1.7 | 132.2981
OCGT (small GT) | Gas | TAS | TAS | N/A | TAS Low | 97.7017 | 110.9473 | 0.82192 | 3 | 1519.205 | 108 | 2 | 25 | 40 | 13.0626 | 4.2517 | 10.1902 | 13.3393 | 532.3935 | 1.7 | 140.1819
OCGT (large GT) | Gas | QLD | CNQ | N/A | QLD Low | 86.3842 | 98.5177 | 1.3699 | 5 | 905.301 | 103.3333 | 2 | 25 | 40 | 10.5745 | 2.4888 | 10.9312 | 10.2573 | 574.5938 | 1.1 | 114.6141
OCGT (large GT) | Gas | QLD | GG | N/A | QLD Low | 86.3842 | 98.5177 | 1.3699 | 5 | 905.301 | 103.3333 | 2 | 25 | 40 | 10.5745 | 2.4888 | 10.9312 | 10.2573 | 574.5938 | 1.1 | 114.6141
OCGT (large GT) | Gas | QLD | SQ | N/A | QLD Low | 86.3842 | 98.5177 | 1.3699 | 5 | 905.301 | 103.3333 | 2 | 25 | 40 | 10.5745 | 2.4888 | 10.9312 | 10.2573 | 574.5938 | 1.1 | 114.6141
OCGT (large GT) | Gas | NSW | NNSW | N/A | NSW Low | 86.3842 | 98.5177 | 1.3699 | 5 | 905.301 | 80 | 2 | 25 | 40 | 10.5745 | 2.4888 | 10.9312 | 12.1072 | 574.5938 | 1.1 | 134.8356
OCGT (large GT) | Gas | NSW | CNSW | N/A | NSW Low | 86.3842 | 98.5177 | 1.3699 | 5 | 905.301 | 80 | 2 | 25 | 40 | 10.5745 | 2.4888 | 10.9312 | 12.1072 | 574.5938 | 1.1 | 134.8356
OCGT (large GT) | Gas | NSW | SNW | N/A | NSW Low | 86.3842 | 98.5177 | 1.3699 | 5 | 905.301 | 80 | 2 | 25 | 40 | 10.5745 | 2.4888 | 10.9312 | 12.1072 | 574.5938 | 1.1 | 134.8356
OCGT (large GT) | Gas | NSW | SNSW | N/A | NSW Low | 86.3842 | 98.5177 | 1.3699 | 5 | 905.301 | 80 | 2 | 25 | 40 | 10.5745 | 2.4888 | 10.9312 | 12.1072 | 574.5938 | 1.1 | 134.8356
OCGT (large GT) | Gas | VIC | VIC | N/A | VIC Low | 86.3842 | 98.5177 | 1.3699 | 5 | 905.301 | 108 | 2 | 25 | 40 | 10.5745 | 2.4888 | 10.9312 | 11.6665 | 574.5938 | 1.1 | 130.0186
OCGT (large GT) | Gas | SA | SA | N/A | SA Low | 86.3842 | 98.5177 | 1.3699 | 5 | 905.301 | 103.3333 | 2 | 25 | 40 | 10.5745 | 2.4888 | 10.9312 | 12.5656 | 574.5938 | 1.1 | 139.8464
OCGT (large GT) | Gas | TAS | TAS | N/A | TAS Low | 86.3842 | 98.5177 | 1.3699 | 5 | 905.301 | 108 | 2 | 25 | 40 | 10.5745 | 2.4888 | 10.9312 | 13.3393 | 574.5938 | 1.1 | 148.3035
CCGT | Gas | QLD | CNQ | N/A | QLD Low | 87.2673 | 97.5487 | 3.5068 | 12.8 | 1807.491 | 103.3333 | 5 | 25 | 40 | 11.3002 | 3.8369 | 7.2492 | 9.8945 | 368.2287 | 2.5 | 75.5642
CCGT | Gas | QLD | GG | N/A | QLD Low | 87.2673 | 97.5487 | 3.5068 | 12.8 | 1807.491 | 103.3333 | 5 | 25 | 40 | 11.3002 | 3.8369 | 7.2492 | 9.8945 | 368.2287 | 2.5 | 75.5642
CCGT | Gas | QLD | SQ | N/A | QLD Low | 87.2673 | 97.5487 | 3.5068 | 12.8 | 1807.491 | 103.3333 | 5 | 25 | 40 | 11.3002 | 3.8369 | 7.2492 | 9.8945 | 368.2287 | 2.5 | 75.5642
CCGT | Gas | NSW | NNSW | N/A | NSW Low | 87.2673 | 97.5487 | 3.5068 | 12.8 | 1807.491 | 80 | 5 | 25 | 40 | 11.3002 | 3.8369 | 7.2492 | 11.5888 | 368.2287 | 2.5 | 87.8471
CCGT | Gas | NSW | CNSW | N/A | NSW Low | 87.2673 | 97.5487 | 3.5068 | 12.8 | 1807.491 | 80 | 5 | 25 | 40 | 11.3002 | 3.8369 | 7.2492 | 11.5888 | 368.2287 | 2.5 | 87.8471
CCGT | Gas | NSW | SNW | N/A | NSW Low | 87.2673 | 97.5487 | 3.5068 | 12.8 | 1807.491 | 80 | 5 | 25 | 40 | 11.3002 | 3.8369 | 7.2492 | 11.5888 | 368.2287 | 2.5 | 87.8471
CCGT | Gas | NSW | SNSW | N/A | NSW Low | 87.2673 | 97.5487 | 3.5068 | 12.8 | 1807.491 | 80 | 5 | 25 | 40 | 11.3002 | 3.8369 | 7.2492 | 11.5888 | 368.2287 | 2.5 | 87.8471
CCGT | Gas | VIC | VIC | N/A | VIC Low | 87.2673 | 97.5487 | 3.5068 | 12.8 | 1807.491 | 75 | 5 | 25 | 40 | 11.3002 | 3.8369 | 7.2492 | 11.1482 | 368.2287 | 2.5 | 84.6527
CCGT | Gas | SA | SA | N/A | SA Low | 87.2673 | 97.5487 | 3.5068 | 12.8 | 1807.491 | 103.3333 | 5 | 25 | 40 | 11.3002 | 3.8369 | 7.2492 | 12.0472 | 368.2287 | 2.5 | 91.1701
CCGT | Gas | TAS | TAS | N/A | TAS Low | 87.2673 | 97.5487 | 3.5068 | 12.8 | 1807.491 | 108 | 5 | 25 | 40 | 11.3002 | 3.8369 | 7.2492 | 13.3393 | 368.2287 | 2.5 | 100.5363
CCGT with CCS | Gas | QLD | CNQ | N/A | QLD Low | 81.4817 | 90.4189 | 3.5068 | 12.8 | 4558.652 | 103.3333 | 6 | 25 | 40 | 16.9503 | 7.4664 | 8.9374 | 9.8945 | 51.7424 | 8.9 | 95.8976
CCGT with CCS | Gas | QLD | GG | N/A | QLD Low | 81.4817 | 90.4189 | 3.5068 | 12.8 | 4558.652 | 103.3333 | 6 | 25 | 40 | 16.9503 | 7.4664 | 8.9374 | 9.8945 | 51.7424 | 8.9 | 95.8976
CCGT with CCS | Gas | QLD | SQ | N/A | QLD Low | 81.4817 | 90.4189 | 3.5068 | 12.8 | 4558.652 | 103.3333 | 6 | 25 | 40 | 16.9503 | 7.4664 | 8.9374 | 9.8945 | 51.7424 | 8.9 | 95.8976
CCGT with CCS | Gas | NSW | NNSW | N/A | NSW Low | 81.4817 | 90.4189 | 3.5068 | 12.8 | 4558.652 | 80 | 6 | 25 | 40 | 16.9503 | 7.4664 | 8.9374 | 11.5888 | 51.7424 | 8.9 | 111.0409
CCGT with CCS | Gas | NSW | CNSW | N/A | NSW Low | 81.4817 | 90.4189 | 3.5068 | 12.8 | 4558.652 | 80 | 6 | 25 | 40 | 16.9503 | 7.4664 | 8.9374 | 11.5888 | 51.7424 | 8.9 | 111.0409
CCGT with CCS | Gas | NSW | SNW | N/A | NSW Low | 81.4817 | 90.4189 | 3.5068 | 12.8 | 4558.652 | 80 | 6 | 25 | 40 | 16.9503 | 7.4664 | 8.9374 | 11.5888 | 51.7424 | 8.9 | 111.0409
CCGT with CCS | Gas | NSW | SNSW | N/A | NSW Low | 81.4817 | 90.4189 | 3.5068 | 12.8 | 4558.652 | 80 | 6 | 25 | 40 | 16.9503 | 7.4664 | 8.9374 | 11.5888 | 51.7424 | 8.9 | 111.0409
CCGT with CCS | Gas | SA | SA | N/A | SA Low | 81.4817 | 90.4189 | 3.5068 | 12.8 | 4558.652 | 103.3333 | 6 | 25 | 40 | 16.9503 | 7.4664 | 8.9374 | 12.0472 | 51.7424 | 8.9 | 115.1378
CCGT with CCS | Gas | TAS | TAS | N/A | TAS Low | 81.4817 | 90.4189 | 3.5068 | 12.8 | 4558.652 | 108 | 6 | 25 | 40 | 16.9503 | 7.4664 | 8.9374 | 13.3393 | 51.7424 | 8.9 | 126.6851
CCGT with CCS | Gas | VIC | VIC | N/A | VIC Low | 81.4817 | 90.4189 | 3.5068 | 12.8 | 4558.652 | 75 | 6 | 25 | 40 | 16.9503 | 7.4664 | 8.9374 | 11.1482 | 51.7424 | 8.9 | 107.1026
Biomass | Biomass | VIC | VIC | N/A | VIC Low | 101.7812 | 101.7812 | 6.2466 | 22.8 | 7533.805 | 108 | 6 | 30 | 50 | 136.4315 | 8.7315 | 13.7361 | 0.54754 | 1270.9825 | 8.3 | 16.2527
Biomass | Biomass | QLD | CNQ | N/A | QLD Low | 101.7812 | 101.7812 | 6.2466 | 22.8 | 7533.805 | 103.3333 | 6 | 30 | 50 | 136.4315 | 8.7315 | 13.7361 | 0.54754 | 1270.9825 | 8.3 | 16.2527
Biomass | Biomass | QLD | GG | N/A | QLD Low | 101.7812 | 101.7812 | 6.2466 | 22.8 | 7533.805 | 103.3333 | 6 | 30 | 50 | 136.4315 | 8.7315 | 13.7361 | 0.54754 | 1270.9825 | 8.3 | 16.2527
Biomass | Biomass | QLD | SQ | N/A | QLD Low | 101.7812 | 101.7812 | 6.2466 | 22.8 | 7533.805 | 103.3333 | 6 | 30 | 50 | 136.4315 | 8.7315 | 13.7361 | 0.54754 | 1270.9825 | 8.3 | 16.2527
Biomass | Biomass | NSW | NNSW | N/A | NSW Low | 101.7812 | 101.7812 | 6.2466 | 22.8 | 7533.805 | 80 | 6 | 30 | 50 | 136.4315 | 8.7315 | 13.7361 | 0.54754 | 1270.9825 | 8.3 | 16.2527
Biomass | Biomass | NSW | CNSW | N/A | NSW Low | 101.7812 | 101.7812 | 6.2466 | 22.8 | 7533.805 | 80 | 6 | 30 | 50 | 136.4315 | 8.7315 | 13.7361 | 0.54754 | 1270.9825 | 8.3 | 16.2527
Biomass | Biomass | NSW | SNW | N/A | NSW Low | 101.7812 | 101.7812 | 6.2466 | 22.8 | 7533.805 | 80 | 6 | 30 | 50 | 136.4315 | 8.7315 | 13.7361 | 0.54754 | 1270.9825 | 8.3 | 16.2527
Biomass | Biomass | NSW | SNSW | N/A | NSW Low | 101.7812 | 101.7812 | 6.2466 | 22.8 | 7533.805 | 80 | 6 | 30 | 50 | 136.4315 | 8.7315 | 13.7361 | 0.54754 | 1270.9825 | 8.3 | 16.2527
Biomass | Biomass | SA | SA | N/A | SA Low | 101.7812 | 101.7812 | 6.2466 | 22.8 | 7533.805 | 103.3333 | 6 | 30 | 50 | 136.4315 | 8.7315 | 13.7361 | 0.54754 | 1270.9825 | 8.3 | 16.2527
Biomass | Biomass | TAS | TAS | N/A | TAS Low | 101.7812 | 101.7812 | 6.2466 | 22.8 | 7533.805 | 108 | 6 | 30 | 50 | 136.4315 | 8.7315 | 13.7361 | 0.54754 | 1270.9825 | 8.3 | 16.2527
Large scale Solar PV | Solar | QLD | CNQ | Far North QLD | QLD Low | 100 | 100 | 0 | 0 | 1560.685 | 229.3333 | 2 | 25 | 30 | 17.6138 | 0 | 0 | 0 | 0 | 0.2 | 0
Large scale Solar PV | Solar | QLD | CNQ | North Qld Clean Energy Hub | QLD Low | 100 | 100 | 0 | 0 | 1560.685 | 262.6667 | 2 | 25 | 30 | 17.6138 | 0 | 0 | 0 | 0 | 0.2 | 0
Large scale Solar PV | Solar | QLD | CNQ | Northern Qld | QLD Low | 100 | 100 | 0 | 0 | 1560.685 | 229.3333 | 2 | 25 | 30 | 17.6138 | 0 | 0 | 0 | 0 | 0.2 | 0
Large scale Solar PV | Solar | QLD | CNQ | Isaac | QLD Low | 100 | 100 | 0 | 0 | 1560.685 | 229.3333 | 2 | 25 | 30 | 17.6138 | 0 | 0 | 0 | 0 | 0.2 | 0
Large scale Solar PV | Solar | QLD | CNQ | Barcaldine | QLD Medium | 100 | 100 | 0 | 0 | 1695.7424 | 156.6667 | 2 | 25 | 30 | 19.7537 | 0 | 0 | 0 | 0 | 0.2 | 0
Large scale Solar PV | Solar | QLD | CNQ | Fitzroy | QLD Low | 100 | 100 | 0 | 0 | 1560.685 | 123.3333 | 2 | 25 | 30 | 17.6138 | 0 | 0 | 0 | 0 | 0.2 | 0
Large scale Solar PV | Solar | QLD | SQ | Wide Bay | QLD Low | 100 | 100 | 0 | 0 | 1560.685 | 123.3333 | 2 | 25 | 30 | 17.6138 | 0 | 0 | 0 | 0 | 0.2 | 0
Large scale Solar PV | Solar | QLD | SQ | Darling Downs | QLD Low | 100 | 100 | 0 | 0 | 1560.685 | 123.3333 | 2 | 25 | 30 | 17.6138 | 0 | 0 | 0 | 0 | 0.2 | 0
Large scale Solar PV | Solar | QLD | SQ | Banana | QLD Medium | 100 | 100 | 0 | 0 | 1695.7424 | 123.3333 | 2 | 25 | 30 | 19.7537 | 0 | 0 | 0 | 0 | 0.2 | 0
Large scale Solar PV | Solar | NSW | NNSW | North West NSW | NSW Medium | 100 | 100 | 0 | 0 | 1664.68 | 132.5 | 2 | 25 | 30 | 19.0166 | 0 | 0 | 0 | 0 | 0.2 | 0
Large scale Solar PV | Solar | NSW | NNSW | New England | NSW Low | 100 | 100 | 0 | 0 | 1560.685 | 132.5 | 2 | 25 | 30 | 17.6138 | 0 | 0 | 0 | 0 | 0.2 | 0
Large scale Solar PV | Solar | NSW | CNSW | Central-West Orana | NSW Medium | 100 | 100 | 0 | 0 | 1664.68 | 132.5 | 2 | 25 | 30 | 19.0166 | 0 | 0 | 0 | 0 | 0.2 | 0
Large scale Solar PV | Solar | NSW | SNSW | Broken Hill | NSW High | 100 | 100 | 0 | 0 | 1768.6749 | 176 | 2 | 25 | 30 | 20.5754 | 0 | 0 | 0 | 0 | 0.2 | 0
Large scale Solar PV | Solar | NSW | SNSW | South West NSW | NSW High | 100 | 100 | 0 | 0 | 1768.6749 | 132.5 | 2 | 25 | 30 | 20.5754 | 0 | 0 | 0 | 0 | 0.2 | 0
Large scale Solar PV | Solar | NSW | SNSW | Wagga Wagga | NSW Medium | 100 | 100 | 0 | 0 | 1664.68 | 132.5 | 2 | 25 | 30 | 19.0166 | 0 | 0 | 0 | 0 | 0.2 | 0
Large scale Solar PV | Solar | NSW | SNSW | Tumut | NSW Medium | 100 | 100 | 0 | 0 | 1664.68 | 208.5 | 2 | 25 | 30 | 19.0166 | 0 | 0 | 0 | 0 | 0.2 | 0
Large scale Solar PV | Solar | NSW | SNSW | Cooma-Monaro | NSW Medium | 100 | 100 | 0 | 0 | 1664.68 | 102.5 | 2 | 25 | 30 | 19.0166 | 0 | 0 | 0 | 0 | 0.2 | 0
Large scale Solar PV | Solar | VIC | VIC | Ovens Murray | VIC Medium | 100 | 100 | 0 | 0 | 1604.8521 | 242 | 2 | 25 | 30 | 18.1422 | 0 | 0 | 0 | 0 | 0.2 | 0
Large scale Solar PV | Solar | VIC | VIC | Murray River | VIC Medium | 100 | 100 | 0 | 0 | 1604.8521 | 242 | 2 | 25 | 30 | 18.4944 | 0 | 0 | 0 | 0 | 0.2 | 0
Large scale Solar PV | Solar | VIC | VIC | Western Victoria | VIC Medium | 100 | 100 | 0 | 0 | 1604.8521 | 136 | 2 | 25 | 30 | 18.1422 | 0 | 0 | 0 | 0 | 0.2 | 0
Large scale Solar PV | Solar | VIC | VIC | South West Victoria | VIC Medium | 100 | 100 | 0 | 0 | 1604.8521 | 212.6667 | 2 | 25 | 30 | 18.1422 | 0 | 0 | 0 | 0 | 0.2 | 0
Large scale Solar PV | Solar | VIC | VIC | Gippsland | VIC Low | 100 | 100 | 0 | 0 | 1560.685 | 176 | 2 | 25 | 30 | 17.6138 | 0 | 0 | 0 | 0 | 0.2 | 0
Large scale Solar PV | Solar | VIC | VIC | Central North Vic | VIC High | 100 | 100 | 0 | 0 | 1634.2968 | 282 | 2 | 25 | 30 | 18.1422 | 0 | 0 | 0 | 0 | 0.2 | 0
Large scale Solar PV | Solar | SA | SA | South East SA | SA Low | 100 | 100 | 0 | 0 | 1560.685 | 156.6667 | 2 | 25 | 30 | 17.6138 | 0 | 0 | 0 | 0 | 0.2 | 0
Large scale Solar PV | Solar | SA | SA | Riverland | SA Low | 100 | 100 | 0 | 0 | 1560.685 | 156.6667 | 2 | 25 | 30 | 17.6138 | 0 | 0 | 0 | 0 | 0.2 | 0
Large scale Solar PV | Solar | SA | SA | Mid-North SA | SA Low | 100 | 100 | 0 | 0 | 1560.685 | 229.3333 | 2 | 25 | 30 | 17.6138 | 0 | 0 | 0 | 0 | 0.2 | 0
Large scale Solar PV | Solar | SA | SA | Yorke Peninsula | SA Low | 100 | 100 | 0 | 0 | 1560.685 | 123.3333 | 2 | 25 | 30 | 17.6138 | 0 | 0 | 0 | 0 | 0.2 | 0
Large scale Solar PV | Solar | SA | SA | Northern SA | SA Medium | 100 | 100 | 0 | 0 | 1691.3422 | 229.3333 | 2 | 25 | 30 | 19.7065 | 0 | 0 | 0 | 0 | 0.2 | 0
Large scale Solar PV | Solar | SA | SA | Leigh Creek | SA Medium | 100 | 100 | 0 | 0 | 1691.3422 | 156.6667 | 2 | 25 | 30 | 19.7065 | 0 | 0 | 0 | 0 | 0.2 | 0
Large scale Solar PV | Solar | SA | SA | Roxby Downs | SA Medium | 100 | 100 | 0 | 0 | 1691.3422 | 262.6667 | 2 | 25 | 30 | 19.7065 | 0 | 0 | 0 | 0 | 0.2 | 0
Large scale Solar PV | Solar | SA | SA | Eastern Eyre Peninsula | SA Medium | 100 | 100 | 0 | 0 | 1691.3422 | 262.6667 | 2 | 25 | 30 | 19.7065 | 0 | 0 | 0 | 0 | 0.2 | 0
Large scale Solar PV | Solar | SA | SA | Western Eyre Peninsula | SA Medium | 100 | 100 | 0 | 0 | 1691.3422 | 156.6667 | 2 | 25 | 30 | 19.7065 | 0 | 0 | 0 | 0 | 0.2 | 0
Large scale Solar PV | Solar | TAS | TAS | North East Tasmania | TAS Low | 100 | 100 | 0 | 0 | 1560.685 | 226.6667 | 2 | 25 | 30 | 17.6138 | 0 | 0 | 0 | 0 | 0.2 | 0
Large scale Solar PV | Solar | TAS | TAS | North West Tasmania | TAS Medium | 100 | 100 | 0 | 0 | 1665.3317 | 332.6667 | 2 | 25 | 30 | 19.1235 | 0 | 0 | 0 | 0 | 0.2 | 0
Large scale Solar PV | Solar | TAS | TAS | Central Highlands | TAS Low | 100 | 100 | 0 | 0 | 1560.685 | 332.6667 | 2 | 25 | 30 | 17.6138 | 0 | 0 | 0 | 0 | 0.2 | 0
Large scale Solar PV | Solar | NSW | CNSW | New South Wales Non-REZ | NSW Medium | 100 | 100 | 0 | 0 | 1664.68 | 106.6667 | 2 | 25 | 30 | 19.0166 | 0 | 0 | 0 | 0 | 0.2 | 0
Large scale Solar PV | Solar | VIC | VIC | Victoria Non-REZ | VIC Medium | 100 | 100 | 0 | 0 | 1604.8521 | 212.6667 | 2 | 25 | 30 | 18.1422 | 0 | 0 | 0 | 0 | 0.2 | 0
Solar Thermal (8hrs Storage) | Solar | QLD | CNQ | Far North QLD | QLD Low | 100 | 100 | 0 | 0 | 7685.207 | 229.3333 | 6 | 25 | 40 | 147.7316 | 0 | 0 | 0 | 0 | 10 | 0
Solar Thermal (8hrs Storage) | Solar | QLD | CNQ | North Qld Clean Energy Hub | QLD Low | 100 | 100 | 0 | 0 | 7685.207 | 262.6667 | 6 | 25 | 40 | 147.7316 | 0 | 0 | 0 | 0 | 10 | 0
Solar Thermal (8hrs Storage) | Solar | QLD | CNQ | Northern Qld | QLD Low | 100 | 100 | 0 | 0 | 7685.207 | 229.3333 | 6 | 25 | 40 | 147.7316 | 0 | 0 | 0 | 0 | 10 | 0
Solar Thermal (8hrs Storage) | Solar | QLD | CNQ | Isaac | QLD Low | 100 | 100 | 0 | 0 | 7685.207 | 229.3333 | 6 | 25 | 40 | 147.7316 | 0 | 0 | 0 | 0 | 10 | 0
Solar Thermal (8hrs Storage) | Solar | QLD | CNQ | Barcaldine | QLD Medium | 100 | 100 | 0 | 0 | 8247.826 | 156.6667 | 6 | 25 | 40 | 165.6803 | 0 | 0 | 0 | 0 | 10 | 0
Solar Thermal (8hrs Storage) | Solar | QLD | CNQ | Fitzroy | QLD Low | 100 | 100 | 0 | 0 | 7685.207 | 123.3333 | 6 | 25 | 40 | 147.7316 | 0 | 0 | 0 | 0 | 10 | 0
Solar Thermal (8hrs Storage) | Solar | QLD | SQ | Wide Bay | QLD Low | 100 | 100 | 0 | 0 | 7685.207 | 123.3333 | 6 | 25 | 40 | 147.7316 | 0 | 0 | 0 | 0 | 10 | 0
Solar Thermal (8hrs Storage) | Solar | QLD | SQ | Darling Downs | QLD Low | 100 | 100 | 0 | 0 | 7685.207 | 123.3333 | 6 | 25 | 40 | 147.7316 | 0 | 0 | 0 | 0 | 10 | 0
Solar Thermal (8hrs Storage) | Solar | QLD | SQ | Banana | QLD Medium | 100 | 100 | 0 | 0 | 8247.826 | 123.3333 | 6 | 25 | 40 | 165.6803 | 0 | 0 | 0 | 0 | 10 | 0
Solar Thermal (8hrs Storage) | Solar | NSW | NNSW | North West NSW | NSW Medium | 100 | 100 | 0 | 0 | 8150.1896 | 132.5 | 6 | 25 | 40 | 159.4979 | 0 | 0 | 0 | 0 | 10 | 0
Solar Thermal (8hrs Storage) | Solar | NSW | NNSW | New England | NSW Low | 100 | 100 | 0 | 0 | 7685.207 | 132.5 | 6 | 25 | 40 | 147.7316 | 0 | 0 | 0 | 0 | 10 | 0
Solar Thermal (8hrs Storage) | Solar | NSW | CNSW | Central-West Orana | NSW Medium | 100 | 100 | 0 | 0 | 8150.1896 | 132.5 | 6 | 25 | 40 | 159.4979 | 0 | 0 | 0 | 0 | 10 | 0
Solar Thermal (8hrs Storage) | Solar | NSW | SNSW | Broken Hill | NSW High | 100 | 100 | 0 | 0 | 8615.1722 | 176 | 6 | 25 | 40 | 172.5715 | 0 | 0 | 0 | 0 | 10 | 0
Solar Thermal (8hrs Storage) | Solar | NSW | SNSW | South West NSW | NSW High | 100 | 100 | 0 | 0 | 8615.1722 | 132.5 | 6 | 25 | 40 | 172.5715 | 0 | 0 | 0 | 0 | 10 | 0
Solar Thermal (8hrs Storage) | Solar | NSW | SNSW | Wagga Wagga | NSW Medium | 100 | 100 | 0 | 0 | 8150.1896 | 132.5 | 6 | 25 | 40 | 159.4979 | 0 | 0 | 0 | 0 | 10 | 0
Solar Thermal (8hrs Storage) | Solar | NSW | SNSW | Tumut | NSW Medium | 100 | 100 | 0 | 0 | 8150.1896 | 208.5 | 6 | 25 | 40 | 159.4979 | 0 | 0 | 0 | 0 | 10 | 0
Solar Thermal (8hrs Storage) | Solar | NSW | SNSW | Cooma-Monaro | NSW Medium | 100 | 100 | 0 | 0 | 8150.1896 | 102.5 | 6 | 25 | 40 | 159.4979 | 0 | 0 | 0 | 0 | 10 | 0
Solar Thermal (8hrs Storage) | Solar | VIC | VIC | Ovens Murray | VIC Medium | 100 | 100 | 0 | 0 | 7906.8957 | 242 | 6 | 25 | 40 | 152.1636 | 0 | 0 | 0 | 0 | 10 | 0
Solar Thermal (8hrs Storage) | Solar | VIC | VIC | Murray River | VIC Medium | 100 | 100 | 0 | 0 | 7906.8957 | 242 | 6 | 25 | 40 | 155.1182 | 0 | 0 | 0 | 0 | 10 | 0
Solar Thermal (8hrs Storage) | Solar | VIC | VIC | Western Victoria | VIC Medium | 100 | 100 | 0 | 0 | 7906.8957 | 136 | 6 | 25 | 40 | 152.1636 | 0 | 0 | 0 | 0 | 10 | 0
Solar Thermal (8hrs Storage) | Solar | VIC | VIC | South West Victoria | VIC Medium | 100 | 100 | 0 | 0 | 7906.8957 | 212.6667 | 6 | 25 | 40 | 152.1636 | 0 | 0 | 0 | 0 | 10 | 0
Solar Thermal (8hrs Storage) | Solar | VIC | VIC | Gippsland | VIC Low | 100 | 100 | 0 | 0 | 7685.207 | 176 | 6 | 25 | 40 | 147.7316 | 0 | 0 | 0 | 0 | 10 | 0
Solar Thermal (8hrs Storage) | Solar | VIC | VIC | Central North Vic | VIC High | 100 | 100 | 0 | 0 | 8054.6881 | 282 | 6 | 25 | 40 | 152.1636 | 0 | 0 | 0 | 0 | 10 | 0
Solar Thermal (8hrs Storage) | Solar | SA | SA | South East SA | SA Low | 100 | 100 | 0 | 0 | 7685.207 | 156.6667 | 6 | 25 | 40 | 147.7316 | 0 | 0 | 0 | 0 | 10 | 0
Solar Thermal (8hrs Storage) | Solar | SA | SA | Riverland | SA Low | 100 | 100 | 0 | 0 | 7685.207 | 156.6667 | 6 | 25 | 40 | 147.7316 | 0 | 0 | 0 | 0 | 10 | 0
Solar Thermal (8hrs Storage) | Solar | SA | SA | Mid-North SA | SA Low | 100 | 100 | 0 | 0 | 7685.207 | 229.3333 | 6 | 25 | 40 | 147.7316 | 0 | 0 | 0 | 0 | 10 | 0
Solar Thermal (8hrs Storage) | Solar | SA | SA | Yorke Peninsula | SA Low | 100 | 100 | 0 | 0 | 7685.207 | 123.3333 | 6 | 25 | 40 | 147.7316 | 0 | 0 | 0 | 0 | 10 | 0
Solar Thermal (8hrs Storage) | Solar | SA | SA | Northern SA | SA Medium | 100 | 100 | 0 | 0 | 8233.9951 | 229.3333 | 6 | 25 | 40 | 165.2839 | 0 | 0 | 0 | 0 | 10 | 0
Solar Thermal (8hrs Storage) | Solar | SA | SA | Leigh Creek | SA Medium | 100 | 100 | 0 | 0 | 8233.9951 | 156.6667 | 6 | 25 | 40 | 165.2839 | 0 | 0 | 0 | 0 | 10 | 0
Solar Thermal (8hrs Storage) | Solar | SA | SA | Roxby Downs | SA Medium | 100 | 100 | 0 | 0 | 8233.9951 | 262.6667 | 6 | 25 | 40 | 165.2839 | 0 | 0 | 0 | 0 | 10 | 0
Solar Thermal (8hrs Storage) | Solar | SA | SA | Eastern Eyre Peninsula | SA Medium | 100 | 100 | 0 | 0 | 8233.9951 | 262.6667 | 6 | 25 | 40 | 165.2839 | 0 | 0 | 0 | 0 | 10 | 0
Solar Thermal (8hrs Storage) | Solar | SA | SA | Western Eyre Peninsula | SA Medium | 100 | 100 | 0 | 0 | 8233.9951 | 156.6667 | 6 | 25 | 40 | 165.2839 | 0 | 0 | 0 | 0 | 10 | 0
Solar Thermal (8hrs Storage) | Solar | TAS | TAS | North East Tasmania | TAS Low | 100 | 100 | 0 | 0 | 7685.207 | 226.6667 | 6 | 25 | 40 | 147.7316 | 0 | 0 | 0 | 0 | 10 | 0
Solar Thermal (8hrs Storage) | Solar | TAS | TAS | North West Tasmania | TAS Medium | 100 | 100 | 0 | 0 | 8152.238 | 332.6667 | 6 | 25 | 40 | 160.3944 | 0 | 0 | 0 | 0 | 10 | 0
Solar Thermal (8hrs Storage) | Solar | TAS | TAS | Central Highlands | TAS Low | 100 | 100 | 0 | 0 | 7685.207 | 332.6667 | 6 | 25 | 40 | 147.7316 | 0 | 0 | 0 | 0 | 10 | 0
Solar Thermal (8hrs Storage) | Solar | NSW | CNSW | New South Wales Non-REZ | NSW Medium | 100 | 100 | 0 | 0 | 8150.1896 | 106.6667 | 6 | 25 | 40 | 159.4979 | 0 | 0 | 0 | 0 | 10 | 0
Solar Thermal (8hrs Storage) | Solar | VIC | VIC | Victoria Non-REZ | VIC Medium | 100 | 100 | 0 | 0 | 7906.8957 | 212.6667 | 6 | 25 | 40 | 152.1636 | 0 | 0 | 0 | 0 | 10 | 0
Battery Storage (1hr storage) | NA | VIC | VIC | N/A | VIC Low | 100 | 100 | 0 | 0 | 818.193 | 100 | 1 | 20 | 20 | 6.6039 | 0 | 0 | 0 | 0 | 0 | 0
Battery Storage (1hr storage) | NA | QLD | CNQ | N/A | QLD Low | 100 | 100 | 0 | 0 | 818.193 | 96.6667 | 1 | 20 | 20 | 6.6039 | 0 | 0 | 0 | 0 | 0 | 0
Battery Storage (1hr storage) | NA | QLD | GG | N/A | QLD Low | 100 | 100 | 0 | 0 | 818.193 | 96.6667 | 1 | 20 | 20 | 6.6039 | 0 | 0 | 0 | 0 | 0 | 0
Battery Storage (1hr storage) | NA | QLD | SQ | N/A | QLD Low | 100 | 100 | 0 | 0 | 818.193 | 96.6667 | 1 | 20 | 20 | 6.6039 | 0 | 0 | 0 | 0 | 0 | 0
Battery Storage (1hr storage) | NA | NSW | NNSW | N/A | NSW Low | 100 | 100 | 0 | 0 | 818.193 | 72.5 | 1 | 20 | 20 | 6.6039 | 0 | 0 | 0 | 0 | 0 | 0
Battery Storage (1hr storage) | NA | NSW | CNSW | N/A | NSW Low | 100 | 100 | 0 | 0 | 818.193 | 72.5 | 1 | 20 | 20 | 6.6039 | 0 | 0 | 0 | 0 | 0 | 0
Battery Storage (1hr storage) | NA | NSW | SNW | N/A | NSW Low | 100 | 100 | 0 | 0 | 818.193 | 72.5 | 1 | 20 | 20 | 6.6039 | 0 | 0 | 0 | 0 | 0 | 0
Battery Storage (1hr storage) | NA | NSW | SNSW | N/A | NSW Low | 100 | 100 | 0 | 0 | 818.193 | 72.5 | 1 | 20 | 20 | 6.6039 | 0 | 0 | 0 | 0 | 0 | 0
Battery Storage (1hr storage) | NA | SA | SA | N/A | SA Low | 100 | 100 | 0 | 0 | 818.193 | 96.6667 | 1 | 20 | 20 | 6.6039 | 0 | 0 | 0 | 0 | 0 | 0
Battery Storage (1hr storage) | NA | TAS | TAS | N/A | TAS Low | 100 | 100 | 0 | 0 | 818.193 | 100 | 1 | 20 | 20 | 6.6039 | 0 | 0 | 0 | 0 | 0 | 0
Battery storage (2hrs storage) | NA | VIC | VIC | N/A | VIC Low | 100 | 100 | 0 | 0 | 1097.146 | 100 | 1 | 20 | 20 | 10.6885 | 0 | 0 | 0 | 0 | 0 | 0
Battery Storage (2hrs storage) | NA | QLD | CNQ | N/A | QLD Low | 100 | 100 | 0 | 0 | 1097.146 | 96.6667 | 1 | 20 | 20 | 10.6885 | 0 | 0 | 0 | 0 | 0 | 0
Battery Storage (2hrs storage) | NA | QLD | GG | N/A | QLD Low | 100 | 100 | 0 | 0 | 1097.146 | 96.6667 | 1 | 20 | 20 | 10.6885 | 0 | 0 | 0 | 0 | 0 | 0
Battery Storage (2hrs storage) | NA | QLD | SQ | N/A | QLD Low | 100 | 100 | 0 | 0 | 1097.146 | 96.6667 | 1 | 20 | 20 | 10.6885 | 0 | 0 | 0 | 0 | 0 | 0
Battery Storage (2hrs storage) | NA | NSW | NNSW | N/A | NSW Low | 100 | 100 | 0 | 0 | 1097.146 | 72.5 | 1 | 20 | 20 | 10.6885 | 0 | 0 | 0 | 0 | 0 | 0
Battery Storage (2hrs storage) | NA | NSW | CNSW | N/A | NSW Low | 100 | 100 | 0 | 0 | 1097.146 | 72.5 | 1 | 20 | 20 | 10.6885 | 0 | 0 | 0 | 0 | 0 | 0
Battery Storage (2hrs storage) | NA | NSW | SNW | N/A | NSW Low | 100 | 100 | 0 | 0 | 1097.146 | 72.5 | 1 | 20 | 20 | 10.6885 | 0 | 0 | 0 | 0 | 0 | 0
Battery Storage (2hrs storage) | NA | NSW | SNSW | N/A | NSW Low | 100 | 100 | 0 | 0 | 1097.146 | 72.5 | 1 | 20 | 20 | 10.6885 | 0 | 0 | 0 | 0 | 0 | 0
Battery Storage (2hrs storage) | NA | SA | SA | N/A | SA Low | 100 | 100 | 0 | 0 | 1097.146 | 96.6667 | 1 | 20 | 20 | 10.6885 | 0 | 0 | 0 | 0 | 0 | 0
Battery Storage (2hrs storage) | NA | TAS | TAS | N/A | TAS Low | 100 | 100 | 0 | 0 | 1097.146 | 100 | 1 | 20 | 20 | 10.6885 | 0 | 0 | 0 | 0 | 0 | 0
Battery Storage (4hrs storage) | NA | VIC | VIC | N/A | VIC Low | 100 | 100 | 0 | 0 | 1746.308 | 100 | 1 | 20 | 20 | 17.282 | 0 | 0 | 0 | 0 | 0 | 0
Battery Storage (4hrs storage) | NA | QLD | CNQ | N/A | QLD Low | 100 | 100 | 0 | 0 | 1746.308 | 96.6667 | 1 | 20 | 20 | 17.282 | 0 | 0 | 0 | 0 | 0 | 0
Battery Storage (4hrs storage) | NA | QLD | GG | N/A | QLD Low | 100 | 100 | 0 | 0 | 1746.308 | 96.6667 | 1 | 20 | 20 | 17.282 | 0 | 0 | 0 | 0 | 0 | 0
Battery Storage (4hrs storage) | NA | QLD | SQ | N/A | QLD Low | 100 | 100 | 0 | 0 | 1746.308 | 96.6667 | 1 | 20 | 20 | 17.282 | 0 | 0 | 0 | 0 | 0 | 0
Battery Storage (4hrs storage) | NA | NSW | NNSW | N/A | NSW Low | 100 | 100 | 0 | 0 | 1746.308 | 72.5 | 1 | 20 | 20 | 17.282 | 0 | 0 | 0 | 0 | 0 | 0
Battery Storage (4hrs storage) | NA | NSW | CNSW | N/A | NSW Low | 100 | 100 | 0 | 0 | 1746.308 | 72.5 | 1 | 20 | 20 | 17.282 | 0 | 0 | 0 | 0 | 0 | 0
Battery Storage (4hrs storage) | NA | NSW | SNW | N/A | NSW Low | 100 | 100 | 0 | 0 | 1746.308 | 72.5 | 1 | 20 | 20 | 17.282 | 0 | 0 | 0 | 0 | 0 | 0
Battery Storage (4hrs storage) | NA | NSW | SNSW | N/A | NSW Low | 100 | 100 | 0 | 0 | 1746.308 | 72.5 | 1 | 20 | 20 | 17.282 | 0 | 0 | 0 | 0 | 0 | 0
Battery Storage (4hrs storage) | NA | SA | SA | N/A | SA Low | 100 | 100 | 0 | 0 | 1746.308 | 96.6667 | 1 | 20 | 20 | 17.282 | 0 | 0 | 0 | 0 | 0 | 0
Battery Storage (4hrs storage) | NA | TAS | TAS | N/A | TAS Low | 100 | 100 | 0 | 0 | 1746.308 | 100 | 1 | 20 | 20 | 17.282 | 0 | 0 | 0 | 0 | 0 | 0
Battery Storage (8hrs storage) | NA | VIC | VIC | N/A | VIC Low | 100 | 100 | 0 | 0 | 3077.816 | 100 | 1 | 20 | 20 | 28.0224 | 0 | 0 | 0 | 0 | 0 | 0
Battery Storage (8hrs storage) | NA | QLD | CNQ | N/A | QLD Low | 100 | 100 | 0 | 0 | 3077.816 | 96.6667 | 1 | 20 | 20 | 28.0224 | 0 | 0 | 0 | 0 | 0 | 0
Battery Storage (8hrs storage) | NA | QLD | GG | N/A | QLD Low | 100 | 100 | 0 | 0 | 3077.816 | 96.6667 | 1 | 20 | 20 | 28.0224 | 0 | 0 | 0 | 0 | 0 | 0
Battery Storage (8hrs storage) | NA | QLD | SQ | N/A | QLD Low | 100 | 100 | 0 | 0 | 3077.816 | 96.6667 | 1 | 20 | 20 | 28.0224 | 0 | 0 | 0 | 0 | 0 | 0
Battery Storage (8hrs storage) | NA | NSW | NNSW | N/A | NSW Low | 100 | 100 | 0 | 0 | 3077.816 | 72.5 | 1 | 20 | 20 | 28.0224 | 0 | 0 | 0 | 0 | 0 | 0
Battery Storage (8hrs storage) | NA | NSW | CNSW | N/A | NSW Low | 100 | 100 | 0 | 0 | 3077.816 | 72.5 | 1 | 20 | 20 | 28.0224 | 0 | 0 | 0 | 0 | 0 | 0
Battery Storage (8hrs storage) | NA | NSW | SNW | N/A | NSW Low | 100 | 100 | 0 | 0 | 3077.816 | 72.5 | 1 | 20 | 20 | 28.0224 | 0 | 0 | 0 | 0 | 0 | 0
Battery Storage (8hrs storage) | NA | NSW | SNSW | N/A | NSW Low | 100 | 100 | 0 | 0 | 3077.816 | 72.5 | 1 | 20 | 20 | 28.0224 | 0 | 0 | 0 | 0 | 0 | 0
Battery Storage (8hrs storage) | NA | SA | SA | N/A | SA Low | 100 | 100 | 0 | 0 | 3077.816 | 96.6667 | 1 | 20 | 20 | 28.0224 | 0 | 0 | 0 | 0 | 0 | 0
Battery Storage (8hrs storage) | NA | TAS | TAS | N/A | TAS Low | 100 | 100 | 0 | 0 | 3077.816 | 100 | 1 | 20 | 20 | 28.0224 | 0 | 0 | 0 | 0 | 0 | 0
Wind | Wind | QLD | CNQ | Far North QLD | QLD Low | 100 | 100 | 0 | 0 | 2023.187 | 229.3333 | 2 | 25 | 30 | 25.9178 | 0 | 0 | 0 | 0 | 0.28 | 0
Wind | Wind | QLD | CNQ | North Qld Clean Energy Hub | QLD Low | 100 | 100 | 0 | 0 | 2023.187 | 262.6667 | 2 | 25 | 30 | 25.9178 | 0 | 0 | 0 | 0 | 0.28 | 0
Wind | Wind | QLD | CNQ | Northern Qld | QLD Low | 100 | 100 | 0 | 0 | 2023.187 | 229.3333 | 2 | 25 | 30 | 25.9178 | 0 | 0 | 0 | 0 | 0.28 | 0
Wind | Wind | QLD | CNQ | Isaac | QLD Low | 100 | 100 | 0 | 0 | 2023.187 | 229.3333 | 2 | 25 | 30 | 25.9178 | 0 | 0 | 0 | 0 | 0.28 | 0
Wind | Wind | QLD | CNQ | Barcaldine | QLD Medium | 100 | 100 | 0 | 0 | 2178.4831 | 156.6667 | 2 | 25 | 30 | 29.0667 | 0 | 0 | 0 | 0 | 0.28 | 0
Wind | Wind | QLD | CNQ | Fitzroy | QLD Low | 100 | 100 | 0 | 0 | 2023.187 | 123.3333 | 2 | 25 | 30 | 25.9178 | 0 | 0 | 0 | 0 | 0.28 | 0
Wind | Wind | QLD | SQ | Wide Bay | QLD Low | 100 | 100 | 0 | 0 | 2023.187 | 123.3333 | 2 | 25 | 30 | 25.9178 | 0 | 0 | 0 | 0 | 0.28 | 0
Wind | Wind | QLD | SQ | Darling Downs | QLD Low | 100 | 100 | 0 | 0 | 2023.187 | 123.3333 | 2 | 25 | 30 | 25.9178 | 0 | 0 | 0 | 0 | 0.28 | 0
Wind | Wind | QLD | SQ | Banana | QLD Medium | 100 | 100 | 0 | 0 | 2178.4831 | 123.3333 | 2 | 25 | 30 | 29.0667 | 0 | 0 | 0 | 0 | 0.28 | 0
Wind | Wind | NSW | NNSW | North West NSW | NSW Medium | 100 | 100 | 0 | 0 | 2148.2209 | 132.5 | 2 | 25 | 30 | 27.9821 | 0 | 0 | 0 | 0 | 0.28 | 0
Wind | Wind | NSW | NNSW | New England | NSW Low | 100 | 100 | 0 | 0 | 2023.187 | 132.5 | 2 | 25 | 30 | 25.9178 | 0 | 0 | 0 | 0 | 0.28 | 0
Wind | Wind | NSW | CNSW | Central-West Orana | NSW Medium | 100 | 100 | 0 | 0 | 2148.2209 | 132.5 | 2 | 25 | 30 | 27.9821 | 0 | 0 | 0 | 0 | 0.28 | 0
Wind | Wind | NSW | SNSW | Broken Hill | NSW High | 100 | 100 | 0 | 0 | 2273.2547 | 176 | 2 | 25 | 30 | 30.2757 | 0 | 0 | 0 | 0 | 0.28 | 0
Wind | Wind | NSW | SNSW | South West NSW | NSW High | 100 | 100 | 0 | 0 | 2273.2547 | 132.5 | 2 | 25 | 30 | 30.2757 | 0 | 0 | 0 | 0 | 0.28 | 0
Wind | Wind | NSW | SNSW | Wagga Wagga | NSW Medium | 100 | 100 | 0 | 0 | 2148.2209 | 132.5 | 2 | 25 | 30 | 27.9821 | 0 | 0 | 0 | 0 | 0.28 | 0
Wind | Wind | NSW | SNSW | Tumut | NSW Medium | 100 | 100 | 0 | 0 | 2148.2209 | 208.5 | 2 | 25 | 30 | 27.9821 | 0 | 0 | 0 | 0 | 0.28 | 0
Wind | Wind | NSW | SNSW | Cooma-Monaro | NSW Medium | 100 | 100 | 0 | 0 | 2148.2209 | 102.5 | 2 | 25 | 30 | 27.9821 | 0 | 0 | 0 | 0 | 0.28 | 0
Wind | Wind | VIC | VIC | Ovens Murray | VIC Medium | 100 | 100 | 0 | 0 | 2080.447 | 242 | 2 | 25 | 30 | 26.6954 | 0 | 0 | 0 | 0 | 0.28 | 0
Wind | Wind | VIC | VIC | Murray River | VIC Medium | 100 | 100 | 0 | 0 | 2080.447 | 242 | 2 | 25 | 30 | 27.2137 | 0 | 0 | 0 | 0 | 0.28 | 0
Wind | Wind | VIC | VIC | Western Victoria | VIC Medium | 100 | 100 | 0 | 0 | 2080.447 | 136 | 2 | 25 | 30 | 26.6954 | 0 | 0 | 0 | 0 | 0.28 | 0
Wind | Wind | VIC | VIC | South West Victoria | VIC Medium | 100 | 100 | 0 | 0 | 2080.447 | 212.6667 | 2 | 25 | 30 | 26.6954 | 0 | 0 | 0 | 0 | 0.28 | 0
Wind | Wind | VIC | VIC | Gippsland | VIC Low | 100 | 100 | 0 | 0 | 2023.187 | 176 | 2 | 25 | 30 | 25.9178 | 0 | 0 | 0 | 0 | 0.28 | 0
Wind | Wind | VIC | VIC | Central North Vic | VIC High | 100 | 100 | 0 | 0 | 2118.6203 | 282 | 2 | 25 | 30 | 26.6954 | 0 | 0 | 0 | 0 | 0.28 | 0
Wind | Wind | SA | SA | South East SA | SA Low | 100 | 100 | 0 | 0 | 2023.187 | 156.6667 | 2 | 25 | 30 | 25.9178 | 0 | 0 | 0 | 0 | 0.28 | 0
Wind | Wind | SA | SA | Riverland | SA Low | 100 | 100 | 0 | 0 | 2023.187 | 156.6667 | 2 | 25 | 30 | 25.9178 | 0 | 0 | 0 | 0 | 0.28 | 0
Wind | Wind | SA | SA | Mid-North SA | SA Low | 100 | 100 | 0 | 0 | 2023.187 | 229.3333 | 2 | 25 | 30 | 25.9178 | 0 | 0 | 0 | 0 | 0.28 | 0
Wind | Wind | SA | SA | Yorke Peninsula | SA Low | 100 | 100 | 0 | 0 | 2023.187 | 123.3333 | 2 | 25 | 30 | 25.9178 | 0 | 0 | 0 | 0 | 0.28 | 0
Wind | Wind | SA | SA | Northern SA | SA Medium | 100 | 100 | 0 | 0 | 2174.1962 | 229.3333 | 2 | 25 | 30 | 28.9972 | 0 | 0 | 0 | 0 | 0.28 | 0
Wind | Wind | SA | SA | Leigh Creek | SA Medium | 100 | 100 | 0 | 0 | 2174.1962 | 156.6667 | 2 | 25 | 30 | 28.9972 | 0 | 0 | 0 | 0 | 0.28 | 0
Wind | Wind | SA | SA | Roxby Downs | SA Medium | 100 | 100 | 0 | 0 | 2174.1962 | 262.6667 | 2 | 25 | 30 | 28.9972 | 0 | 0 | 0 | 0 | 0.28 | 0
Wind | Wind | SA | SA | Eastern Eyre Peninsula | SA Medium | 100 | 100 | 0 | 0 | 2174.1962 | 262.6667 | 2 | 25 | 30 | 28.9972 | 0 | 0 | 0 | 0 | 0.28 | 0
Wind | Wind | SA | SA | Western Eyre Peninsula | SA Medium | 100 | 100 | 0 | 0 | 2174.1962 | 156.6667 | 2 | 25 | 30 | 28.9972 | 0 | 0 | 0 | 0 | 0.28 | 0
Wind | Wind | TAS | TAS | North East Tasmania | TAS Low | 100 | 100 | 0 | 0 | 2023.187 | 226.6667 | 2 | 25 | 30 | 25.9178 | 0 | 0 | 0 | 0 | 0.28 | 0
Wind | Wind | TAS | TAS | North West Tasmania | TAS Medium | 100 | 100 | 0 | 0 | 2148.8558 | 332.6667 | 2 | 25 | 30 | 28.1394 | 0 | 0 | 0 | 0 | 0.28 | 0
Wind | Wind | TAS | TAS | Central Highlands | TAS Low | 100 | 100 | 0 | 0 | 2023.187 | 332.6667 | 2 | 25 | 30 | 25.9178 | 0 | 0 | 0 | 0 | 0.28 | 0
Wind | Wind | NSW | CNSW | New South Wales Non-REZ | NSW Medium | 100 | 100 | 0 | 0 | 2148.2209 | 106.6667 | 2 | 25 | 30 | 27.9821 | 0 | 0 | 0 | 0 | 0.28 | 0
Wind | Wind | VIC | VIC | Victoria Non-REZ | VIC Medium | 100 | 100 | 0 | 0 | 2080.447 | 212.6667 | 2 | 25 | 30 | 26.6954 | 0 | 0 | 0 | 0 | 0.28 | 0
Wind - offshore | Wind | NSW | SNW | Hunter Coast | NSW Low | 100 | 100 | 0 | 0 | 5984.527 | 0 | 9 | 25 | 35 | 163.469 | 0 | 0 | 0 | 0 | 0.28 | 0
Wind - offshore | Wind | NSW | SNW | Illawarra Coast | NSW Low | 100 | 100 | 0 | 0 | 5984.527 | 0 | 9 | 25 | 35 | 163.469 | 0 | 0 | 0 | 0 | 0.28 | 0
Wind - offshore | Wind | VIC | VIC | Gippsland Coast | VIC Low | 100 | 100 | 0 | 0 | 5984.527 | 0 | 9 | 25 | 35 | 163.469 | 0 | 0 | 0 | 0 | 0.28 | 0
Wind - offshore | Wind | TAS | TAS | North West Tasmania Coast | TAS Low | 100 | 100 | 0 | 0 | 5984.527 | 0 | 9 | 25 | 35 | 163.469 | 0 | 0 | 0 | 0 | 0.28 | 0
Wind - offshore | Wind | VIC | VIC | Portland Coast | VIC Low | 100 | 100 | 0 | 0 | 5984.527 | 0 | 9 | 25 | 35 | 163.469 | 0 | 0 | 0 | 0 | 0.28 | 0
Wind - offshore | Wind | SA | SA | South East SA Coast | SA Low | 100 | 100 | 0 | 0 | 5984.527 | 0 | 9 | 25 | 35 | 163.469 | 0 | 0 | 0 | 0 | 0.28 | 0
Pumped Hydro (8hrs storage) | Water | VIC | VIC | N/A | VIC | 100 | 100 | 0.27397 | 1 | 2524.8839 | 0 | 6 | 40 | 50 | 16.7929 | 0 | 0 | 0 | 0 | 0.5 | 0
Pumped Hydro (8hrs storage) | Water | QLD | CNQ | N/A | CNQ | 100 | 100 | 0.27397 | 1 | 2551.1301 | 0 | 6 | 40 | 50 | 16.7929 | 0 | 0 | 0 | 0 | 0.5 | 0
Pumped Hydro (8hrs storage) | Water | QLD | GG | N/A | GG | 100 | 100 | 0.27397 | 1 | 0 | 0 | 6 | 40 | 50 | 16.7929 | 0 | 0 | 0 | 0 | 0.5 | 0
Pumped Hydro (8hrs storage) | Water | QLD | SQ | N/A | SQ | 100 | 100 | 0.27397 | 1 | 2813.5921 | 0 | 6 | 40 | 50 | 16.7929 | 0 | 0 | 0 | 0 | 0.5 | 0
Pumped Hydro (8hrs storage) | Water | NSW | NNSW | N/A | NNSW | 100 | 100 | 0.27397 | 1 | 2225.6773 | 0 | 6 | 40 | 50 | 16.7929 | 0 | 0 | 0 | 0 | 0.5 | 0
Pumped Hydro (8hrs storage) | Water | NSW | CNSW | N/A | CNSW | 100 | 100 | 0.27397 | 1 | 2587.8748 | 0 | 6 | 40 | 50 | 16.7929 | 0 | 0 | 0 | 0 | 0.5 | 0
Pumped Hydro (8hrs storage) | Water | NSW | SNW | N/A | SNW | 100 | 100 | 0.27397 | 1 | 0 | 0 | 6 | 40 | 50 | 16.7929 | 0 | 0 | 0 | 0 | 0.5 | 0
Pumped Hydro (8hrs storage) | Water | NSW | SNSW | N/A | SNSW | 100 | 100 | 0.27397 | 1 | 2635.1179 | 0 | 6 | 40 | 50 | 16.7929 | 0 | 0 | 0 | 0 | 0.5 | 0
Pumped Hydro (8hrs storage) | Water | SA | SA | N/A | SA | 100 | 100 | 0.27397 | 1 | 3412.0053 | 0 | 6 | 40 | 50 | 16.7929 | 0 | 0 | 0 | 0 | 0.5 | 0
Pumped Hydro (8hrs storage) | Water | TAS | TAS | N/A | TAS | 100 | 100 | 0.27397 | 1 | 1889.726 | 0 | 6 | 40 | 50 | 16.7929 | 0 | 0 | 0 | 0 | 0.5 | 0
Pumped Hydro (24hrs storage) | Water | VIC | VIC | N/A | VIC | 100 | 100 | 0.27397 | 1 | 3543.2363 | 0 | 6 | 40 | 50 | 16.7929 | 0 | 0 | 0 | 0 | 0.5 | 0
Pumped Hydro (24hrs storage) | Water | QLD | CNQ | N/A | CNQ | 100 | 100 | 0.27397 | 1 | 3118.0479 | 0 | 6 | 40 | 50 | 16.7929 | 0 | 0 | 0 | 0 | 0.5 | 0
Pumped Hydro (24hrs storage) | Water | QLD | GG | N/A | GG | 100 | 100 | 0.27397 | 1 | 0 | 0 | 6 | 40 | 50 | 16.7929 | 0 | 0 | 0 | 0 | 0.5 | 0
Pumped Hydro (24hrs storage) | Water | QLD | SQ | N/A | SQ | 100 | 100 | 0.27397 | 1 | 3417.2545 | 0 | 6 | 40 | 50 | 16.7929 | 0 | 0 | 0 | 0 | 0.5 | 0
Pumped Hydro (24hrs storage) | Water | NSW | NNSW | N/A | NNSW | 100 | 100 | 0.27397 | 1 | 2913.3276 | 0 | 6 | 40 | 50 | 16.7929 | 0 | 0 | 0 | 0 | 0.5 | 0
Pumped Hydro (24hrs storage) | Water | NSW | CNSW | N/A | CNSW | 100 | 100 | 0.27397 | 1 | 3826.6952 | 0 | 6 | 40 | 50 | 16.7929 | 0 | 0 | 0 | 0 | 0.5 | 0
Pumped Hydro (24hrs storage) | Water | NSW | SNW | N/A | SNW | 100 | 100 | 0.27397 | 1 | 0 | 0 | 6 | 40 | 50 | 16.7929 | 0 | 0 | 0 | 0 | 0.5 | 0
Pumped Hydro (24hrs storage) | Water | NSW | SNSW | N/A | SNSW | 100 | 100 | 0.27397 | 1 | 3558.984 | 0 | 6 | 40 | 50 | 16.7929 | 0 | 0 | 0 | 0 | 0.5 | 0
Pumped Hydro (24hrs storage) | Water | SA | SA | N/A | SA | 100 | 100 | 0.27397 | 1 | 5905.3938 | 0 | 6 | 40 | 50 | 16.7929 | 0 | 0 | 0 | 0 | 0.5 | 0
Pumped Hydro (24hrs storage) | Water | TAS | TAS | N/A | TAS | 100 | 100 | 0.27397 | 1 | 2188.9326 | 0 | 6 | 40 | 50 | 16.7929 | 0 | 0 | 0 | 0 | 0.5 | 0
Pumped Hydro (48hrs storage) | Water | VIC | VIC | N/A | VIC | 100 | 100 | 0.27397 | 1 | 5322.7283 | 0 | 6 | 40 | 50 | 16.7929 | 0 | 0 | 0 | 0 | 0.5 | 0
Pumped Hydro (48hrs storage) | Water | QLD | CNQ | N/A | CNQ | 100 | 100 | 0.27397 | 1 | 4598.3333 | 0 | 6 | 40 | 50 | 16.7929 | 0 | 0 | 0 | 0 | 0.5 | 0
Pumped Hydro (48hrs storage) | Water | QLD | GG | N/A | GG | 100 | 100 | 0.27397 | 1 | 0 | 0 | 6 | 40 | 50 | 16.7929 | 0 | 0 | 0 | 0 | 0.5 | 0
Pumped Hydro (48hrs storage) | Water | QLD | SQ | N/A | SQ | 100 | 100 | 0.27397 | 1 | 4661.3242 | 0 | 6 | 40 | 50 | 16.7929 | 0 | 0 | 0 | 0 | 0.5 | 0
Pumped Hydro (48hrs storage) | Water | NSW | NNSW | N/A | NNSW | 100 | 100 | 0.27397 | 1 | 3322.7682 | 0 | 6 | 40 | 50 | 16.7929 | 0 | 0 | 0 | 0 | 0.5 | 0
Pumped Hydro (48hrs storage) | Water | NSW | CNSW | N/A | CNSW | 100 | 100 | 0.27397 | 1 | 5968.3847 | 0 | 6 | 40 | 50 | 16.7929 | 0 | 0 | 0 | 0 | 0.5 | 0
Pumped Hydro (48hrs storage) | Water | NSW | SNW | N/A | SNW | 100 | 100 | 0.27397 | 1 | 0 | 0 | 6 | 40 | 50 | 16.7929 | 0 | 0 | 0 | 0 | 0.5 | 0
Pumped Hydro (48hrs storage) | Water | NSW | SNSW | N/A | SNSW | 100 | 100 | 0.27397 | 1 | 4850.2968 | 0 | 6 | 40 | 50 | 16.7929 | 0 | 0 | 0 | 0 | 0.5 | 0
Pumped Hydro (48hrs storage) | Water | TAS | TAS | N/A | TAS | 100 | 100 | 0.27397 | 1 | 2472.3915 | 0 | 6 | 40 | 50 | 16.7929 | 0 | 0 | 0 | 0 | 0.5 | 0
BOTN - Cethana | Water | TAS | TAS | N/A | TAS | 100 | 100 | 0.27397 | 1 | 2188.9326 | 0 | 6 | 40 | 50 | 18.2323 | 0 | 0 | 0 | 0 | 0.5 | 0
Hydrogen turbine (large) | Hydrogen | QLD | CNQ | N/A | QLD Low | 86.3842 | 98.5177 | 1.3699 | 5 | 1194.624 | 103.3333 | 2 | 25 | 40 | 10.5745 | 2.4888 | 10.9312 | 0 | 0 | 1.1
Hydrogen turbine (large) | Hydrogen | QLD | GG | N/A | QLD Low | 86.3842 | 98.5177 | 1.3699 | 5 | 1194.624 | 103.3333 | 2 | 25 | 40 | 10.5745 | 2.4888 | 10.9312 | 0 | 0 | 1.1
Hydrogen turbine (large) | Hydrogen | QLD | SQ | N/A | QLD Low | 86.3842 | 98.5177 | 1.3699 | 5 | 1194.624 | 103.3333 | 2 | 25 | 40 | 10.5745 | 2.4888 | 10.9312 | 0 | 0 | 1.1
Hydrogen turbine (large) | Hydrogen | NSW | NNSW | N/A | NSW Low | 86.3842 | 98.5177 | 1.3699 | 5 | 1194.624 | 80 | 2 | 25 | 40 | 10.5745 | 2.4888 | 10.9312 | 0 | 0 | 1.1
Hydrogen turbine (large) | Hydrogen | NSW | CNSW | N/A | NSW Low | 86.3842 | 98.5177 | 1.3699 | 5 | 1194.624 | 80 | 2 | 25 | 40 | 10.5745 | 2.4888 | 10.9312 | 0 | 0 | 1.1
Hydrogen turbine (large) | Hydrogen | NSW | SNW | N/A | NSW Low | 86.3842 | 98.5177 | 1.3699 | 5 | 1194.624 | 80 | 2 | 25 | 40 | 10.5745 | 2.4888 | 10.9312 | 0 | 0 | 1.1
Hydrogen turbine (large) | Hydrogen | NSW | SNSW | N/A | NSW Low | 86.3842 | 98.5177 | 1.3699 | 5 | 1194.624 | 80 | 2 | 25 | 40 | 10.5745 | 2.4888 | 10.9312 | 0 | 0 | 1.1
Hydrogen turbine (large) | Hydrogen | VIC | VIC | N/A | VIC Low | 86.3842 | 98.5177 | 1.3699 | 5 | 1194.624 | 108 | 2 | 25 | 40 | 10.5745 | 2.4888 | 10.9312 | 0 | 0 | 1.1
Hydrogen turbine (large) | Hydrogen | SA | SA | N/A | SA Low | 86.3842 | 98.5177 | 1.3699 | 5 | 1194.624 | 103.3333 | 2 | 25 | 40 | 10.5745 | 2.4888 | 10.9312 | 0 | 0 | 1.1
Hydrogen turbine (large) | Hydrogen | TAS | TAS | N/A | TAS Low | 86.3842 | 98.5177 | 1.3699 | 5 | 1194.624 | 108 | 2 | 25 | 40 | 10.5745 | 2.4888 | 10.9312 | 0 | 0 | 1.1
Note:
1. The connection cost for offshore wind has been included in the build cost of offshore wind candidates.

## Fuel Price Summary
Go to Assumptions Summary
Fuel Price ($/GJ) | [5 empty] | Slow Change |  | Steady Progress |  | Progressive Change |  | Step Change |  | Hydrogen Superpower
Fuel prices for existing, committed, anticipated and new entrant generators for the selected scenario. |  |  | Gas price scenario |  |  | High Trajectory |  | Medium Trajectory |  | Medium Trajectory |  | Low Trajectory |  | Low Trajectory
|  |  | Coal and biomass price scenario |  |  | High Price |  | Central |  | Central |  | Low Price |  | Low Price
|  |  | Hydrogen price scenario |  |  | - |  | - |  | - |  | - |  | Hydrogen Superpower
Scenario | Step Change |  | Low gas price sensitivity |  |  | Lowest Trajectory |  | Lowest Trajectory |  | Lowest Trajectory |  | Lowest Trajectory |  | Lowest Trajectory
Gas price scenario | Low Trajectory
Coal price scenario | Low Price
Hydrogen price scenario | -
Existing generators
Generator | Region | 2020-21 | 2021-22 | 2022-23 | 2023-24 | 2024-25 | 2025-26 | 2026-27 | 2027-28 | 2028-29 | 2029-30 | 2030-31 | 2031-32 | 2032-33 | 2033-34 | 2034-35 | 2035-36 | 2036-37 | 2037-38 | 2038-39 | 2039-40 | 2040-41 | 2041-42 | 2042-43 | 2043-44 | 2044-45 | 2045-46 | 2046-47 | 2047-48 | 2048-49 | 2049-50
Bayswater | NSW | 1.7378 | 1.7392 | 1.7466 | 1.7676 | 1.7234 | 1.6868 | 1.6773 | 2.1541 | 2.642 | 2.6354 | 2.6157 | 2.5965 | 2.5773 | 2.5592 | 2.5421 | 2.5064 | 2.4522 | 2.398 | 2.3437 | 2.3437 | 2.3437 | 2.3437 | 2.3437 | 2.3437 | 2.3437 | 2.3437 | 2.3437 | 2.3437 | 2.3437 | 2.3437
Eraring | NSW | 3.1021 | 3.1739 | 3.2827 | 3.1969 | 3.1029 | 3.0245 | 2.958 | 2.9113 | 2.8861 | 2.8651 | 2.8448 | 2.825 | 2.8052 | 2.7855 | 2.7657 | 2.7244 | 2.6617 | 2.5989 | 2.5361 | 2.4733 | 2.442 | 2.442 | 2.442 | 2.442 | 2.442 | 2.442 | 2.442 | 2.442 | 2.442 | 2.442
Liddell | NSW | 1.7378 | 1.7392 | 1.7466 | 1.7676 | 1.7234 | 1.6868 | 1.6773 | 2.1541 | 2.642 | 2.6354 | 2.6157 | 2.5965 | 2.5773 | 2.5592 | 2.5421 | 2.5064 | 2.4522 | 2.398 | 2.3437 | 2.3437 | 2.3437 | 2.3437 | 2.3437 | 2.3437 | 2.3437 | 2.3437 | 2.3437 | 2.3437 | 2.3437 | 2.3437
Mt Piper | NSW | 3.1021 | 3.1739 | 3.2827 | 3.1969 | 3.1029 | 3.0245 | 2.958 | 2.9113 | 2.8861 | 2.8651 | 2.8448 | 2.825 | 2.8052 | 2.7855 | 2.7657 | 2.7244 | 2.6617 | 2.5989 | 2.5361 | 2.4733 | 2.442 | 2.442 | 2.442 | 2.442 | 2.442 | 2.442 | 2.442 | 2.442 | 2.442 | 2.442
Vales Point B | NSW | 2.9592 | 2.9911 | 3.0435 | 3.0052 | 2.9627 | 2.9226 | 2.886 | 2.8609 | 2.8482 | 2.8376 | 2.8274 | 2.8174 | 2.8074 | 2.7974 | 2.7875 | 2.7666 | 2.735 | 2.7033 | 2.6717 | 2.64 | 2.6242 | 2.6242 | 2.6242 | 2.6242 | 2.6242 | 2.6242 | 2.6242 | 2.6242 | 2.6242 | 2.6242
Callide B | QLD | 2.0371 | 2.0328 | 2.0338 | 2.0437 | 2.0497 | 2.0504 | 2.051 | 2.0517 | 2.0523 | 2.053 | 2.0537 | 2.0543 | 2.055 | 2.0553 | 2.0553 | 2.0553 | 2.0553 | 2.0553 | 2.0553 | 2.0553 | 2.0553 | 2.0553 | 2.0553 | 2.0553 | 2.0553 | 2.0553 | 2.0553 | 2.0553 | 2.0553 | 2.0553
Callide C | QLD | 2.0371 | 2.0328 | 2.0338 | 2.0437 | 2.0497 | 2.0504 | 2.051 | 2.0517 | 2.0523 | 2.053 | 2.0537 | 2.0543 | 2.055 | 2.0553 | 2.0553 | 2.0553 | 2.0553 | 2.0553 | 2.0553 | 2.0553 | 2.0553 | 2.0553 | 2.0553 | 2.0553 | 2.0553 | 2.0553 | 2.0553 | 2.0553 | 2.0553 | 2.0553
Gladstone | QLD | 2.6023 | 2.619 | 2.6368 | 2.6496 | 2.6769 | 2.7021 | 2.7289 | 2.7582 | 2.7901 | 2.8227 | 2.8298 | 2.8113 | 2.7928 | 2.7743 | 2.7558 | 2.7171 | 2.6583 | 2.5995 | 2.5407 | 2.4819 | 2.4525 | 2.4525 | 2.4525 | 2.4525 | 2.4525 | 2.4525 | 2.4525 | 2.4525 | 2.4525 | 2.4525
Kogan Creek | QLD | 1.354 | 1.3708 | 1.3797 | 1.3834 | 1.3899 | 1.3976 | 1.4053 | 1.4178 | 1.4262 | 1.4262 | 1.4262 | 1.4262 | 1.4262 | 1.4262 | 1.4262 | 1.4262 | 1.4262 | 1.4262 | 1.4262 | 1.4262 | 1.4262 | 1.4262 | 1.4262 | 1.4262 | 1.4262 | 1.4262 | 1.4262 | 1.4262 | 1.4262 | 1.4262
Millmerran | QLD | 1.2271 | 1.2529 | 1.2623 | 1.2613 | 1.2695 | 1.2796 | 1.2901 | 1.304 | 1.3034 | 1.2955 | 1.2967 | 1.2972 | 1.2976 | 1.2974 | 1.2974 | 1.2974 | 1.2974 | 1.2974 | 1.2974 | 1.2974 | 1.2974 | 1.2974 | 1.2974 | 1.2974 | 1.2974 | 1.2974 | 1.2974 | 1.2974 | 1.2974 | 1.2974
Stanwell | QLD | 2.4113 | 2.4732 | 2.5075 | 2.5154 | 2.5185 | 2.4915 | 2.3797 | 2.2801 | 2.2471 | 2.2301 | 2.2187 | 2.1923 | 2.1632 | 2.141 | 2.1267 | 2.1196 | 2.1196 | 2.1196 | 2.1196 | 2.1196 | 2.1196 | 2.1196 | 2.1196 | 2.1196 | 2.1196 | 2.1196 | 2.1196 | 2.1196 | 2.1196 | 2.1196
Tarong | QLD | 2.5836 | 2.6313 | 2.6555 | 2.6668 | 2.6754 | 2.6755 | 2.6755 | 2.6796 | 2.682 | 2.682 | 2.682 | 2.682 | 2.682 | 2.682 | 2.682 | 2.682 | 2.682 | 2.682 | 2.682 | 2.682 | 2.682 | 2.682 | 2.682 | 2.682 | 2.682 | 2.682 | 2.682 | 2.682 | 2.682 | 2.682
Tarong North | QLD | 2.5836 | 2.6313 | 2.6555 | 2.6668 | 2.6754 | 2.6755 | 2.6755 | 2.6796 | 2.682 | 2.682 | 2.682 | 2.682 | 2.682 | 2.682 | 2.682 | 2.682 | 2.682 | 2.682 | 2.682 | 2.682 | 2.682 | 2.682 | 2.682 | 2.682 | 2.682 | 2.682 | 2.682 | 2.682 | 2.682 | 2.682
Loy Yang A Power Station | VIC | 0.66902 | 0.66902 | 0.66902 | 0.66902 | 0.66902 | 0.66902 | 0.66902 | 0.66902 | 0.66902 | 0.66902 | 0.66902 | 0.66902 | 0.66902 | 0.66902 | 0.66902 | 0.66902 | 0.66902 | 0.66902 | 0.66902 | 0.66902 | 0.66902 | 0.66902 | 0.66902 | 0.66902 | 0.66902 | 0.66902 | 0.66902 | 0.66902 | 0.66902 | 0.66902
Loy Yang B | VIC | 0.66902 | 0.66902 | 0.66902 | 0.66902 | 0.66902 | 0.66902 | 0.66902 | 0.66902 | 0.66902 | 0.66902 | 0.66902 | 0.66902 | 0.66902 | 0.66902 | 0.66902 | 0.66902 | 0.66902 | 0.66902 | 0.66902 | 0.66902 | 0.66902 | 0.66902 | 0.66902 | 0.66902 | 0.66902 | 0.66902 | 0.66902 | 0.66902 | 0.66902 | 0.66902
Yallourn W | VIC | 0.6624 | 0.6624 | 0.6624 | 0.6624 | 0.6624 | 0.6624 | 0.6624 | 0.6624 | 0.6624 | 0.6624 | 0.6624 | 0.6624 | 0.6624 | 0.6624 | 0.6624 | 0.6624 | 0.6624 | 0.6624 | 0.6624 | 0.6624 | 0.6624 | 0.6624 | 0.6624 | 0.6624 | 0.6624 | 0.6624 | 0.6624 | 0.6624 | 0.6624 | 0.6624
Tallawarra | NSW | 10.545 | 10.8631 | 10.6413 | 10.5598 | 10.6386 | 10.7588 | 10.8669 | 10.9649 | 11.065 | 11.1465 | 11.2235 | 11.2887 | 11.3229 | 11.3405 | 11.3614 | 11.3797 | 11.3889 | 11.3937 | 11.3966 | 11.3968 | 11.3955 | 11.3942 | 11.3928 | 11.3915 | 11.3902 | 11.3889 | 11.3876 | 11.3862 | 11.3849 | 11.3836
Condamine A | QLD | 7.9754 | 8.1954 | 7.9702 | 7.8085 | 7.7501 | 7.7819 | 7.848 | 7.8713 | 7.8246 | 7.7408 | 7.6797 | 7.6537 | 7.6418 | 7.6559 | 7.7142 | 7.7612 | 7.7754 | 7.7878 | 7.795 | 7.7962 | 7.7949 | 7.7937 | 7.7924 | 7.7912 | 7.7899 | 7.7886 | 7.7874 | 7.7861 | 7.7849 | 7.7836
Darling Downs | QLD | 7.9493 | 8.1321 | 7.8784 | 7.693 | 7.6237 | 7.6523 | 8.3913 | 9.0899 | 9.0451 | 8.9619 | 8.9004 | 8.8726 | 8.8597 | 8.8745 | 8.9336 | 8.9812 | 8.9957 | 9.0083 | 9.0156 | 9.0168 | 9.0155 | 9.0143 | 9.013 | 9.0118 | 9.0105 | 9.0092 | 9.008 | 9.0067 | 9.0055 | 9.0042
Swanbank E GT | QLD | 8.8384 | 9.0584 | 8.8332 | 8.6715 | 8.6131 | 8.6449 | 8.711 | 8.7343 | 8.6876 | 8.6038 | 8.5427 | 8.5167 | 8.5048 | 8.5189 | 8.5772 | 8.6242 | 8.6384 | 8.6508 | 8.658 | 8.6592 | 8.6579 | 8.6567 | 8.6554 | 8.6542 | 8.6529 | 8.6516 | 8.6504 | 8.6491 | 8.6479 | 8.6466
Yabulu PS | QLD | 7.5338 | 8.2756 | 8.278 | 8.2479 | 8.4213 | 8.6629 | 8.5993 | 8.1318 | 7.7015 | 7.7422 | 8.1874 | 8.5997 | 8.6295 | 8.3531 | 8.0886 | 7.9596 | 7.8687 | 7.788 | 7.7474 | 7.7342 | 7.7287 | 7.7233 | 7.7179 | 7.7124 | 7.707 | 7.7016 | 7.6961 | 7.6907 | 7.6853 | 7.6798
Yabulu Steam Turbine | QLD | 7.5338 | 8.2756 | 8.278 | 8.2479 | 8.4213 | 8.6629 | 8.5993 | 8.1318 | 7.7015 | 7.7422 | 8.1874 | 8.5997 | 8.6295 | 8.3531 | 8.0886 | 7.9596 | 7.8687 | 7.788 | 7.7474 | 7.7342 | 7.7287 | 7.7233 | 7.7179 | 7.7124 | 7.707 | 7.7016 | 7.6961 | 7.6907 | 7.6853 | 7.6798
Yarwun Cogen | QLD | 7.5338 | 8.2756 | 8.278 | 8.2479 | 8.4213 | 8.6629 | 8.5993 | 8.1318 | 7.7015 | 7.7422 | 8.1874 | 8.5997 | 8.6295 | 8.3531 | 8.0886 | 7.9596 | 7.8687 | 7.788 | 7.7474 | 7.7342 | 7.7287 | 7.7233 | 7.7179 | 7.7124 | 7.707 | 7.7016 | 7.6961 | 7.6907 | 7.6853 | 7.6798
Osborne | SA | 11.0912 | 11.3215 | 10.9709 | 10.8718 | 11.0384 | 11.2577 | 11.3979 | 11.492 | 11.59 | 11.6669 | 11.7135 | 11.726 | 11.6903 | 11.6636 | 11.6847 | 11.6931 | 11.6794 | 11.6748 | 11.676 | 11.6761 | 11.6748 | 11.6734 | 11.6721 | 11.6707 | 11.6694 | 11.6681 | 11.6667 | 11.6654 | 11.6641 | 11.6627
Pelican Point | SA | 11.2986 | 11.5289 | 11.1782 | 11.0791 | 11.2457 | 11.465 | 11.6053 | 11.6994 | 11.7974 | 11.8743 | 11.9208 | 11.9334 | 11.8976 | 11.871 | 11.8921 | 11.9005 | 11.8868 | 11.8821 | 11.8833 | 11.8834 | 11.8821 | 11.8808 | 11.8794 | 11.8781 | 11.8768 | 11.8754 | 11.8741 | 11.8727 | 11.8714 | 11.8701
Tamar Valley Combined Cycle | TAS | 11.4601 | 12.1281 | 12.3665 | 12.6212 | 12.7593 | 12.7988 | 12.8542 | 12.9125 | 12.985 | 13.071 | 13.1427 | 13.1931 | 13.2773 | 13.4194 | 13.5914 | 13.7383 | 13.8322 | 13.8922 | 13.9201 | 13.9259 | 13.9243 | 13.9227 | 13.9211 | 13.9195 | 13.9179 | 13.9163 | 13.9146 | 13.913 | 13.9114 | 13.9098
Colongra | NSW | 11.0115 | 11.3297 | 11.1078 | 11.0263 | 11.1051 | 11.2253 | 11.3334 | 11.4314 | 11.5315 | 11.6131 | 11.69 | 11.7552 | 11.7894 | 11.807 | 11.8279 | 11.8462 | 11.8554 | 11.8602 | 11.8631 | 11.8633 | 11.862 | 11.8607 | 11.8594 | 11.858 | 11.8567 | 11.8554 | 11.8541 | 11.8528 | 11.8514 | 11.8501
Hunter Valley GT | NSW | 38.4553 | 37.8618 | 37.2661 | 36.7207 | 36.2173 | 35.7498 | 35.3403 | 34.9757 | 34.6082 | 34.2513 | 33.9216 | 33.6231 | 33.3511 | 33.0976 | 32.8571 | 32.6256 | 32.4014 | 32.1833 | 31.9691 | 31.7586 | 31.3561 | 30.9598 | 30.9598 | 30.9598 | 30.9598 | 30.9598 | 30.9598 | 30.9598 | 30.9598 | 30.9598
Smithfield Energy Facility | NSW | 11.0115 | 11.3297 | 11.1078 | 11.0263 | 11.1051 | 11.2253 | 11.3334 | 11.4314 | 11.5315 | 11.6131 | 11.69 | 11.7552 | 11.7894 | 11.807 | 11.8279 | 11.8462 | 11.8554 | 11.8602 | 11.8631 | 11.8633 | 11.862 | 11.8607 | 11.8594 | 11.858 | 11.8567 | 11.8554 | 11.8541 | 11.8528 | 11.8514 | 11.8501
Uranquinty | NSW | 10.5968 | 10.915 | 10.6931 | 10.6116 | 10.6904 | 10.8106 | 10.9187 | 11.0167 | 11.1168 | 11.1984 | 11.2753 | 11.3406 | 11.3747 | 11.3923 | 11.4132 | 11.4315 | 11.4407 | 11.4455 | 11.4484 | 11.4486 | 11.4473 | 11.446 | 11.4447 | 11.4434 | 11.442 | 11.4407 | 11.4394 | 11.4381 | 11.4368 | 11.4354
Barcaldine Power Station | QLD | 9.297 | 9.4798 | 9.2261 | 9.0408 | 8.9715 | 9 | 9.0652 | 9.0899 | 9.0451 | 8.9619 | 8.9004 | 8.8726 | 8.8597 | 8.8745 | 8.9336 | 8.9812 | 8.9957 | 9.0083 | 9.0156 | 9.0168 | 9.0155 | 9.0143 | 9.013 | 9.0118 | 9.0105 | 9.0092 | 9.008 | 9.0067 | 9.0055 | 9.0042
Braemar | QLD | 9.297 | 9.4798 | 9.2261 | 9.0408 | 8.9715 | 9 | 9.0652 | 9.0899 | 9.0451 | 8.9619 | 8.9004 | 8.8726 | 8.8597 | 8.8745 | 8.9336 | 8.9812 | 8.9957 | 9.0083 | 9.0156 | 9.0168 | 9.0155 | 9.0143 | 9.013 | 9.0118 | 9.0105 | 9.0092 | 9.008 | 9.0067 | 9.0055 | 9.0042
Braemar 2 Power Station | QLD | 9.297 | 9.4798 | 9.2261 | 9.0408 | 8.9715 | 9 | 9.0652 | 9.0899 | 9.0451 | 8.9619 | 8.9004 | 8.8726 | 8.8597 | 8.8745 | 8.9336 | 8.9812 | 8.9957 | 9.0083 | 9.0156 | 9.0168 | 9.0155 | 9.0143 | 9.013 | 9.0118 | 9.0105 | 9.0092 | 9.008 | 9.0067 | 9.0055 | 9.0042
Mackay GT | QLD | 38.4553 | 37.8618 | 37.2661 | 36.7207 | 36.2173 | 35.7498 | 35.3403 | 34.9757 | 34.6082 | 34.2513 | 33.9216 | 33.6231 | 33.3511 | 33.0976 | 32.8571 | 32.6256 | 32.4014 | 32.1833 | 31.9691 | 31.7586 | 31.3561 | 30.9598 | 30.9598 | 30.9598 | 30.9598 | 30.9598 | 30.9598 | 30.9598 | 30.9598 | 30.9598
Mt Stuart | QLD | 38.4553 | 37.8618 | 37.2661 | 36.7207 | 36.2173 | 35.7498 | 35.3403 | 34.9757 | 34.6082 | 34.2513 | 33.9216 | 33.6231 | 33.3511 | 33.0976 | 32.8571 | 32.6256 | 32.4014 | 32.1833 | 31.9691 | 31.7586 | 31.3561 | 30.9598 | 30.9598 | 30.9598 | 30.9598 | 30.9598 | 30.9598 | 30.9598 | 30.9598 | 30.9598
Oakey Power Station | QLD | 9.297 | 9.4798 | 9.2261 | 9.0408 | 8.9715 | 9 | 9.0652 | 9.0899 | 9.0451 | 8.9619 | 8.9004 | 8.8726 | 8.8597 | 8.8745 | 8.9336 | 8.9812 | 8.9957 | 9.0083 | 9.0156 | 9.0168 | 9.0155 | 9.0143 | 9.013 | 9.0118 | 9.0105 | 9.0092 | 9.008 | 9.0067 | 9.0055 | 9.0042
Roma | QLD | 9.297 | 9.4798 | 9.2261 | 9.0408 | 8.9715 | 9 | 9.0652 | 9.0899 | 9.0451 | 8.9619 | 8.9004 | 8.8726 | 8.8597 | 8.8745 | 8.9336 | 8.9812 | 8.9957 | 9.0083 | 9.0156 | 9.0168 | 9.0155 | 9.0143 | 9.013 | 9.0118 | 9.0105 | 9.0092 | 9.008 | 9.0067 | 9.0055 | 9.0042
Port Lincoln GT | SA | 38.4553 | 37.8618 | 37.2661 | 36.7207 | 36.2173 | 35.7498 | 35.3403 | 34.9757 | 34.6082 | 34.2513 | 33.9216 | 33.6231 | 33.3511 | 33.0976 | 32.8571 | 32.6256 | 32.4014 | 32.1833 | 31.9691 | 31.7586 | 31.3561 | 30.9598 | 30.9598 | 30.9598 | 30.9598 | 30.9598 | 30.9598 | 30.9598 | 30.9598 | 30.9598
Snuggery | SA | 38.4553 | 37.8618 | 37.2661 | 36.7207 | 36.2173 | 35.7498 | 35.3403 | 34.9757 | 34.6082 | 34.2513 | 33.9216 | 33.6231 | 33.3511 | 33.0976 | 32.8571 | 32.6256 | 32.4014 | 32.1833 | 31.9691 | 31.7586 | 31.3561 | 30.9598 | 30.9598 | 30.9598 | 30.9598 | 30.9598 | 30.9598 | 30.9598 | 30.9598 | 30.9598
Dry Creek GT | SA | 11.2986 | 11.5289 | 11.1782 | 11.0791 | 11.2457 | 11.465 | 11.6053 | 11.6994 | 11.7974 | 11.8743 | 11.9208 | 11.9334 | 11.8976 | 11.871 | 11.8921 | 11.9005 | 11.8868 | 11.8821 | 11.8833 | 11.8834 | 11.8821 | 11.8808 | 11.8794 | 11.8781 | 11.8768 | 11.8754 | 11.8741 | 11.8727 | 11.8714 | 11.8701
Hallett GT | SA | 11.2986 | 11.5289 | 11.1782 | 11.0791 | 11.2457 | 11.465 | 11.6053 | 11.6994 | 11.7974 | 11.8743 | 11.9208 | 11.9334 | 11.8976 | 11.871 | 11.8921 | 11.9005 | 11.8868 | 11.8821 | 11.8833 | 11.8834 | 11.8821 | 11.8808 | 11.8794 | 11.8781 | 11.8768 | 11.8754 | 11.8741 | 11.8727 | 11.8714 | 11.8701
Ladbroke Grove | SA | 11.2986 | 11.5289 | 11.1782 | 11.0791 | 11.2457 | 11.465 | 11.6053 | 11.6994 | 11.7974 | 11.8743 | 11.9208 | 11.9334 | 11.8976 | 11.871 | 11.8921 | 11.9005 | 11.8868 | 11.8821 | 11.8833 | 11.8834 | 11.8821 | 11.8808 | 11.8794 | 11.8781 | 11.8768 | 11.8754 | 11.8741 | 11.8727 | 11.8714 | 11.8701
Mintaro GT | SA | 11.2986 | 11.5289 | 11.1782 | 11.0791 | 11.2457 | 11.465 | 11.6053 | 11.6994 | 11.7974 | 11.8743 | 11.9208 | 11.9334 | 11.8976 | 11.871 | 11.8921 | 11.9005 | 11.8868 | 11.8821 | 11.8833 | 11.8834 | 11.8821 | 11.8808 | 11.8794 | 11.8781 | 11.8768 | 11.8754 | 11.8741 | 11.8727 | 11.8714 | 11.8701
Quarantine | SA | 11.2986 | 11.5289 | 11.1782 | 11.0791 | 11.2457 | 11.465 | 11.6053 | 11.6994 | 11.7974 | 11.8743 | 11.9208 | 11.9334 | 11.8976 | 11.871 | 11.8921 | 11.9005 | 11.8868 | 11.8821 | 11.8833 | 11.8834 | 11.8821 | 11.8808 | 11.8794 | 11.8781 | 11.8768 | 11.8754 | 11.8741 | 11.8727 | 11.8714 | 11.8701
Temporary Generation South | SA | 38.4553 | 37.8618 | 37.2661 | 36.7207 | 36.2173 | 35.7498 | 35.3403 | 34.9757 | 34.6082 | 34.2513 | 33.9216 | 33.6231 | 33.3511 | 33.0976 | 32.8571 | 32.6256 | 32.4014 | 32.1833 | 31.9691 | 31.7586 | 31.3561 | 30.9598 | 30.9598 | 30.9598 | 30.9598 | 30.9598 | 30.9598 | 30.9598 | 30.9598 | 30.9598
Bell Bay Three | TAS | 11.4601 | 12.1281 | 12.3665 | 12.6212 | 12.7593 | 12.7988 | 12.8542 | 12.9125 | 12.985 | 13.071 | 13.1427 | 13.1931 | 13.2773 | 13.4194 | 13.5914 | 13.7383 | 13.8322 | 13.8922 | 13.9201 | 13.9259 | 13.9243 | 13.9227 | 13.9211 | 13.9195 | 13.9179 | 13.9163 | 13.9146 | 13.913 | 13.9114 | 13.9098
Tamar Valley Peaking | TAS | 11.4601 | 12.1281 | 12.3665 | 12.6212 | 12.7593 | 12.7988 | 12.8542 | 12.9125 | 12.985 | 13.071 | 13.1427 | 13.1931 | 13.2773 | 13.4194 | 13.5914 | 13.7383 | 13.8322 | 13.8922 | 13.9201 | 13.9259 | 13.9243 | 13.9227 | 13.9211 | 13.9195 | 13.9179 | 13.9163 | 13.9146 | 13.913 | 13.9114 | 13.9098
Somerton | VIC | 9.874 | 10.6298 | 10.9454 | 11.2963 | 11.4835 | 11.5172 | 11.549 | 11.5656 | 11.6085 | 11.665 | 11.6934 | 11.7008 | 11.7656 | 11.904 | 12.085 | 12.2546 | 12.3645 | 12.433 | 12.4638 | 12.4701 | 12.4685 | 12.4669 | 12.4653 | 12.4637 | 12.4621 | 12.4604 | 12.4588 | 12.4572 | 12.4556 | 12.454
Bairnsdale | VIC | 9.874 | 10.6298 | 10.9454 | 11.2963 | 11.4835 | 11.5172 | 11.549 | 11.5656 | 11.6085 | 11.665 | 11.6934 | 11.7008 | 11.7656 | 11.904 | 12.085 | 12.2546 | 12.3645 | 12.433 | 12.4638 | 12.4701 | 12.4685 | 12.4669 | 12.4653 | 12.4637 | 12.4621 | 12.4604 | 12.4588 | 12.4572 | 12.4556 | 12.454
Jeeralang A | VIC | 9.874 | 10.6298 | 10.9454 | 11.2963 | 11.4835 | 11.5172 | 11.549 | 11.5656 | 11.6085 | 11.665 | 11.6934 | 11.7008 | 11.7656 | 11.904 | 12.085 | 12.2546 | 12.3645 | 12.433 | 12.4638 | 12.4701 | 12.4685 | 12.4669 | 12.4653 | 12.4637 | 12.4621 | 12.4604 | 12.4588 | 12.4572 | 12.4556 | 12.454
Jeeralang B | VIC | 9.874 | 10.6298 | 10.9454 | 11.2963 | 11.4835 | 11.5172 | 11.549 | 11.5656 | 11.6085 | 11.665 | 11.6934 | 11.7008 | 11.7656 | 11.904 | 12.085 | 12.2546 | 12.3645 | 12.433 | 12.4638 | 12.4701 | 12.4685 | 12.4669 | 12.4653 | 12.4637 | 12.4621 | 12.4604 | 12.4588 | 12.4572 | 12.4556 | 12.454
Laverton North | VIC | 9.874 | 10.6298 | 10.9454 | 11.2963 | 11.4835 | 11.5172 | 11.549 | 11.5656 | 11.6085 | 11.665 | 11.6934 | 11.7008 | 11.7656 | 11.904 | 12.085 | 12.2546 | 12.3645 | 12.433 | 12.4638 | 12.4701 | 12.4685 | 12.4669 | 12.4653 | 12.4637 | 12.4621 | 12.4604 | 12.4588 | 12.4572 | 12.4556 | 12.454
Mortlake | VIC | 9.5629 | 10.3188 | 10.6344 | 10.9853 | 11.1725 | 11.2062 | 11.238 | 11.2546 | 11.2975 | 11.354 | 11.3824 | 11.3898 | 11.4546 | 11.593 | 11.774 | 11.9436 | 12.0535 | 12.122 | 12.1528 | 12.1591 | 12.1575 | 12.1559 | 12.1543 | 12.1527 | 12.151 | 12.1494 | 12.1478 | 12.1462 | 12.1446 | 12.143
Valley Power | VIC | 9.874 | 10.6298 | 10.9454 | 11.2963 | 11.4835 | 11.5172 | 11.549 | 11.5656 | 11.6085 | 11.665 | 11.6934 | 11.7008 | 11.7656 | 11.904 | 12.085 | 12.2546 | 12.3645 | 12.433 | 12.4638 | 12.4701 | 12.4685 | 12.4669 | 12.4653 | 12.4637 | 12.4621 | 12.4604 | 12.4588 | 12.4572 | 12.4556 | 12.454
Torrens Island A | SA | 11.0912 | 11.3215 | 10.9709 | 10.8718 | 11.0384 | 11.2577 | 11.3979 | 11.492 | 11.59 | 11.6669 | 11.7135 | 11.726 | 11.6903 | 11.6636 | 11.6847 | 11.6931 | 11.6794 | 11.6748 | 11.676 | 11.6761 | 11.6748 | 11.6734 | 11.6721 | 11.6707 | 11.6694 | 11.6681 | 11.6667 | 11.6654 | 11.6641 | 11.6627
Torrens Island B | SA | 11.0912 | 11.3215 | 10.9709 | 10.8718 | 11.0384 | 11.2577 | 11.3979 | 11.492 | 11.59 | 11.6669 | 11.7135 | 11.726 | 11.6903 | 11.6636 | 11.6847 | 11.6931 | 11.6794 | 11.6748 | 11.676 | 11.6761 | 11.6748 | 11.6734 | 11.6721 | 11.6707 | 11.6694 | 11.6681 | 11.6667 | 11.6654 | 11.6641 | 11.6627
Newport | VIC | 9.874 | 10.6298 | 10.9454 | 11.2963 | 11.4835 | 11.5172 | 11.549 | 11.5656 | 11.6085 | 11.665 | 11.6934 | 11.7008 | 11.7656 | 11.904 | 12.085 | 12.2546 | 12.3645 | 12.433 | 12.4638 | 12.4701 | 12.4685 | 12.4669 | 12.4653 | 12.4637 | 12.4621 | 12.4604 | 12.4588 | 12.4572 | 12.4556 | 12.454
Angaston | SA | 38.4553 | 37.8618 | 37.2661 | 36.7207 | 36.2173 | 35.7498 | 35.3403 | 34.9757 | 34.6082 | 34.2513 | 33.9216 | 33.6231 | 33.3511 | 33.0976 | 32.8571 | 32.6256 | 32.4014 | 32.1833 | 31.9691 | 31.7586 | 31.3561 | 30.9598 | 30.9598 | 30.9598 | 30.9598 | 30.9598 | 30.9598 | 30.9598 | 30.9598 | 30.9598
Barker Inlet Power Station | SA | 11.1949 | 11.4252 | 11.0746 | 10.9754 | 11.142 | 11.3614 | 11.5016 | 11.5957 | 11.6937 | 11.7706 | 11.8171 | 11.8297 | 11.7939 | 11.7673 | 11.7884 | 11.7968 | 11.7831 | 11.7785 | 11.7797 | 11.7798 | 11.7784 | 11.7771 | 11.7758 | 11.7744 | 11.7731 | 11.7717 | 11.7704 | 11.7691 | 11.7677 | 11.7664
Lonsdale | SA | 38.4553 | 37.8618 | 37.2661 | 36.7207 | 36.2173 | 35.7498 | 35.3403 | 34.9757 | 34.6082 | 34.2513 | 33.9216 | 33.6231 | 33.3511 | 33.0976 | 32.8571 | 32.6256 | 32.4014 | 32.1833 | 31.9691 | 31.7586 | 31.3561 | 30.9598 | 30.9598 | 30.9598 | 30.9598 | 30.9598 | 30.9598 | 30.9598 | 30.9598 | 30.9598
Port Stanvac 1 | SA | 38.4553 | 37.8618 | 37.2661 | 36.7207 | 36.2173 | 35.7498 | 35.3403 | 34.9757 | 34.6082 | 34.2513 | 33.9216 | 33.6231 | 33.3511 | 33.0976 | 32.8571 | 32.6256 | 32.4014 | 32.1833 | 31.9691 | 31.7586 | 31.3561 | 30.9598 | 30.9598 | 30.9598 | 30.9598 | 30.9598 | 30.9598 | 30.9598 | 30.9598 | 30.9598
Blowering | NSW | 0 | 0 | 0 | 0 | 0 | 0 | 0 | 0 | 0 | 0 | 0 | 0 | 0 | 0 | 0 | 0 | 0 | 0 | 0 | 0 | 0 | 0 | 0 | 0 | 0 | 0 | 0 | 0 | 0 | 0
Guthega | NSW | 0 | 0 | 0 | 0 | 0 | 0 | 0 | 0 | 0 | 0 | 0 | 0 | 0 | 0 | 0 | 0 | 0 | 0 | 0 | 0 | 0 | 0 | 0 | 0 | 0 | 0 | 0 | 0 | 0 | 0
Hume Dam NSW | NSW | 0 | 0 | 0 | 0 | 0 | 0 | 0 | 0 | 0 | 0 | 0 | 0 | 0 | 0 | 0 | 0 | 0 | 0 | 0 | 0 | 0 | 0 | 0 | 0 | 0 | 0 | 0 | 0 | 0 | 0
Shoalhaven | NSW | 0 | 0 | 0 | 0 | 0 | 0 | 0 | 0 | 0 | 0 | 0 | 0 | 0 | 0 | 0 | 0 | 0 | 0 | 0 | 0 | 0 | 0 | 0 | 0 | 0 | 0 | 0 | 0 | 0 | 0
Upper Tumut | NSW | 0 | 0 | 0 | 0 | 0 | 0 | 0 | 0 | 0 | 0 | 0 | 0 | 0 | 0 | 0 | 0 | 0 | 0 | 0 | 0 | 0 | 0 | 0 | 0 | 0 | 0 | 0 | 0 | 0 | 0
Tumut 3 | NSW | 0 | 0 | 0 | 0 | 0 | 0 | 0 | 0 | 0 | 0 | 0 | 0 | 0 | 0 | 0 | 0 | 0 | 0 | 0 | 0 | 0 | 0 | 0 | 0 | 0 | 0 | 0 | 0 | 0 | 0
Barron Gorge | QLD | 0 | 0 | 0 | 0 | 0 | 0 | 0 | 0 | 0 | 0 | 0 | 0 | 0 | 0 | 0 | 0 | 0 | 0 | 0 | 0 | 0 | 0 | 0 | 0 | 0 | 0 | 0 | 0 | 0 | 0
Kareeya | QLD | 0 | 0 | 0 | 0 | 0 | 0 | 0 | 0 | 0 | 0 | 0 | 0 | 0 | 0 | 0 | 0 | 0 | 0 | 0 | 0 | 0 | 0 | 0 | 0 | 0 | 0 | 0 | 0 | 0 | 0
Wivenhoe | QLD | 0 | 0 | 0 | 0 | 0 | 0 | 0 | 0 | 0 | 0 | 0 | 0 | 0 | 0 | 0 | 0 | 0 | 0 | 0 | 0 | 0 | 0 | 0 | 0 | 0 | 0 | 0 | 0 | 0 | 0
Bastyan | TAS | 0 | 0 | 0 | 0 | 0 | 0 | 0 | 0 | 0 | 0 | 0 | 0 | 0 | 0 | 0 | 0 | 0 | 0 | 0 | 0 | 0 | 0 | 0 | 0 | 0 | 0 | 0 | 0 | 0 | 0
Catagunya / Liapootah / Wayatinah | TAS | 0 | 0 | 0 | 0 | 0 | 0 | 0 | 0 | 0 | 0 | 0 | 0 | 0 | 0 | 0 | 0 | 0 | 0 | 0 | 0 | 0 | 0 | 0 | 0 | 0 | 0 | 0 | 0 | 0 | 0
Cethana | TAS | 0 | 0 | 0 | 0 | 0 | 0 | 0 | 0 | 0 | 0 | 0 | 0 | 0 | 0 | 0 | 0 | 0 | 0 | 0 | 0 | 0 | 0 | 0 | 0 | 0 | 0 | 0 | 0 | 0 | 0
Devils Gate | TAS | 0 | 0 | 0 | 0 | 0 | 0 | 0 | 0 | 0 | 0 | 0 | 0 | 0 | 0 | 0 | 0 | 0 | 0 | 0 | 0 | 0 | 0 | 0 | 0 | 0 | 0 | 0 | 0 | 0 | 0
Fisher | TAS | 0 | 0 | 0 | 0 | 0 | 0 | 0 | 0 | 0 | 0 | 0 | 0 | 0 | 0 | 0 | 0 | 0 | 0 | 0 | 0 | 0 | 0 | 0 | 0 | 0 | 0 | 0 | 0 | 0 | 0
Gordon | TAS | 0 | 0 | 0 | 0 | 0 | 0 | 0 | 0 | 0 | 0 | 0 | 0 | 0 | 0 | 0 | 0 | 0 | 0 | 0 | 0 | 0 | 0 | 0 | 0 | 0 | 0 | 0 | 0 | 0 | 0
John Butters | TAS | 0 | 0 | 0 | 0 | 0 | 0 | 0 | 0 | 0 | 0 | 0 | 0 | 0 | 0 | 0 | 0 | 0 | 0 | 0 | 0 | 0 | 0 | 0 | 0 | 0 | 0 | 0 | 0 | 0 | 0
Lake Echo | TAS | 0 | 0 | 0 | 0 | 0 | 0 | 0 | 0 | 0 | 0 | 0 | 0 | 0 | 0 | 0 | 0 | 0 | 0 | 0 | 0 | 0 | 0 | 0 | 0 | 0 | 0 | 0 | 0 | 0 | 0
Lemonthyme / Wilmot | TAS | 0 | 0 | 0 | 0 | 0 | 0 | 0 | 0 | 0 | 0 | 0 | 0 | 0 | 0 | 0 | 0 | 0 | 0 | 0 | 0 | 0 | 0 | 0 | 0 | 0 | 0 | 0 | 0 | 0 | 0
Mackintosh | TAS | 0 | 0 | 0 | 0 | 0 | 0 | 0 | 0 | 0 | 0 | 0 | 0 | 0 | 0 | 0 | 0 | 0 | 0 | 0 | 0 | 0 | 0 | 0 | 0 | 0 | 0 | 0 | 0 | 0 | 0
Meadowbank | TAS | 0 | 0 | 0 | 0 | 0 | 0 | 0 | 0 | 0 | 0 | 0 | 0 | 0 | 0 | 0 | 0 | 0 | 0 | 0 | 0 | 0 | 0 | 0 | 0 | 0 | 0 | 0 | 0 | 0 | 0
Poatina | TAS | 0 | 0 | 0 | 0 | 0 | 0 | 0 | 0 | 0 | 0 | 0 | 0 | 0 | 0 | 0 | 0 | 0 | 0 | 0 | 0 | 0 | 0 | 0 | 0 | 0 | 0 | 0 | 0 | 0 | 0
Reece | TAS | 0 | 0 | 0 | 0 | 0 | 0 | 0 | 0 | 0 | 0 | 0 | 0 | 0 | 0 | 0 | 0 | 0 | 0 | 0 | 0 | 0 | 0 | 0 | 0 | 0 | 0 | 0 | 0 | 0 | 0
Tarraleah | TAS | 0 | 0 | 0 | 0 | 0 | 0 | 0 | 0 | 0 | 0 | 0 | 0 | 0 | 0 | 0 | 0 | 0 | 0 | 0 | 0 | 0 | 0 | 0 | 0 | 0 | 0 | 0 | 0 | 0 | 0
Trevallyn | TAS | 0 | 0 | 0 | 0 | 0 | 0 | 0 | 0 | 0 | 0 | 0 | 0 | 0 | 0 | 0 | 0 | 0 | 0 | 0 | 0 | 0 | 0 | 0 | 0 | 0 | 0 | 0 | 0 | 0 | 0
Tribute | TAS | 0 | 0 | 0 | 0 | 0 | 0 | 0 | 0 | 0 | 0 | 0 | 0 | 0 | 0 | 0 | 0 | 0 | 0 | 0 | 0 | 0 | 0 | 0 | 0 | 0 | 0 | 0 | 0 | 0 | 0
Tungatinah | TAS | 0 | 0 | 0 | 0 | 0 | 0 | 0 | 0 | 0 | 0 | 0 | 0 | 0 | 0 | 0 | 0 | 0 | 0 | 0 | 0 | 0 | 0 | 0 | 0 | 0 | 0 | 0 | 0 | 0 | 0
Bogong / MacKay | VIC | 0 | 0 | 0 | 0 | 0 | 0 | 0 | 0 | 0 | 0 | 0 | 0 | 0 | 0 | 0 | 0 | 0 | 0 | 0 | 0 | 0 | 0 | 0 | 0 | 0 | 0 | 0 | 0 | 0 | 0
Dartmouth | VIC | 0 | 0 | 0 | 0 | 0 | 0 | 0 | 0 | 0 | 0 | 0 | 0 | 0 | 0 | 0 | 0 | 0 | 0 | 0 | 0 | 0 | 0 | 0 | 0 | 0 | 0 | 0 | 0 | 0 | 0
Eildon | VIC | 0 | 0 | 0 | 0 | 0 | 0 | 0 | 0 | 0 | 0 | 0 | 0 | 0 | 0 | 0 | 0 | 0 | 0 | 0 | 0 | 0 | 0 | 0 | 0 | 0 | 0 | 0 | 0 | 0 | 0
Hume Dam VIC | VIC | 0 | 0 | 0 | 0 | 0 | 0 | 0 | 0 | 0 | 0 | 0 | 0 | 0 | 0 | 0 | 0 | 0 | 0 | 0 | 0 | 0 | 0 | 0 | 0 | 0 | 0 | 0 | 0 | 0 | 0
Murray 1 | VIC | 0 | 0 | 0 | 0 | 0 | 0 | 0 | 0 | 0 | 0 | 0 | 0 | 0 | 0 | 0 | 0 | 0 | 0 | 0 | 0 | 0 | 0 | 0 | 0 | 0 | 0 | 0 | 0 | 0 | 0
Murray 2 | VIC | 0 | 0 | 0 | 0 | 0 | 0 | 0 | 0 | 0 | 0 | 0 | 0 | 0 | 0 | 0 | 0 | 0 | 0 | 0 | 0 | 0 | 0 | 0 | 0 | 0 | 0 | 0 | 0 | 0 | 0
West Kiewa | VIC | 0 | 0 | 0 | 0 | 0 | 0 | 0 | 0 | 0 | 0 | 0 | 0 | 0 | 0 | 0 | 0 | 0 | 0 | 0 | 0 | 0 | 0 | 0 | 0 | 0 | 0 | 0 | 0 | 0 | 0
Beryl Solar Farm | NSW | 0 | 0 | 0 | 0 | 0 | 0 | 0 | 0 | 0 | 0 | 0 | 0 | 0 | 0 | 0 | 0 | 0 | 0 | 0 | 0 | 0 | 0 | 0 | 0 | 0 | 0 | 0 | 0 | 0 | 0
Bomen Solar Farm | NSW | 0 | 0 | 0 | 0 | 0 | 0 | 0 | 0 | 0 | 0 | 0 | 0 | 0 | 0 | 0 | 0 | 0 | 0 | 0 | 0 | 0 | 0 | 0 | 0 | 0 | 0 | 0 | 0 | 0 | 0
Broken Hill Solar Farm | NSW | 0 | 0 | 0 | 0 | 0 | 0 | 0 | 0 | 0 | 0 | 0 | 0 | 0 | 0 | 0 | 0 | 0 | 0 | 0 | 0 | 0 | 0 | 0 | 0 | 0 | 0 | 0 | 0 | 0 | 0
Coleambally Solar Farm | NSW | 0 | 0 | 0 | 0 | 0 | 0 | 0 | 0 | 0 | 0 | 0 | 0 | 0 | 0 | 0 | 0 | 0 | 0 | 0 | 0 | 0 | 0 | 0 | 0 | 0 | 0 | 0 | 0 | 0 | 0
Darlington Point Solar Farm | NSW | 0 | 0 | 0 | 0 | 0 | 0 | 0 | 0 | 0 | 0 | 0 | 0 | 0 | 0 | 0 | 0 | 0 | 0 | 0 | 0 | 0 | 0 | 0 | 0 | 0 | 0 | 0 | 0 | 0 | 0
Finley Solar Farm | NSW | 0 | 0 | 0 | 0 | 0 | 0 | 0 | 0 | 0 | 0 | 0 | 0 | 0 | 0 | 0 | 0 | 0 | 0 | 0 | 0 | 0 | 0 | 0 | 0 | 0 | 0 | 0 | 0 | 0 | 0
Goonumbla Solar Farm | NSW | 0 | 0 | 0 | 0 | 0 | 0 | 0 | 0 | 0 | 0 | 0 | 0 | 0 | 0 | 0 | 0 | 0 | 0 | 0 | 0 | 0 | 0 | 0 | 0 | 0 | 0 | 0 | 0 | 0 | 0
Gullen Range Solar Farm | NSW | 0 | 0 | 0 | 0 | 0 | 0 | 0 | 0 | 0 | 0 | 0 | 0 | 0 | 0 | 0 | 0 | 0 | 0 | 0 | 0 | 0 | 0 | 0 | 0 | 0 | 0 | 0 | 0 | 0 | 0
Limondale Solar Farm 1 | NSW | 0 | 0 | 0 | 0 | 0 | 0 | 0 | 0 | 0 | 0 | 0 | 0 | 0 | 0 | 0 | 0 | 0 | 0 | 0 | 0 | 0 | 0 | 0 | 0 | 0 | 0 | 0 | 0 | 0 | 0
Limondale Solar Farm 2 | NSW | 0 | 0 | 0 | 0 | 0 | 0 | 0 | 0 | 0 | 0 | 0 | 0 | 0 | 0 | 0 | 0 | 0 | 0 | 0 | 0 | 0 | 0 | 0 | 0 | 0 | 0 | 0 | 0 | 0 | 0
Manildra Solar Farm | NSW | 0 | 0 | 0 | 0 | 0 | 0 | 0 | 0 | 0 | 0 | 0 | 0 | 0 | 0 | 0 | 0 | 0 | 0 | 0 | 0 | 0 | 0 | 0 | 0 | 0 | 0 | 0 | 0 | 0 | 0
Molong Solar Farm | NSW | 0 | 0 | 0 | 0 | 0 | 0 | 0 | 0 | 0 | 0 | 0 | 0 | 0 | 0 | 0 | 0 | 0 | 0 | 0 | 0 | 0 | 0 | 0 | 0 | 0 | 0 | 0 | 0 | 0 | 0
Moree Solar Farm | NSW | 0 | 0 | 0 | 0 | 0 | 0 | 0 | 0 | 0 | 0 | 0 | 0 | 0 | 0 | 0 | 0 | 0 | 0 | 0 | 0 | 0 | 0 | 0 | 0 | 0 | 0 | 0 | 0 | 0 | 0
Nevertire Solar Farm | NSW | 0 | 0 | 0 | 0 | 0 | 0 | 0 | 0 | 0 | 0 | 0 | 0 | 0 | 0 | 0 | 0 | 0 | 0 | 0 | 0 | 0 | 0 | 0 | 0 | 0 | 0 | 0 | 0 | 0 | 0
Nyngan Solar Plant | NSW | 0 | 0 | 0 | 0 | 0 | 0 | 0 | 0 | 0 | 0 | 0 | 0 | 0 | 0 | 0 | 0 | 0 | 0 | 0 | 0 | 0 | 0 | 0 | 0 | 0 | 0 | 0 | 0 | 0 | 0
Parkes Solar Farm | NSW | 0 | 0 | 0 | 0 | 0 | 0 | 0 | 0 | 0 | 0 | 0 | 0 | 0 | 0 | 0 | 0 | 0 | 0 | 0 | 0 | 0 | 0 | 0 | 0 | 0 | 0 | 0 | 0 | 0 | 0
Sunraysia Solar Farm | NSW | 0 | 0 | 0 | 0 | 0 | 0 | 0 | 0 | 0 | 0 | 0 | 0 | 0 | 0 | 0 | 0 | 0 | 0 | 0 | 0 | 0 | 0 | 0 | 0 | 0 | 0 | 0 | 0 | 0 | 0
White Rock Solar Farm | NSW | 0 | 0 | 0 | 0 | 0 | 0 | 0 | 0 | 0 | 0 | 0 | 0 | 0 | 0 | 0 | 0 | 0 | 0 | 0 | 0 | 0 | 0 | 0 | 0 | 0 | 0 | 0 | 0 | 0 | 0
Childers Solar Farm | QLD | 0 | 0 | 0 | 0 | 0 | 0 | 0 | 0 | 0 | 0 | 0 | 0 | 0 | 0 | 0 | 0 | 0 | 0 | 0 | 0 | 0 | 0 | 0 | 0 | 0 | 0 | 0 | 0 | 0 | 0
Clare Solar Farm | QLD | 0 | 0 | 0 | 0 | 0 | 0 | 0 | 0 | 0 | 0 | 0 | 0 | 0 | 0 | 0 | 0 | 0 | 0 | 0 | 0 | 0 | 0 | 0 | 0 | 0 | 0 | 0 | 0 | 0 | 0
Clermont Solar Farm | QLD | 0 | 0 | 0 | 0 | 0 | 0 | 0 | 0 | 0 | 0 | 0 | 0 | 0 | 0 | 0 | 0 | 0 | 0 | 0 | 0 | 0 | 0 | 0 | 0 | 0 | 0 | 0 | 0 | 0 | 0
Collinsville Solar Farm | QLD | 0 | 0 | 0 | 0 | 0 | 0 | 0 | 0 | 0 | 0 | 0 | 0 | 0 | 0 | 0 | 0 | 0 | 0 | 0 | 0 | 0 | 0 | 0 | 0 | 0 | 0 | 0 | 0 | 0 | 0
Darling Downs Solar Farm | QLD | 0 | 0 | 0 | 0 | 0 | 0 | 0 | 0 | 0 | 0 | 0 | 0 | 0 | 0 | 0 | 0 | 0 | 0 | 0 | 0 | 0 | 0 | 0 | 0 | 0 | 0 | 0 | 0 | 0 | 0
Daydream Solar Farm | QLD | 0 | 0 | 0 | 0 | 0 | 0 | 0 | 0 | 0 | 0 | 0 | 0 | 0 | 0 | 0 | 0 | 0 | 0 | 0 | 0 | 0 | 0 | 0 | 0 | 0 | 0 | 0 | 0 | 0 | 0
Emerald Solar Farm | QLD | 0 | 0 | 0 | 0 | 0 | 0 | 0 | 0 | 0 | 0 | 0 | 0 | 0 | 0 | 0 | 0 | 0 | 0 | 0 | 0 | 0 | 0 | 0 | 0 | 0 | 0 | 0 | 0 | 0 | 0
Hamilton Solar Farm | QLD | 0 | 0 | 0 | 0 | 0 | 0 | 0 | 0 | 0 | 0 | 0 | 0 | 0 | 0 | 0 | 0 | 0 | 0 | 0 | 0 | 0 | 0 | 0 | 0 | 0 | 0 | 0 | 0 | 0 | 0
Haughton Solar Farm | QLD | 0 | 0 | 0 | 0 | 0 | 0 | 0 | 0 | 0 | 0 | 0 | 0 | 0 | 0 | 0 | 0 | 0 | 0 | 0 | 0 | 0 | 0 | 0 | 0 | 0 | 0 | 0 | 0 | 0 | 0
Hayman Solar Farm | QLD | 0 | 0 | 0 | 0 | 0 | 0 | 0 | 0 | 0 | 0 | 0 | 0 | 0 | 0 | 0 | 0 | 0 | 0 | 0 | 0 | 0 | 0 | 0 | 0 | 0 | 0 | 0 | 0 | 0 | 0
Hughenden Solar Farm | QLD | 0 | 0 | 0 | 0 | 0 | 0 | 0 | 0 | 0 | 0 | 0 | 0 | 0 | 0 | 0 | 0 | 0 | 0 | 0 | 0 | 0 | 0 | 0 | 0 | 0 | 0 | 0 | 0 | 0 | 0
Kidston Solar Farm | QLD | 0 | 0 | 0 | 0 | 0 | 0 | 0 | 0 | 0 | 0 | 0 | 0 | 0 | 0 | 0 | 0 | 0 | 0 | 0 | 0 | 0 | 0 | 0 | 0 | 0 | 0 | 0 | 0 | 0 | 0
Lilyvale Solar Farm | QLD | 0 | 0 | 0 | 0 | 0 | 0 | 0 | 0 | 0 | 0 | 0 | 0 | 0 | 0 | 0 | 0 | 0 | 0 | 0 | 0 | 0 | 0 | 0 | 0 | 0 | 0 | 0 | 0 | 0 | 0
Longreach Solar Farm | QLD | 0 | 0 | 0 | 0 | 0 | 0 | 0 | 0 | 0 | 0 | 0 | 0 | 0 | 0 | 0 | 0 | 0 | 0 | 0 | 0 | 0 | 0 | 0 | 0 | 0 | 0 | 0 | 0 | 0 | 0
Middlemount Sun Farm | QLD | 0 | 0 | 0 | 0 | 0 | 0 | 0 | 0 | 0 | 0 | 0 | 0 | 0 | 0 | 0 | 0 | 0 | 0 | 0 | 0 | 0 | 0 | 0 | 0 | 0 | 0 | 0 | 0 | 0 | 0
Oakey 1 Solar Farm | QLD | 0 | 0 | 0 | 0 | 0 | 0 | 0 | 0 | 0 | 0 | 0 | 0 | 0 | 0 | 0 | 0 | 0 | 0 | 0 | 0 | 0 | 0 | 0 | 0 | 0 | 0 | 0 | 0 | 0 | 0
Oakey 2 Solar Farm | QLD | 0 | 0 | 0 | 0 | 0 | 0 | 0 | 0 | 0 | 0 | 0 | 0 | 0 | 0 | 0 | 0 | 0 | 0 | 0 | 0 | 0 | 0 | 0 | 0 | 0 | 0 | 0 | 0 | 0 | 0
Ross River Solar Farm | QLD | 0 | 0 | 0 | 0 | 0 | 0 | 0 | 0 | 0 | 0 | 0 | 0 | 0 | 0 | 0 | 0 | 0 | 0 | 0 | 0 | 0 | 0 | 0 | 0 | 0 | 0 | 0 | 0 | 0 | 0
Rugby Run Solar Farm | QLD | 0 | 0 | 0 | 0 | 0 | 0 | 0 | 0 | 0 | 0 | 0 | 0 | 0 | 0 | 0 | 0 | 0 | 0 | 0 | 0 | 0 | 0 | 0 | 0 | 0 | 0 | 0 | 0 | 0 | 0
Sun Metals Corporation Solar Farm | QLD | 0 | 0 | 0 | 0 | 0 | 0 | 0 | 0 | 0 | 0 | 0 | 0 | 0 | 0 | 0 | 0 | 0 | 0 | 0 | 0 | 0 | 0 | 0 | 0 | 0 | 0 | 0 | 0 | 0 | 0
Susan River Solar Farm | QLD | 0 | 0 | 0 | 0 | 0 | 0 | 0 | 0 | 0 | 0 | 0 | 0 | 0 | 0 | 0 | 0 | 0 | 0 | 0 | 0 | 0 | 0 | 0 | 0 | 0 | 0 | 0 | 0 | 0 | 0
Whitsunday Solar Farm | QLD | 0 | 0 | 0 | 0 | 0 | 0 | 0 | 0 | 0 | 0 | 0 | 0 | 0 | 0 | 0 | 0 | 0 | 0 | 0 | 0 | 0 | 0 | 0 | 0 | 0 | 0 | 0 | 0 | 0 | 0
Yarranlea Solar Farm | QLD | 0 | 0 | 0 | 0 | 0 | 0 | 0 | 0 | 0 | 0 | 0 | 0 | 0 | 0 | 0 | 0 | 0 | 0 | 0 | 0 | 0 | 0 | 0 | 0 | 0 | 0 | 0 | 0 | 0 | 0
Bungala one Solar Farm | SA | 0 | 0 | 0 | 0 | 0 | 0 | 0 | 0 | 0 | 0 | 0 | 0 | 0 | 0 | 0 | 0 | 0 | 0 | 0 | 0 | 0 | 0 | 0 | 0 | 0 | 0 | 0 | 0 | 0 | 0
Bungala Two Solar Farm | SA | 0 | 0 | 0 | 0 | 0 | 0 | 0 | 0 | 0 | 0 | 0 | 0 | 0 | 0 | 0 | 0 | 0 | 0 | 0 | 0 | 0 | 0 | 0 | 0 | 0 | 0 | 0 | 0 | 0 | 0
Tailem Bend Solar Farm | SA | 0 | 0 | 0 | 0 | 0 | 0 | 0 | 0 | 0 | 0 | 0 | 0 | 0 | 0 | 0 | 0 | 0 | 0 | 0 | 0 | 0 | 0 | 0 | 0 | 0 | 0 | 0 | 0 | 0 | 0
Bannerton Solar Farm | VIC | 0 | 0 | 0 | 0 | 0 | 0 | 0 | 0 | 0 | 0 | 0 | 0 | 0 | 0 | 0 | 0 | 0 | 0 | 0 | 0 | 0 | 0 | 0 | 0 | 0 | 0 | 0 | 0 | 0 | 0
Gannawarra Solar Farm | VIC | 0 | 0 | 0 | 0 | 0 | 0 | 0 | 0 | 0 | 0 | 0 | 0 | 0 | 0 | 0 | 0 | 0 | 0 | 0 | 0 | 0 | 0 | 0 | 0 | 0 | 0 | 0 | 0 | 0 | 0
Glenrowan West Solar Farm | VIC | 0 | 0 | 0 | 0 | 0 | 0 | 0 | 0 | 0 | 0 | 0 | 0 | 0 | 0 | 0 | 0 | 0 | 0 | 0 | 0 | 0 | 0 | 0 | 0 | 0 | 0 | 0 | 0 | 0 | 0
Karadoc Solar Farm | VIC | 0 | 0 | 0 | 0 | 0 | 0 | 0 | 0 | 0 | 0 | 0 | 0 | 0 | 0 | 0 | 0 | 0 | 0 | 0 | 0 | 0 | 0 | 0 | 0 | 0 | 0 | 0 | 0 | 0 | 0
Kiamal Solar Farm stage 1 | VIC | 0 | 0 | 0 | 0 | 0 | 0 | 0 | 0 | 0 | 0 | 0 | 0 | 0 | 0 | 0 | 0 | 0 | 0 | 0 | 0 | 0 | 0 | 0 | 0 | 0 | 0 | 0 | 0 | 0 | 0
Numurkah Solar Farm | VIC | 0 | 0 | 0 | 0 | 0 | 0 | 0 | 0 | 0 | 0 | 0 | 0 | 0 | 0 | 0 | 0 | 0 | 0 | 0 | 0 | 0 | 0 | 0 | 0 | 0 | 0 | 0 | 0 | 0 | 0
Wemen Solar Farm | VIC | 0 | 0 | 0 | 0 | 0 | 0 | 0 | 0 | 0 | 0 | 0 | 0 | 0 | 0 | 0 | 0 | 0 | 0 | 0 | 0 | 0 | 0 | 0 | 0 | 0 | 0 | 0 | 0 | 0 | 0
Yatpool Solar Farm | VIC | 0 | 0 | 0 | 0 | 0 | 0 | 0 | 0 | 0 | 0 | 0 | 0 | 0 | 0 | 0 | 0 | 0 | 0 | 0 | 0 | 0 | 0 | 0 | 0 | 0 | 0 | 0 | 0 | 0 | 0
Bango 973 Wind Farm | NSW | 0 | 0 | 0 | 0 | 0 | 0 | 0 | 0 | 0 | 0 | 0 | 0 | 0 | 0 | 0 | 0 | 0 | 0 | 0 | 0 | 0 | 0 | 0 | 0 | 0 | 0 | 0 | 0 | 0 | 0
Boco Rock Wind Farm | NSW | 0 | 0 | 0 | 0 | 0 | 0 | 0 | 0 | 0 | 0 | 0 | 0 | 0 | 0 | 0 | 0 | 0 | 0 | 0 | 0 | 0 | 0 | 0 | 0 | 0 | 0 | 0 | 0 | 0 | 0
Bodangora Wind Farm | NSW | 0 | 0 | 0 | 0 | 0 | 0 | 0 | 0 | 0 | 0 | 0 | 0 | 0 | 0 | 0 | 0 | 0 | 0 | 0 | 0 | 0 | 0 | 0 | 0 | 0 | 0 | 0 | 0 | 0 | 0
Capital Wind Farm | NSW | 0 | 0 | 0 | 0 | 0 | 0 | 0 | 0 | 0 | 0 | 0 | 0 | 0 | 0 | 0 | 0 | 0 | 0 | 0 | 0 | 0 | 0 | 0 | 0 | 0 | 0 | 0 | 0 | 0 | 0
Collector Wind Farm | NSW | 0 | 0 | 0 | 0 | 0 | 0 | 0 | 0 | 0 | 0 | 0 | 0 | 0 | 0 | 0 | 0 | 0 | 0 | 0 | 0 | 0 | 0 | 0 | 0 | 0 | 0 | 0 | 0 | 0 | 0
Crookwell 2 Wind Farm | NSW | 0 | 0 | 0 | 0 | 0 | 0 | 0 | 0 | 0 | 0 | 0 | 0 | 0 | 0 | 0 | 0 | 0 | 0 | 0 | 0 | 0 | 0 | 0 | 0 | 0 | 0 | 0 | 0 | 0 | 0
Crudine Ridge Wind Farm | NSW | 0 | 0 | 0 | 0 | 0 | 0 | 0 | 0 | 0 | 0 | 0 | 0 | 0 | 0 | 0 | 0 | 0 | 0 | 0 | 0 | 0 | 0 | 0 | 0 | 0 | 0 | 0 | 0 | 0 | 0
Cullerin Range Wind Farm | NSW | 0 | 0 | 0 | 0 | 0 | 0 | 0 | 0 | 0 | 0 | 0 | 0 | 0 | 0 | 0 | 0 | 0 | 0 | 0 | 0 | 0 | 0 | 0 | 0 | 0 | 0 | 0 | 0 | 0 | 0
Gullen Range Wind Farm | NSW | 0 | 0 | 0 | 0 | 0 | 0 | 0 | 0 | 0 | 0 | 0 | 0 | 0 | 0 | 0 | 0 | 0 | 0 | 0 | 0 | 0 | 0 | 0 | 0 | 0 | 0 | 0 | 0 | 0 | 0
Gunning Wind Farm | NSW | 0 | 0 | 0 | 0 | 0 | 0 | 0 | 0 | 0 | 0 | 0 | 0 | 0 | 0 | 0 | 0 | 0 | 0 | 0 | 0 | 0 | 0 | 0 | 0 | 0 | 0 | 0 | 0 | 0 | 0
Sapphire Wind Farm | NSW | 0 | 0 | 0 | 0 | 0 | 0 | 0 | 0 | 0 | 0 | 0 | 0 | 0 | 0 | 0 | 0 | 0 | 0 | 0 | 0 | 0 | 0 | 0 | 0 | 0 | 0 | 0 | 0 | 0 | 0
Silverton Wind Farm | NSW | 0 | 0 | 0 | 0 | 0 | 0 | 0 | 0 | 0 | 0 | 0 | 0 | 0 | 0 | 0 | 0 | 0 | 0 | 0 | 0 | 0 | 0 | 0 | 0 | 0 | 0 | 0 | 0 | 0 | 0
Taralga Wind Farm | NSW | 0 | 0 | 0 | 0 | 0 | 0 | 0 | 0 | 0 | 0 | 0 | 0 | 0 | 0 | 0 | 0 | 0 | 0 | 0 | 0 | 0 | 0 | 0 | 0 | 0 | 0 | 0 | 0 | 0 | 0
White Rock Wind Farm - Stage 1 | NSW | 0 | 0 | 0 | 0 | 0 | 0 | 0 | 0 | 0 | 0 | 0 | 0 | 0 | 0 | 0 | 0 | 0 | 0 | 0 | 0 | 0 | 0 | 0 | 0 | 0 | 0 | 0 | 0 | 0 | 0
Woodlawn Wind Farm | NSW | 0 | 0 | 0 | 0 | 0 | 0 | 0 | 0 | 0 | 0 | 0 | 0 | 0 | 0 | 0 | 0 | 0 | 0 | 0 | 0 | 0 | 0 | 0 | 0 | 0 | 0 | 0 | 0 | 0 | 0
Coopers Gap Wind Farm | QLD | 0 | 0 | 0 | 0 | 0 | 0 | 0 | 0 | 0 | 0 | 0 | 0 | 0 | 0 | 0 | 0 | 0 | 0 | 0 | 0 | 0 | 0 | 0 | 0 | 0 | 0 | 0 | 0 | 0 | 0
Mount Emerald Wind Farm | QLD | 0 | 0 | 0 | 0 | 0 | 0 | 0 | 0 | 0 | 0 | 0 | 0 | 0 | 0 | 0 | 0 | 0 | 0 | 0 | 0 | 0 | 0 | 0 | 0 | 0 | 0 | 0 | 0 | 0 | 0
Canunda Wind Farm | SA | 0 | 0 | 0 | 0 | 0 | 0 | 0 | 0 | 0 | 0 | 0 | 0 | 0 | 0 | 0 | 0 | 0 | 0 | 0 | 0 | 0 | 0 | 0 | 0 | 0 | 0 | 0 | 0 | 0 | 0
Cathedral Rocks Wind Farm | SA | 0 | 0 | 0 | 0 | 0 | 0 | 0 | 0 | 0 | 0 | 0 | 0 | 0 | 0 | 0 | 0 | 0 | 0 | 0 | 0 | 0 | 0 | 0 | 0 | 0 | 0 | 0 | 0 | 0 | 0
Clements Gap Wind Farm | SA | 0 | 0 | 0 | 0 | 0 | 0 | 0 | 0 | 0 | 0 | 0 | 0 | 0 | 0 | 0 | 0 | 0 | 0 | 0 | 0 | 0 | 0 | 0 | 0 | 0 | 0 | 0 | 0 | 0 | 0
Hallett Stage 1 Brown Hill Wind Farm | SA | 0 | 0 | 0 | 0 | 0 | 0 | 0 | 0 | 0 | 0 | 0 | 0 | 0 | 0 | 0 | 0 | 0 | 0 | 0 | 0 | 0 | 0 | 0 | 0 | 0 | 0 | 0 | 0 | 0 | 0
Hallett Stage 2 Hallett Hill Wind Farm | SA | 0 | 0 | 0 | 0 | 0 | 0 | 0 | 0 | 0 | 0 | 0 | 0 | 0 | 0 | 0 | 0 | 0 | 0 | 0 | 0 | 0 | 0 | 0 | 0 | 0 | 0 | 0 | 0 | 0 | 0
Hallett 4 North Brown Hill Wind Farm | SA | 0 | 0 | 0 | 0 | 0 | 0 | 0 | 0 | 0 | 0 | 0 | 0 | 0 | 0 | 0 | 0 | 0 | 0 | 0 | 0 | 0 | 0 | 0 | 0 | 0 | 0 | 0 | 0 | 0 | 0
Hallett 5 The Bluff Wind Farm | SA | 0 | 0 | 0 | 0 | 0 | 0 | 0 | 0 | 0 | 0 | 0 | 0 | 0 | 0 | 0 | 0 | 0 | 0 | 0 | 0 | 0 | 0 | 0 | 0 | 0 | 0 | 0 | 0 | 0 | 0
Hornsdale Wind Farm Stage 1 | SA | 0 | 0 | 0 | 0 | 0 | 0 | 0 | 0 | 0 | 0 | 0 | 0 | 0 | 0 | 0 | 0 | 0 | 0 | 0 | 0 | 0 | 0 | 0 | 0 | 0 | 0 | 0 | 0 | 0 | 0
Hornsdale Wind Farm Stage 2 | SA | 0 | 0 | 0 | 0 | 0 | 0 | 0 | 0 | 0 | 0 | 0 | 0 | 0 | 0 | 0 | 0 | 0 | 0 | 0 | 0 | 0 | 0 | 0 | 0 | 0 | 0 | 0 | 0 | 0 | 0
Hornsdale Wind Farm Stage 3 | SA | 0 | 0 | 0 | 0 | 0 | 0 | 0 | 0 | 0 | 0 | 0 | 0 | 0 | 0 | 0 | 0 | 0 | 0 | 0 | 0 | 0 | 0 | 0 | 0 | 0 | 0 | 0 | 0 | 0 | 0
Lake Bonney 1 Wind Farm | SA | 0 | 0 | 0 | 0 | 0 | 0 | 0 | 0 | 0 | 0 | 0 | 0 | 0 | 0 | 0 | 0 | 0 | 0 | 0 | 0 | 0 | 0 | 0 | 0 | 0 | 0 | 0 | 0 | 0 | 0
Lake Bonney 2 Wind Farm | SA | 0 | 0 | 0 | 0 | 0 | 0 | 0 | 0 | 0 | 0 | 0 | 0 | 0 | 0 | 0 | 0 | 0 | 0 | 0 | 0 | 0 | 0 | 0 | 0 | 0 | 0 | 0 | 0 | 0 | 0
Lake Bonney 3 Wind Farm | SA | 0 | 0 | 0 | 0 | 0 | 0 | 0 | 0 | 0 | 0 | 0 | 0 | 0 | 0 | 0 | 0 | 0 | 0 | 0 | 0 | 0 | 0 | 0 | 0 | 0 | 0 | 0 | 0 | 0 | 0
Lincoln Gap Wind Farm - stage 1 | SA | 0 | 0 | 0 | 0 | 0 | 0 | 0 | 0 | 0 | 0 | 0 | 0 | 0 | 0 | 0 | 0 | 0 | 0 | 0 | 0 | 0 | 0 | 0 | 0 | 0 | 0 | 0 | 0 | 0 | 0
Mount Millar Wind Farm | SA | 0 | 0 | 0 | 0 | 0 | 0 | 0 | 0 | 0 | 0 | 0 | 0 | 0 | 0 | 0 | 0 | 0 | 0 | 0 | 0 | 0 | 0 | 0 | 0 | 0 | 0 | 0 | 0 | 0 | 0
Snowtown Wind Farm | SA | 0 | 0 | 0 | 0 | 0 | 0 | 0 | 0 | 0 | 0 | 0 | 0 | 0 | 0 | 0 | 0 | 0 | 0 | 0 | 0 | 0 | 0 | 0 | 0 | 0 | 0 | 0 | 0 | 0 | 0
Snowtown S2 Wind Farm - North | SA | 0 | 0 | 0 | 0 | 0 | 0 | 0 | 0 | 0 | 0 | 0 | 0 | 0 | 0 | 0 | 0 | 0 | 0 | 0 | 0 | 0 | 0 | 0 | 0 | 0 | 0 | 0 | 0 | 0 | 0
Snowtown S2 Wind Farm - South | SA | 0 | 0 | 0 | 0 | 0 | 0 | 0 | 0 | 0 | 0 | 0 | 0 | 0 | 0 | 0 | 0 | 0 | 0 | 0 | 0 | 0 | 0 | 0 | 0 | 0 | 0 | 0 | 0 | 0 | 0
Starfish Hill Wind Farm | SA | 0 | 0 | 0 | 0 | 0 | 0 | 0 | 0 | 0 | 0 | 0 | 0 | 0 | 0 | 0 | 0 | 0 | 0 | 0 | 0 | 0 | 0 | 0 | 0 | 0 | 0 | 0 | 0 | 0 | 0
Waterloo Wind Farm | SA | 0 | 0 | 0 | 0 | 0 | 0 | 0 | 0 | 0 | 0 | 0 | 0 | 0 | 0 | 0 | 0 | 0 | 0 | 0 | 0 | 0 | 0 | 0 | 0 | 0 | 0 | 0 | 0 | 0 | 0
Wattle Point Wind Farm | SA | 0 | 0 | 0 | 0 | 0 | 0 | 0 | 0 | 0 | 0 | 0 | 0 | 0 | 0 | 0 | 0 | 0 | 0 | 0 | 0 | 0 | 0 | 0 | 0 | 0 | 0 | 0 | 0 | 0 | 0
Willogoleche Wind Farm | SA | 0 | 0 | 0 | 0 | 0 | 0 | 0 | 0 | 0 | 0 | 0 | 0 | 0 | 0 | 0 | 0 | 0 | 0 | 0 | 0 | 0 | 0 | 0 | 0 | 0 | 0 | 0 | 0 | 0 | 0
Cattle Hill Wind Farm | TAS | 0 | 0 | 0 | 0 | 0 | 0 | 0 | 0 | 0 | 0 | 0 | 0 | 0 | 0 | 0 | 0 | 0 | 0 | 0 | 0 | 0 | 0 | 0 | 0 | 0 | 0 | 0 | 0 | 0 | 0
Granville Harbour Wind Farm | TAS | 0 | 0 | 0 | 0 | 0 | 0 | 0 | 0 | 0 | 0 | 0 | 0 | 0 | 0 | 0 | 0 | 0 | 0 | 0 | 0 | 0 | 0 | 0 | 0 | 0 | 0 | 0 | 0 | 0 | 0
Musselroe Wind Farm | TAS | 0 | 0 | 0 | 0 | 0 | 0 | 0 | 0 | 0 | 0 | 0 | 0 | 0 | 0 | 0 | 0 | 0 | 0 | 0 | 0 | 0 | 0 | 0 | 0 | 0 | 0 | 0 | 0 | 0 | 0
Woolnorth Wind Farm | TAS | 0 | 0 | 0 | 0 | 0 | 0 | 0 | 0 | 0 | 0 | 0 | 0 | 0 | 0 | 0 | 0 | 0 | 0 | 0 | 0 | 0 | 0 | 0 | 0 | 0 | 0 | 0 | 0 | 0 | 0
Ararat Wind Farm | VIC | 0 | 0 | 0 | 0 | 0 | 0 | 0 | 0 | 0 | 0 | 0 | 0 | 0 | 0 | 0 | 0 | 0 | 0 | 0 | 0 | 0 | 0 | 0 | 0 | 0 | 0 | 0 | 0 | 0 | 0
Bald Hills Wind Farm | VIC | 0 | 0 | 0 | 0 | 0 | 0 | 0 | 0 | 0 | 0 | 0 | 0 | 0 | 0 | 0 | 0 | 0 | 0 | 0 | 0 | 0 | 0 | 0 | 0 | 0 | 0 | 0 | 0 | 0 | 0
Bulgana Green Power Hub - Wind Farm | VIC | 0 | 0 | 0 | 0 | 0 | 0 | 0 | 0 | 0 | 0 | 0 | 0 | 0 | 0 | 0 | 0 | 0 | 0 | 0 | 0 | 0 | 0 | 0 | 0 | 0 | 0 | 0 | 0 | 0 | 0
Challicum Hills Wind Farm | VIC | 0 | 0 | 0 | 0 | 0 | 0 | 0 | 0 | 0 | 0 | 0 | 0 | 0 | 0 | 0 | 0 | 0 | 0 | 0 | 0 | 0 | 0 | 0 | 0 | 0 | 0 | 0 | 0 | 0 | 0
Cherry Tree Wind Farm | VIC | 0 | 0 | 0 | 0 | 0 | 0 | 0 | 0 | 0 | 0 | 0 | 0 | 0 | 0 | 0 | 0 | 0 | 0 | 0 | 0 | 0 | 0 | 0 | 0 | 0 | 0 | 0 | 0 | 0 | 0
Crowlands Wind Farm | VIC | 0 | 0 | 0 | 0 | 0 | 0 | 0 | 0 | 0 | 0 | 0 | 0 | 0 | 0 | 0 | 0 | 0 | 0 | 0 | 0 | 0 | 0 | 0 | 0 | 0 | 0 | 0 | 0 | 0 | 0
Dundonnell Wind Farm | VIC | 0 | 0 | 0 | 0 | 0 | 0 | 0 | 0 | 0 | 0 | 0 | 0 | 0 | 0 | 0 | 0 | 0 | 0 | 0 | 0 | 0 | 0 | 0 | 0 | 0 | 0 | 0 | 0 | 0 | 0
Elaine Wind Farm | VIC | 0 | 0 | 0 | 0 | 0 | 0 | 0 | 0 | 0 | 0 | 0 | 0 | 0 | 0 | 0 | 0 | 0 | 0 | 0 | 0 | 0 | 0 | 0 | 0 | 0 | 0 | 0 | 0 | 0 | 0
Kiata Wind Farm | VIC | 0 | 0 | 0 | 0 | 0 | 0 | 0 | 0 | 0 | 0 | 0 | 0 | 0 | 0 | 0 | 0 | 0 | 0 | 0 | 0 | 0 | 0 | 0 | 0 | 0 | 0 | 0 | 0 | 0 | 0
Macarthur Wind Farm | VIC | 0 | 0 | 0 | 0 | 0 | 0 | 0 | 0 | 0 | 0 | 0 | 0 | 0 | 0 | 0 | 0 | 0 | 0 | 0 | 0 | 0 | 0 | 0 | 0 | 0 | 0 | 0 | 0 | 0 | 0
Moorabool Wind Farm | VIC | 0 | 0 | 0 | 0 | 0 | 0 | 0 | 0 | 0 | 0 | 0 | 0 | 0 | 0 | 0 | 0 | 0 | 0 | 0 | 0 | 0 | 0 | 0 | 0 | 0 | 0 | 0 | 0 | 0 | 0
Mortons Lane Wind Farm | VIC | 0 | 0 | 0 | 0 | 0 | 0 | 0 | 0 | 0 | 0 | 0 | 0 | 0 | 0 | 0 | 0 | 0 | 0 | 0 | 0 | 0 | 0 | 0 | 0 | 0 | 0 | 0 | 0 | 0 | 0
Mt Gellibrand Wind Farm | VIC | 0 | 0 | 0 | 0 | 0 | 0 | 0 | 0 | 0 | 0 | 0 | 0 | 0 | 0 | 0 | 0 | 0 | 0 | 0 | 0 | 0 | 0 | 0 | 0 | 0 | 0 | 0 | 0 | 0 | 0
Mt Mercer Wind Farm | VIC | 0 | 0 | 0 | 0 | 0 | 0 | 0 | 0 | 0 | 0 | 0 | 0 | 0 | 0 | 0 | 0 | 0 | 0 | 0 | 0 | 0 | 0 | 0 | 0 | 0 | 0 | 0 | 0 | 0 | 0
Murra Warra Wind Farm - stage 1 | VIC | 0 | 0 | 0 | 0 | 0 | 0 | 0 | 0 | 0 | 0 | 0 | 0 | 0 | 0 | 0 | 0 | 0 | 0 | 0 | 0 | 0 | 0 | 0 | 0 | 0 | 0 | 0 | 0 | 0 | 0
Oaklands Hill Wind Farm | VIC | 0 | 0 | 0 | 0 | 0 | 0 | 0 | 0 | 0 | 0 | 0 | 0 | 0 | 0 | 0 | 0 | 0 | 0 | 0 | 0 | 0 | 0 | 0 | 0 | 0 | 0 | 0 | 0 | 0 | 0
Portland Wind Farm | VIC | 0 | 0 | 0 | 0 | 0 | 0 | 0 | 0 | 0 | 0 | 0 | 0 | 0 | 0 | 0 | 0 | 0 | 0 | 0 | 0 | 0 | 0 | 0 | 0 | 0 | 0 | 0 | 0 | 0 | 0
Salt Creek Wind Farm | VIC | 0 | 0 | 0 | 0 | 0 | 0 | 0 | 0 | 0 | 0 | 0 | 0 | 0 | 0 | 0 | 0 | 0 | 0 | 0 | 0 | 0 | 0 | 0 | 0 | 0 | 0 | 0 | 0 | 0 | 0
Waubra Wind Farm | VIC | 0 | 0 | 0 | 0 | 0 | 0 | 0 | 0 | 0 | 0 | 0 | 0 | 0 | 0 | 0 | 0 | 0 | 0 | 0 | 0 | 0 | 0 | 0 | 0 | 0 | 0 | 0 | 0 | 0 | 0
Yambuk Wind Farm | VIC | 0 | 0 | 0 | 0 | 0 | 0 | 0 | 0 | 0 | 0 | 0 | 0 | 0 | 0 | 0 | 0 | 0 | 0 | 0 | 0 | 0 | 0 | 0 | 0 | 0 | 0 | 0 | 0 | 0 | 0
Yaloak South Wind Farm | VIC | 0 | 0 | 0 | 0 | 0 | 0 | 0 | 0 | 0 | 0 | 0 | 0 | 0 | 0 | 0 | 0 | 0 | 0 | 0 | 0 | 0 | 0 | 0 | 0 | 0 | 0 | 0 | 0 | 0 | 0
Yendon Wind Farm | VIC | 0 | 0 | 0 | 0 | 0 | 0 | 0 | 0 | 0 | 0 | 0 | 0 | 0 | 0 | 0 | 0 | 0 | 0 | 0 | 0 | 0 | 0 | 0 | 0 | 0 | 0 | 0 | 0 | 0 | 0
Berrybank Wind Farm | VIC | 0 | 0 | 0 | 0 | 0 | 0 | 0 | 0 | 0 | 0 | 0 | 0 | 0 | 0 | 0 | 0 | 0 | 0 | 0 | 0 | 0 | 0 | 0 | 0 | 0 | 0 | 0 | 0 | 0 | 0
Gullen Range Wind Farm 2 _x000D_ | NSW | 0 | 0 | 0 | 0 | 0 | 0 | 0 | 0 | 0 | 0 | 0 | 0 | 0 | 0 | 0 | 0 | 0 | 0 | 0 | 0 | 0 | 0 | 0 | 0 | 0 | 0 | 0 | 0 | 0 | 0
Jemalong Solar | NSW | 0 | 0 | 0 | 0 | 0 | 0 | 0 | 0 | 0 | 0 | 0 | 0 | 0 | 0 | 0 | 0 | 0 | 0 | 0 | 0 | 0 | 0 | 0 | 0 | 0 | 0 | 0 | 0 | 0 | 0
Maryrorough Solar Farm | QLD | 0 | 0 | 0 | 0 | 0 | 0 | 0 | 0 | 0 | 0 | 0 | 0 | 0 | 0 | 0 | 0 | 0 | 0 | 0 | 0 | 0 | 0 | 0 | 0 | 0 | 0 | 0 | 0 | 0 | 0
Stockyard Hill Wind Farm | VIC | 0 | 0 | 0 | 0 | 0 | 0 | 0 | 0 | 0 | 0 | 0 | 0 | 0 | 0 | 0 | 0 | 0 | 0 | 0 | 0 | 0 | 0 | 0 | 0 | 0 | 0 | 0 | 0 | 0 | 0
Wellington Solar Farm | NSW | 0 | 0 | 0 | 0 | 0 | 0 | 0 | 0 | 0 | 0 | 0 | 0 | 0 | 0 | 0 | 0 | 0 | 0 | 0 | 0 | 0 | 0 | 0 | 0 | 0 | 0 | 0 | 0 | 0 | 0
Winton Solar Farm | VIC | 0 | 0 | 0 | 0 | 0 | 0 | 0 | 0 | 0 | 0 | 0 | 0 | 0 | 0 | 0 | 0 | 0 | 0 | 0 | 0 | 0 | 0 | 0 | 0 | 0 | 0 | 0 | 0 | 0 | 0
Committed generators
Kurri Kurri | NSW | 11.7891 | 12.1072 | 11.8854 | 11.8038 | 11.8826 | 12.0028 | 12.1109 | 12.2089 | 12.309 | 12.3906 | 12.4675 | 12.5328 | 12.5669 | 12.5845 | 12.6054 | 12.6238 | 12.6329 | 12.6377 | 12.6406 | 12.6409 | 12.6395 | 12.6382 | 12.6369 | 12.6356 | 12.6343 | 12.6329 | 12.6316 | 12.6303 | 12.629 | 12.6277
Snapper Point Power Station* | SA | 12.3353 | 12.5656 | 12.2149 | 12.1158 | 12.2824 | 12.5017 | 12.642 | 12.7361 | 12.8341 | 12.911 | 12.9575 | 12.9701 | 12.9343 | 12.9077 | 12.9288 | 12.9372 | 12.9235 | 12.9188 | 12.9201 | 12.9202 | 12.9188 | 12.9175 | 12.9161 | 12.9148 | 12.9135 | 12.9121 | 12.9108 | 12.9094 | 12.9081 | 12.9068
Kidston | QLD | 0 | 0 | 0 | 0 | 0 | 0 | 0 | 0 | 0 | 0 | 0 | 0 | 0 | 0 | 0 | 0 | 0 | 0 | 0 | 0 | 0 | 0 | 0 | 0 | 0 | 0 | 0 | 0 | 0 | 0
Snowy 2.0 | NSW | 0 | 0 | 0 | 0 | 0 | 0 | 0 | 0 | 0 | 0 | 0 | 0 | 0 | 0 | 0 | 0 | 0 | 0 | 0 | 0 | 0 | 0 | 0 | 0 | 0 | 0 | 0 | 0 | 0 | 0
Corowa Solar Farm | NSW | 0 | 0 | 0 | 0 | 0 | 0 | 0 | 0 | 0 | 0 | 0 | 0 | 0 | 0 | 0 | 0 | 0 | 0 | 0 | 0 | 0 | 0 | 0 | 0 | 0 | 0 | 0 | 0 | 0 | 0
Gunnedah Solar Farm | NSW | 0 | 0 | 0 | 0 | 0 | 0 | 0 | 0 | 0 | 0 | 0 | 0 | 0 | 0 | 0 | 0 | 0 | 0 | 0 | 0 | 0 | 0 | 0 | 0 | 0 | 0 | 0 | 0 | 0 | 0
Junee Solar Farm | NSW | 0 | 0 | 0 | 0 | 0 | 0 | 0 | 0 | 0 | 0 | 0 | 0 | 0 | 0 | 0 | 0 | 0 | 0 | 0 | 0 | 0 | 0 | 0 | 0 | 0 | 0 | 0 | 0 | 0 | 0
Metz Solar Farm | NSW | 0 | 0 | 0 | 0 | 0 | 0 | 0 | 0 | 0 | 0 | 0 | 0 | 0 | 0 | 0 | 0 | 0 | 0 | 0 | 0 | 0 | 0 | 0 | 0 | 0 | 0 | 0 | 0 | 0 | 0
New England Solar Farm | NSW | 0 | 0 | 0 | 0 | 0 | 0 | 0 | 0 | 0 | 0 | 0 | 0 | 0 | 0 | 0 | 0 | 0 | 0 | 0 | 0 | 0 | 0 | 0 | 0 | 0 | 0 | 0 | 0 | 0 | 0
Riverina Solar Farm | NSW | 0 | 0 | 0 | 0 | 0 | 0 | 0 | 0 | 0 | 0 | 0 | 0 | 0 | 0 | 0 | 0 | 0 | 0 | 0 | 0 | 0 | 0 | 0 | 0 | 0 | 0 | 0 | 0 | 0 | 0
Sebastopol Solar Farm | NSW | 0 | 0 | 0 | 0 | 0 | 0 | 0 | 0 | 0 | 0 | 0 | 0 | 0 | 0 | 0 | 0 | 0 | 0 | 0 | 0 | 0 | 0 | 0 | 0 | 0 | 0 | 0 | 0 | 0 | 0
Suntop Solar Farm | NSW | 0 | 0 | 0 | 0 | 0 | 0 | 0 | 0 | 0 | 0 | 0 | 0 | 0 | 0 | 0 | 0 | 0 | 0 | 0 | 0 | 0 | 0 | 0 | 0 | 0 | 0 | 0 | 0 | 0 | 0
Wagga North Solar Farm | NSW | 0 | 0 | 0 | 0 | 0 | 0 | 0 | 0 | 0 | 0 | 0 | 0 | 0 | 0 | 0 | 0 | 0 | 0 | 0 | 0 | 0 | 0 | 0 | 0 | 0 | 0 | 0 | 0 | 0 | 0
Bluegrass Solar Farm | QLD | 0 | 0 | 0 | 0 | 0 | 0 | 0 | 0 | 0 | 0 | 0 | 0 | 0 | 0 | 0 | 0 | 0 | 0 | 0 | 0 | 0 | 0 | 0 | 0 | 0 | 0 | 0 | 0 | 0 | 0
Columboola Solar Farm | QLD | 0 | 0 | 0 | 0 | 0 | 0 | 0 | 0 | 0 | 0 | 0 | 0 | 0 | 0 | 0 | 0 | 0 | 0 | 0 | 0 | 0 | 0 | 0 | 0 | 0 | 0 | 0 | 0 | 0 | 0
Gangarri Solar Farm | QLD | 0 | 0 | 0 | 0 | 0 | 0 | 0 | 0 | 0 | 0 | 0 | 0 | 0 | 0 | 0 | 0 | 0 | 0 | 0 | 0 | 0 | 0 | 0 | 0 | 0 | 0 | 0 | 0 | 0 | 0
Kennedy Energy Park Solar Farm* | QLD | 0 | 0 | 0 | 0 | 0 | 0 | 0 | 0 | 0 | 0 | 0 | 0 | 0 | 0 | 0 | 0 | 0 | 0 | 0 | 0 | 0 | 0 | 0 | 0 | 0 | 0 | 0 | 0 | 0 | 0
Warwick Solar Farm - stage 1 | QLD | 0 | 0 | 0 | 0 | 0 | 0 | 0 | 0 | 0 | 0 | 0 | 0 | 0 | 0 | 0 | 0 | 0 | 0 | 0 | 0 | 0 | 0 | 0 | 0 | 0 | 0 | 0 | 0 | 0 | 0
Warwick Solar Farm - stage 2 | QLD | 0 | 0 | 0 | 0 | 0 | 0 | 0 | 0 | 0 | 0 | 0 | 0 | 0 | 0 | 0 | 0 | 0 | 0 | 0 | 0 | 0 | 0 | 0 | 0 | 0 | 0 | 0 | 0 | 0 | 0
Western Downs Green Power Hub | QLD | 0 | 0 | 0 | 0 | 0 | 0 | 0 | 0 | 0 | 0 | 0 | 0 | 0 | 0 | 0 | 0 | 0 | 0 | 0 | 0 | 0 | 0 | 0 | 0 | 0 | 0 | 0 | 0 | 0 | 0
Woolooga Solar Farm | QLD | 0 | 0 | 0 | 0 | 0 | 0 | 0 | 0 | 0 | 0 | 0 | 0 | 0 | 0 | 0 | 0 | 0 | 0 | 0 | 0 | 0 | 0 | 0 | 0 | 0 | 0 | 0 | 0 | 0 | 0
Adelaide Desalination Plant* | SA | 0 | 0 | 0 | 0 | 0 | 0 | 0 | 0 | 0 | 0 | 0 | 0 | 0 | 0 | 0 | 0 | 0 | 0 | 0 | 0 | 0 | 0 | 0 | 0 | 0 | 0 | 0 | 0 | 0 | 0
Morgan To Whyalla Pipeline No 1 PS And Water Filtration Plant | SA | 0 | 0 | 0 | 0 | 0 | 0 | 0 | 0 | 0 | 0 | 0 | 0 | 0 | 0 | 0 | 0 | 0 | 0 | 0 | 0 | 0 | 0 | 0 | 0 | 0 | 0 | 0 | 0 | 0 | 0
Morgan To Whyalla Pipeline No 2 PS | SA | 0 | 0 | 0 | 0 | 0 | 0 | 0 | 0 | 0 | 0 | 0 | 0 | 0 | 0 | 0 | 0 | 0 | 0 | 0 | 0 | 0 | 0 | 0 | 0 | 0 | 0 | 0 | 0 | 0 | 0
Morgan To Whyalla Pipeline No 3 PS | SA | 0 | 0 | 0 | 0 | 0 | 0 | 0 | 0 | 0 | 0 | 0 | 0 | 0 | 0 | 0 | 0 | 0 | 0 | 0 | 0 | 0 | 0 | 0 | 0 | 0 | 0 | 0 | 0 | 0 | 0
Morgan To Whyalla Pipeline No 4 PS | SA | 0 | 0 | 0 | 0 | 0 | 0 | 0 | 0 | 0 | 0 | 0 | 0 | 0 | 0 | 0 | 0 | 0 | 0 | 0 | 0 | 0 | 0 | 0 | 0 | 0 | 0 | 0 | 0 | 0 | 0
Cohuna Solar Farm | VIC | 0 | 0 | 0 | 0 | 0 | 0 | 0 | 0 | 0 | 0 | 0 | 0 | 0 | 0 | 0 | 0 | 0 | 0 | 0 | 0 | 0 | 0 | 0 | 0 | 0 | 0 | 0 | 0 | 0 | 0
Bango 999 Wind Farm | NSW | 0 | 0 | 0 | 0 | 0 | 0 | 0 | 0 | 0 | 0 | 0 | 0 | 0 | 0 | 0 | 0 | 0 | 0 | 0 | 0 | 0 | 0 | 0 | 0 | 0 | 0 | 0 | 0 | 0 | 0
Kaban Green Power Hub - Wind Farm* | QLD | 0 | 0 | 0 | 0 | 0 | 0 | 0 | 0 | 0 | 0 | 0 | 0 | 0 | 0 | 0 | 0 | 0 | 0 | 0 | 0 | 0 | 0 | 0 | 0 | 0 | 0 | 0 | 0 | 0 | 0
Kennedy Energy Park Wind Farm* | QLD | 0 | 0 | 0 | 0 | 0 | 0 | 0 | 0 | 0 | 0 | 0 | 0 | 0 | 0 | 0 | 0 | 0 | 0 | 0 | 0 | 0 | 0 | 0 | 0 | 0 | 0 | 0 | 0 | 0 | 0
Lincoln Gap Wind Farm - stage 2 | SA | 0 | 0 | 0 | 0 | 0 | 0 | 0 | 0 | 0 | 0 | 0 | 0 | 0 | 0 | 0 | 0 | 0 | 0 | 0 | 0 | 0 | 0 | 0 | 0 | 0 | 0 | 0 | 0 | 0 | 0
Murra Warra Wind Farm - stage 2 | VIC | 0 | 0 | 0 | 0 | 0 | 0 | 0 | 0 | 0 | 0 | 0 | 0 | 0 | 0 | 0 | 0 | 0 | 0 | 0 | 0 | 0 | 0 | 0 | 0 | 0 | 0 | 0 | 0 | 0 | 0
Adelaide Desalination Plant | SA | 0 | 0 | 0 | 0 | 0 | 0 | 0 | 0 | 0 | 0 | 0 | 0 | 0 | 0 | 0 | 0 | 0 | 0 | 0 | 0 | 0 | 0 | 0 | 0 | 0 | 0 | 0 | 0 | 0 | 0
Bolivar Waste Water Treatment | SA | 0 | 0 | 0 | 0 | 0 | 0 | 0 | 0 | 0 | 0 | 0 | 0 | 0 | 0 | 0 | 0 | 0 | 0 | 0 | 0 | 0 | 0 | 0 | 0 | 0 | 0 | 0 | 0 | 0 | 0
Edenvale Solar Park | QLD | 0 | 0 | 0 | 0 | 0 | 0 | 0 | 0 | 0 | 0 | 0 | 0 | 0 | 0 | 0 | 0 | 0 | 0 | 0 | 0 | 0 | 0 | 0 | 0 | 0 | 0 | 0 | 0 | 0 | 0
Hillston Sun Farm | NSW | 0 | 0 | 0 | 0 | 0 | 0 | 0 | 0 | 0 | 0 | 0 | 0 | 0 | 0 | 0 | 0 | 0 | 0 | 0 | 0 | 0 | 0 | 0 | 0 | 0 | 0 | 0 | 0 | 0 | 0
Mannum Adelaide Pumping Station No 2 - MAPL2 (Palmer) | SA | 0 | 0 | 0 | 0 | 0 | 0 | 0 | 0 | 0 | 0 | 0 | 0 | 0 | 0 | 0 | 0 | 0 | 0 | 0 | 0 | 0 | 0 | 0 | 0 | 0 | 0 | 0 | 0 | 0 | 0
Mannum Adelaide Pumping Station No 3 - MAPL3 (Kanmantoo) | SA | 0 | 0 | 0 | 0 | 0 | 0 | 0 | 0 | 0 | 0 | 0 | 0 | 0 | 0 | 0 | 0 | 0 | 0 | 0 | 0 | 0 | 0 | 0 | 0 | 0 | 0 | 0 | 0 | 0 | 0
Moura Solar Farm | QLD | 0 | 0 | 0 | 0 | 0 | 0 | 0 | 0 | 0 | 0 | 0 | 0 | 0 | 0 | 0 | 0 | 0 | 0 | 0 | 0 | 0 | 0 | 0 | 0 | 0 | 0 | 0 | 0 | 0 | 0
Murray Bridge - Onkaparinga Pipeline Pump 2 | SA | 0 | 0 | 0 | 0 | 0 | 0 | 0 | 0 | 0 | 0 | 0 | 0 | 0 | 0 | 0 | 0 | 0 | 0 | 0 | 0 | 0 | 0 | 0 | 0 | 0 | 0 | 0 | 0 | 0 | 0
Port Augusta Renewable Energy Park - Solar | SA | 0 | 0 | 0 | 0 | 0 | 0 | 0 | 0 | 0 | 0 | 0 | 0 | 0 | 0 | 0 | 0 | 0 | 0 | 0 | 0 | 0 | 0 | 0 | 0 | 0 | 0 | 0 | 0 | 0 | 0
Port Augusta Renewable Energy Park - Wind | SA | 0 | 0 | 0 | 0 | 0 | 0 | 0 | 0 | 0 | 0 | 0 | 0 | 0 | 0 | 0 | 0 | 0 | 0 | 0 | 0 | 0 | 0 | 0 | 0 | 0 | 0 | 0 | 0 | 0 | 0
Wyalong Solar Farm | NSW | 0 | 0 | 0 | 0 | 0 | 0 | 0 | 0 | 0 | 0 | 0 | 0 | 0 | 0 | 0 | 0 | 0 | 0 | 0 | 0 | 0 | 0 | 0 | 0 | 0 | 0 | 0 | 0 | 0 | 0
Avonlie Solar Farm | NSW | 0 | 0 | 0 | 0 | 0 | 0 | 0 | 0 | 0 | 0 | 0 | 0 | 0 | 0 | 0 | 0 | 0 | 0 | 0 | 0 | 0 | 0 | 0 | 0 | 0 | 0 | 0 | 0 | 0 | 0
Dulacca Wind Farm | QLD | 0 | 0 | 0 | 0 | 0 | 0 | 0 | 0 | 0 | 0 | 0 | 0 | 0 | 0 | 0 | 0 | 0 | 0 | 0 | 0 | 0 | 0 | 0 | 0 | 0 | 0 | 0 | 0 | 0 | 0
Rye Park Wind Farm | NSW | 0 | 0 | 0 | 0 | 0 | 0 | 0 | 0 | 0 | 0 | 0 | 0 | 0 | 0 | 0 | 0 | 0 | 0 | 0 | 0 | 0 | 0 | 0 | 0 | 0 | 0 | 0 | 0 | 0 | 0
Anticipated Projects
Tallawarra B | NSW | 11.7891 | 12.1072 | 11.8854 | 11.8038 | 11.8826 | 12.0028 | 12.1109 | 12.2089 | 12.309 | 12.3906 | 12.4675 | 12.5328 | 12.5669 | 12.5845 | 12.6054 | 12.6238 | 12.6329 | 12.6377 | 12.6406 | 12.6409 | 12.6395 | 12.6382 | 12.6369 | 12.6356 | 12.6343 | 12.6329 | 12.6316 | 12.6303 | 12.629 | 12.6277
West Wyalong Solar Farm | NSW | 0 | 0 | 0 | 0 | 0 | 0 | 0 | 0 | 0 | 0 | 0 | 0 | 0 | 0 | 0 | 0 | 0 | 0 | 0 | 0 | 0 | 0 | 0 | 0 | 0 | 0 | 0 | 0 | 0 | 0
Wollar Solar Farm | NSW | 0 | 0 | 0 | 0 | 0 | 0 | 0 | 0 | 0 | 0 | 0 | 0 | 0 | 0 | 0 | 0 | 0 | 0 | 0 | 0 | 0 | 0 | 0 | 0 | 0 | 0 | 0 | 0 | 0 | 0
Aramara Solar Farm | QLD | 0 | 0 | 0 | 0 | 0 | 0 | 0 | 0 | 0 | 0 | 0 | 0 | 0 | 0 | 0 | 0 | 0 | 0 | 0 | 0 | 0 | 0 | 0 | 0 | 0 | 0 | 0 | 0 | 0 | 0
Munna Creek Solar Farm | QLD | 0 | 0 | 0 | 0 | 0 | 0 | 0 | 0 | 0 | 0 | 0 | 0 | 0 | 0 | 0 | 0 | 0 | 0 | 0 | 0 | 0 | 0 | 0 | 0 | 0 | 0 | 0 | 0 | 0 | 0
Rodds Bay Solar Farm | QLD | 0 | 0 | 0 | 0 | 0 | 0 | 0 | 0 | 0 | 0 | 0 | 0 | 0 | 0 | 0 | 0 | 0 | 0 | 0 | 0 | 0 | 0 | 0 | 0 | 0 | 0 | 0 | 0 | 0 | 0
Christies Beach Wastewater Treatment Plant | SA | 0 | 0 | 0 | 0 | 0 | 0 | 0 | 0 | 0 | 0 | 0 | 0 | 0 | 0 | 0 | 0 | 0 | 0 | 0 | 0 | 0 | 0 | 0 | 0 | 0 | 0 | 0 | 0 | 0 | 0
Happy Valley Reservoir | SA | 0 | 0 | 0 | 0 | 0 | 0 | 0 | 0 | 0 | 0 | 0 | 0 | 0 | 0 | 0 | 0 | 0 | 0 | 0 | 0 | 0 | 0 | 0 | 0 | 0 | 0 | 0 | 0 | 0 | 0
Mortlake South Wind Farm | VIC | 0 | 0 | 0 | 0 | 0 | 0 | 0 | 0 | 0 | 0 | 0 | 0 | 0 | 0 | 0 | 0 | 0 | 0 | 0 | 0 | 0 | 0 | 0 | 0 | 0 | 0 | 0 | 0 | 0 | 0
Macintyre Wind Farm | QLD | 0 | 0 | 0 | 0 | 0 | 0 | 0 | 0 | 0 | 0 | 0 | 0 | 0 | 0 | 0 | 0 | 0 | 0 | 0 | 0 | 0 | 0 | 0 | 0 | 0 | 0 | 0 | 0 | 0 | 0
Quorn Park Solar Farm | NSW | 0 | 0 | 0 | 0 | 0 | 0 | 0 | 0 | 0 | 0 | 0 | 0 | 0 | 0 | 0 | 0 | 0 | 0 | 0 | 0 | 0 | 0 | 0 | 0 | 0 | 0 | 0 | 0 | 0 | 0
Walla Walla Solar Farm | NSW | 0 | 0 | 0 | 0 | 0 | 0 | 0 | 0 | 0 | 0 | 0 | 0 | 0 | 0 | 0 | 0 | 0 | 0 | 0 | 0 | 0 | 0 | 0 | 0 | 0 | 0 | 0 | 0 | 0 | 0
Wunghnu Solar Farm | VIC | 0 | 0 | 0 | 0 | 0 | 0 | 0 | 0 | 0 | 0 | 0 | 0 | 0 | 0 | 0 | 0 | 0 | 0 | 0 | 0 | 0 | 0 | 0 | 0 | 0 | 0 | 0 | 0 | 0 | 0
Yanco Solar Farm | NSW | 0 | 0 | 0 | 0 | 0 | 0 | 0 | 0 | 0 | 0 | 0 | 0 | 0 | 0 | 0 | 0 | 0 | 0 | 0 | 0 | 0 | 0 | 0 | 0 | 0 | 0 | 0 | 0 | 0 | 0
Existing, Committed and Anticipated Batteries
Wallgrove Grid Battery project | NSW | 0 | 0 | 0 | 0 | 0 | 0 | 0 | 0 | 0 | 0 | 0 | 0 | 0 | 0 | 0 | 0 | 0 | 0 | 0 | 0 | 0 | 0 | 0 | 0 | 0 | 0 | 0 | 0 | 0 | 0
Wandoan South BESS | QLD | 0 | 0 | 0 | 0 | 0 | 0 | 0 | 0 | 0 | 0 | 0 | 0 | 0 | 0 | 0 | 0 | 0 | 0 | 0 | 0 | 0 | 0 | 0 | 0 | 0 | 0 | 0 | 0 | 0 | 0
Adelaide Desalination Plant BESS | SA | 0 | 0 | 0 | 0 | 0 | 0 | 0 | 0 | 0 | 0 | 0 | 0 | 0 | 0 | 0 | 0 | 0 | 0 | 0 | 0 | 0 | 0 | 0 | 0 | 0 | 0 | 0 | 0 | 0 | 0
Bolivar Waste Water Treatment BESS | SA | 0 | 0 | 0 | 0 | 0 | 0 | 0 | 0 | 0 | 0 | 0 | 0 | 0 | 0 | 0 | 0 | 0 | 0 | 0 | 0 | 0 | 0 | 0 | 0 | 0 | 0 | 0 | 0 | 0 | 0
Christies Beach Wastewater Treatment Plant BESS | SA | 0 | 0 | 0 | 0 | 0 | 0 | 0 | 0 | 0 | 0 | 0 | 0 | 0 | 0 | 0 | 0 | 0 | 0 | 0 | 0 | 0 | 0 | 0 | 0 | 0 | 0 | 0 | 0 | 0 | 0
Dalrymple North BESS | SA | 0 | 0 | 0 | 0 | 0 | 0 | 0 | 0 | 0 | 0 | 0 | 0 | 0 | 0 | 0 | 0 | 0 | 0 | 0 | 0 | 0 | 0 | 0 | 0 | 0 | 0 | 0 | 0 | 0 | 0
Happy Valley Reservoir BESS | SA | 0 | 0 | 0 | 0 | 0 | 0 | 0 | 0 | 0 | 0 | 0 | 0 | 0 | 0 | 0 | 0 | 0 | 0 | 0 | 0 | 0 | 0 | 0 | 0 | 0 | 0 | 0 | 0 | 0 | 0
Hornsdale Power Reserve Unit 1 | SA | 0 | 0 | 0 | 0 | 0 | 0 | 0 | 0 | 0 | 0 | 0 | 0 | 0 | 0 | 0 | 0 | 0 | 0 | 0 | 0 | 0 | 0 | 0 | 0 | 0 | 0 | 0 | 0 | 0 | 0
Lake Bonney BESS1 | SA | 0 | 0 | 0 | 0 | 0 | 0 | 0 | 0 | 0 | 0 | 0 | 0 | 0 | 0 | 0 | 0 | 0 | 0 | 0 | 0 | 0 | 0 | 0 | 0 | 0 | 0 | 0 | 0 | 0 | 0
Lincoln Gap Wind Farm - BESS | SA | 0 | 0 | 0 | 0 | 0 | 0 | 0 | 0 | 0 | 0 | 0 | 0 | 0 | 0 | 0 | 0 | 0 | 0 | 0 | 0 | 0 | 0 | 0 | 0 | 0 | 0 | 0 | 0 | 0 | 0
Torrens Island BESS | SA | 0 | 0 | 0 | 0 | 0 | 0 | 0 | 0 | 0 | 0 | 0 | 0 | 0 | 0 | 0 | 0 | 0 | 0 | 0 | 0 | 0 | 0 | 0 | 0 | 0 | 0 | 0 | 0 | 0 | 0
Ballarat Energy Storage System | VIC | 0 | 0 | 0 | 0 | 0 | 0 | 0 | 0 | 0 | 0 | 0 | 0 | 0 | 0 | 0 | 0 | 0 | 0 | 0 | 0 | 0 | 0 | 0 | 0 | 0 | 0 | 0 | 0 | 0 | 0
Bulgana Green Power Hub - BESS | VIC | 0 | 0 | 0 | 0 | 0 | 0 | 0 | 0 | 0 | 0 | 0 | 0 | 0 | 0 | 0 | 0 | 0 | 0 | 0 | 0 | 0 | 0 | 0 | 0 | 0 | 0 | 0 | 0 | 0 | 0
Gannawarra Energy Storage System | VIC | 0 | 0 | 0 | 0 | 0 | 0 | 0 | 0 | 0 | 0 | 0 | 0 | 0 | 0 | 0 | 0 | 0 | 0 | 0 | 0 | 0 | 0 | 0 | 0 | 0 | 0 | 0 | 0 | 0 | 0
Victorian Big Battery | VIC | 0 | 0 | 0 | 0 | 0 | 0 | 0 | 0 | 0 | 0 | 0 | 0 | 0 | 0 | 0 | 0 | 0 | 0 | 0 | 0 | 0 | 0 | 0 | 0 | 0 | 0 | 0 | 0 | 0 | 0
New Entrant
Black Coal (advanced ultra supercritical PC) - SQ | QLD | 2.4288 | 2.8592 | 3.1332 | 3.1735 | 3.1702 | 3.1114 | 3.0552 | 3.0279 | 3.0005 | 2.946 | 2.8926 | 2.8411 | 2.7899 | 2.7398 | 2.6899 | 2.6382 | 2.5365 | 2.4352 | 2.3577 | 2.2801 | 2.2413 | 2.2413 | 2.2413 | 2.2413 | 2.2413 | 2.2413 | 2.2413 | 2.2413 | 2.2413 | 2.2413
Black Coal (advanced ultra supercritical PC) - CNQ | QLD | 2.0383 | 2.3786 | 2.5178 | 2.5227 | 2.5424 | 2.5027 | 2.4637 | 2.4268 | 2.3701 | 2.3057 | 2.2555 | 2.2067 | 2.1645 | 2.1263 | 2.1013 | 2.0768 | 2.0076 | 1.9291 | 1.8483 | 1.7768 | 1.7497 | 1.7497 | 1.7497 | 1.7497 | 1.7497 | 1.7497 | 1.7497 | 1.7497 | 1.7497 | 1.7497
Black Coal (advanced ultra supercritical PC) - CNSW | NSW | 2.4168 | 2.7893 | 2.9766 | 2.9942 | 3.0057 | 2.9592 | 2.914 | 2.8805 | 2.8337 | 2.7722 | 2.7209 | 2.6711 | 2.6257 | 2.5832 | 2.5493 | 2.5151 | 2.4343 | 2.3477 | 2.268 | 2.1944 | 2.1631 | 2.1631 | 2.1631 | 2.1631 | 2.1631 | 2.1631 | 2.1631 | 2.1631 | 2.1631 | 2.1631
Black Coal (advanced ultra supercritical PC) - SNW | NSW | 2.4168 | 2.7893 | 2.9766 | 2.9942 | 3.0057 | 2.9592 | 2.914 | 2.8805 | 2.8337 | 2.7722 | 2.7209 | 2.6711 | 2.6257 | 2.5832 | 2.5493 | 2.5151 | 2.4343 | 2.3477 | 2.268 | 2.1944 | 2.1631 | 2.1631 | 2.1631 | 2.1631 | 2.1631 | 2.1631 | 2.1631 | 2.1631 | 2.1631 | 2.1631
Black Coal (advanced ultra supercritical PC) with CCS - SQ | QLD | 2.4288 | 2.8592 | 3.1332 | 3.1735 | 3.1702 | 3.1114 | 3.0552 | 3.0279 | 3.0005 | 2.946 | 2.8926 | 2.8411 | 2.7899 | 2.7398 | 2.6899 | 2.6382 | 2.5365 | 2.4352 | 2.3577 | 2.2801 | 2.2413 | 2.2413 | 2.2413 | 2.2413 | 2.2413 | 2.2413 | 2.2413 | 2.2413 | 2.2413 | 2.2413
Black Coal (advanced ultra supercritical PC) with CCS - CNQ | QLD | 2.0383 | 2.3786 | 2.5178 | 2.5227 | 2.5424 | 2.5027 | 2.4637 | 2.4268 | 2.3701 | 2.3057 | 2.2555 | 2.2067 | 2.1645 | 2.1263 | 2.1013 | 2.0768 | 2.0076 | 1.9291 | 1.8483 | 1.7768 | 1.7497 | 1.7497 | 1.7497 | 1.7497 | 1.7497 | 1.7497 | 1.7497 | 1.7497 | 1.7497 | 1.7497
Black Coal (advanced ultra supercritical PC) with CCS - CNSW | NSW | 2.4168 | 2.7893 | 2.9766 | 2.9942 | 3.0057 | 2.9592 | 2.914 | 2.8805 | 2.8337 | 2.7722 | 2.7209 | 2.6711 | 2.6257 | 2.5832 | 2.5493 | 2.5151 | 2.4343 | 2.3477 | 2.268 | 2.1944 | 2.1631 | 2.1631 | 2.1631 | 2.1631 | 2.1631 | 2.1631 | 2.1631 | 2.1631 | 2.1631 | 2.1631
Black Coal (advanced ultra supercritical PC) with CCS - SNW | NSW | 2.4168 | 2.7893 | 2.9766 | 2.9942 | 3.0057 | 2.9592 | 2.914 | 2.8805 | 2.8337 | 2.7722 | 2.7209 | 2.6711 | 2.6257 | 2.5832 | 2.5493 | 2.5151 | 2.4343 | 2.3477 | 2.268 | 2.1944 | 2.1631 | 2.1631 | 2.1631 | 2.1631 | 2.1631 | 2.1631 | 2.1631 | 2.1631 | 2.1631 | 2.1631
OCGT (small GT) - CNQ | QLD | 10.0745 | 10.2573 | 10.0037 | 9.8183 | 9.749 | 9.7776 | 9.8427 | 9.8674 | 9.8226 | 9.7394 | 9.6779 | 9.6501 | 9.6373 | 9.652 | 9.7111 | 9.7587 | 9.7733 | 9.7858 | 9.7931 | 9.7943 | 9.7931 | 9.7918 | 9.7905 | 9.7893 | 9.788 | 9.7868 | 9.7855 | 9.7843 | 9.783 | 9.7817
OCGT (small GT) - GG | QLD | 10.0745 | 10.2573 | 10.0037 | 9.8183 | 9.749 | 9.7776 | 9.8427 | 9.8674 | 9.8226 | 9.7394 | 9.6779 | 9.6501 | 9.6373 | 9.652 | 9.7111 | 9.7587 | 9.7733 | 9.7858 | 9.7931 | 9.7943 | 9.7931 | 9.7918 | 9.7905 | 9.7893 | 9.788 | 9.7868 | 9.7855 | 9.7843 | 9.783 | 9.7817
OCGT (small GT) - SQ | QLD | 10.0745 | 10.2573 | 10.0037 | 9.8183 | 9.749 | 9.7776 | 9.8427 | 9.8674 | 9.8226 | 9.7394 | 9.6779 | 9.6501 | 9.6373 | 9.652 | 9.7111 | 9.7587 | 9.7733 | 9.7858 | 9.7931 | 9.7943 | 9.7931 | 9.7918 | 9.7905 | 9.7893 | 9.788 | 9.7868 | 9.7855 | 9.7843 | 9.783 | 9.7817
OCGT (small GT) - NNSW | NSW | 11.7891 | 12.1072 | 11.8854 | 11.8038 | 11.8826 | 12.0028 | 12.1109 | 12.2089 | 12.309 | 12.3906 | 12.4675 | 12.5328 | 12.5669 | 12.5845 | 12.6054 | 12.6238 | 12.6329 | 12.6377 | 12.6406 | 12.6409 | 12.6395 | 12.6382 | 12.6369 | 12.6356 | 12.6343 | 12.6329 | 12.6316 | 12.6303 | 12.629 | 12.6277
OCGT (small GT) - CNSW | NSW | 11.7891 | 12.1072 | 11.8854 | 11.8038 | 11.8826 | 12.0028 | 12.1109 | 12.2089 | 12.309 | 12.3906 | 12.4675 | 12.5328 | 12.5669 | 12.5845 | 12.6054 | 12.6238 | 12.6329 | 12.6377 | 12.6406 | 12.6409 | 12.6395 | 12.6382 | 12.6369 | 12.6356 | 12.6343 | 12.6329 | 12.6316 | 12.6303 | 12.629 | 12.6277
OCGT (small GT) - SNW | NSW | 11.7891 | 12.1072 | 11.8854 | 11.8038 | 11.8826 | 12.0028 | 12.1109 | 12.2089 | 12.309 | 12.3906 | 12.4675 | 12.5328 | 12.5669 | 12.5845 | 12.6054 | 12.6238 | 12.6329 | 12.6377 | 12.6406 | 12.6409 | 12.6395 | 12.6382 | 12.6369 | 12.6356 | 12.6343 | 12.6329 | 12.6316 | 12.6303 | 12.629 | 12.6277
OCGT (small GT) - SNSW | NSW | 11.7891 | 12.1072 | 11.8854 | 11.8038 | 11.8826 | 12.0028 | 12.1109 | 12.2089 | 12.309 | 12.3906 | 12.4675 | 12.5328 | 12.5669 | 12.5845 | 12.6054 | 12.6238 | 12.6329 | 12.6377 | 12.6406 | 12.6409 | 12.6395 | 12.6382 | 12.6369 | 12.6356 | 12.6343 | 12.6329 | 12.6316 | 12.6303 | 12.629 | 12.6277
OCGT (small GT) - VIC | VIC | 10.9107 | 11.6665 | 11.9821 | 12.333 | 12.5202 | 12.554 | 12.5857 | 12.6023 | 12.6452 | 12.7017 | 12.7301 | 12.7375 | 12.8023 | 12.9407 | 13.1217 | 13.2913 | 13.4012 | 13.4697 | 13.5005 | 13.5068 | 13.5052 | 13.5036 | 13.502 | 13.5004 | 13.4988 | 13.4972 | 13.4955 | 13.4939 | 13.4923 | 13.4907
OCGT (small GT) - SA | SA | 12.3353 | 12.5656 | 12.2149 | 12.1158 | 12.2824 | 12.5017 | 12.642 | 12.7361 | 12.8341 | 12.911 | 12.9575 | 12.9701 | 12.9343 | 12.9077 | 12.9288 | 12.9372 | 12.9235 | 12.9188 | 12.9201 | 12.9202 | 12.9188 | 12.9175 | 12.9161 | 12.9148 | 12.9135 | 12.9121 | 12.9108 | 12.9094 | 12.9081 | 12.9068
OCGT (small GT) - TAS | TAS | 12.6712 | 13.3393 | 13.5776 | 13.8323 | 13.9704 | 14.0099 | 14.0653 | 14.1236 | 14.1961 | 14.2821 | 14.3539 | 14.4042 | 14.4884 | 14.6305 | 14.8025 | 14.9495 | 15.0433 | 15.1033 | 15.1312 | 15.1371 | 15.1355 | 15.1338 | 15.1322 | 15.1306 | 15.129 | 15.1274 | 15.1258 | 15.1242 | 15.1225 | 15.1209
OCGT (large GT) - CNQ | QLD | 10.0745 | 10.2573 | 10.0037 | 9.8183 | 9.749 | 9.7776 | 9.8427 | 9.8674 | 9.8226 | 9.7394 | 9.6779 | 9.6501 | 9.6373 | 9.652 | 9.7111 | 9.7587 | 9.7733 | 9.7858 | 9.7931 | 9.7943 | 9.7931 | 9.7918 | 9.7905 | 9.7893 | 9.788 | 9.7868 | 9.7855 | 9.7843 | 9.783 | 9.7817
OCGT (large GT) - GG | QLD | 10.0745 | 10.2573 | 10.0037 | 9.8183 | 9.749 | 9.7776 | 9.8427 | 9.8674 | 9.8226 | 9.7394 | 9.6779 | 9.6501 | 9.6373 | 9.652 | 9.7111 | 9.7587 | 9.7733 | 9.7858 | 9.7931 | 9.7943 | 9.7931 | 9.7918 | 9.7905 | 9.7893 | 9.788 | 9.7868 | 9.7855 | 9.7843 | 9.783 | 9.7817
OCGT (large GT) - SQ | QLD | 10.0745 | 10.2573 | 10.0037 | 9.8183 | 9.749 | 9.7776 | 9.8427 | 9.8674 | 9.8226 | 9.7394 | 9.6779 | 9.6501 | 9.6373 | 9.652 | 9.7111 | 9.7587 | 9.7733 | 9.7858 | 9.7931 | 9.7943 | 9.7931 | 9.7918 | 9.7905 | 9.7893 | 9.788 | 9.7868 | 9.7855 | 9.7843 | 9.783 | 9.7817
OCGT (large GT) - NNSW | NSW | 11.7891 | 12.1072 | 11.8854 | 11.8038 | 11.8826 | 12.0028 | 12.1109 | 12.2089 | 12.309 | 12.3906 | 12.4675 | 12.5328 | 12.5669 | 12.5845 | 12.6054 | 12.6238 | 12.6329 | 12.6377 | 12.6406 | 12.6409 | 12.6395 | 12.6382 | 12.6369 | 12.6356 | 12.6343 | 12.6329 | 12.6316 | 12.6303 | 12.629 | 12.6277
OCGT (large GT) - CNSW | NSW | 11.7891 | 12.1072 | 11.8854 | 11.8038 | 11.8826 | 12.0028 | 12.1109 | 12.2089 | 12.309 | 12.3906 | 12.4675 | 12.5328 | 12.5669 | 12.5845 | 12.6054 | 12.6238 | 12.6329 | 12.6377 | 12.6406 | 12.6409 | 12.6395 | 12.6382 | 12.6369 | 12.6356 | 12.6343 | 12.6329 | 12.6316 | 12.6303 | 12.629 | 12.6277
OCGT (large GT) - SNW | NSW | 11.7891 | 12.1072 | 11.8854 | 11.8038 | 11.8826 | 12.0028 | 12.1109 | 12.2089 | 12.309 | 12.3906 | 12.4675 | 12.5328 | 12.5669 | 12.5845 | 12.6054 | 12.6238 | 12.6329 | 12.6377 | 12.6406 | 12.6409 | 12.6395 | 12.6382 | 12.6369 | 12.6356 | 12.6343 | 12.6329 | 12.6316 | 12.6303 | 12.629 | 12.6277
OCGT (large GT) - SNSW | NSW | 11.7891 | 12.1072 | 11.8854 | 11.8038 | 11.8826 | 12.0028 | 12.1109 | 12.2089 | 12.309 | 12.3906 | 12.4675 | 12.5328 | 12.5669 | 12.5845 | 12.6054 | 12.6238 | 12.6329 | 12.6377 | 12.6406 | 12.6409 | 12.6395 | 12.6382 | 12.6369 | 12.6356 | 12.6343 | 12.6329 | 12.6316 | 12.6303 | 12.629 | 12.6277
OCGT (large GT) - VIC | VIC | 10.9107 | 11.6665 | 11.9821 | 12.333 | 12.5202 | 12.554 | 12.5857 | 12.6023 | 12.6452 | 12.7017 | 12.7301 | 12.7375 | 12.8023 | 12.9407 | 13.1217 | 13.2913 | 13.4012 | 13.4697 | 13.5005 | 13.5068 | 13.5052 | 13.5036 | 13.502 | 13.5004 | 13.4988 | 13.4972 | 13.4955 | 13.4939 | 13.4923 | 13.4907
OCGT (large GT) - SA | SA | 12.3353 | 12.5656 | 12.2149 | 12.1158 | 12.2824 | 12.5017 | 12.642 | 12.7361 | 12.8341 | 12.911 | 12.9575 | 12.9701 | 12.9343 | 12.9077 | 12.9288 | 12.9372 | 12.9235 | 12.9188 | 12.9201 | 12.9202 | 12.9188 | 12.9175 | 12.9161 | 12.9148 | 12.9135 | 12.9121 | 12.9108 | 12.9094 | 12.9081 | 12.9068
OCGT (large GT) - TAS | TAS | 12.6712 | 13.3393 | 13.5776 | 13.8323 | 13.9704 | 14.0099 | 14.0653 | 14.1236 | 14.1961 | 14.2821 | 14.3539 | 14.4042 | 14.4884 | 14.6305 | 14.8025 | 14.9495 | 15.0433 | 15.1033 | 15.1312 | 15.1371 | 15.1355 | 15.1338 | 15.1322 | 15.1306 | 15.129 | 15.1274 | 15.1258 | 15.1242 | 15.1225 | 15.1209
CCGT - CNQ | QLD | 9.7117 | 9.8945 | 9.6408 | 9.4555 | 9.3862 | 9.4147 | 9.4799 | 9.5045 | 9.4598 | 9.3766 | 9.3151 | 9.2873 | 9.2744 | 9.2892 | 9.3482 | 9.3958 | 9.4104 | 9.423 | 9.4303 | 9.4315 | 9.4302 | 9.429 | 9.4277 | 9.4264 | 9.4252 | 9.4239 | 9.4227 | 9.4214 | 9.4201 | 9.4189
CCGT - GG | QLD | 9.7117 | 9.8945 | 9.6408 | 9.4555 | 9.3862 | 9.4147 | 9.4799 | 9.5045 | 9.4598 | 9.3766 | 9.3151 | 9.2873 | 9.2744 | 9.2892 | 9.3482 | 9.3958 | 9.4104 | 9.423 | 9.4303 | 9.4315 | 9.4302 | 9.429 | 9.4277 | 9.4264 | 9.4252 | 9.4239 | 9.4227 | 9.4214 | 9.4201 | 9.4189
CCGT - SQ | QLD | 9.7117 | 9.8945 | 9.6408 | 9.4555 | 9.3862 | 9.4147 | 9.4799 | 9.5045 | 9.4598 | 9.3766 | 9.3151 | 9.2873 | 9.2744 | 9.2892 | 9.3482 | 9.3958 | 9.4104 | 9.423 | 9.4303 | 9.4315 | 9.4302 | 9.429 | 9.4277 | 9.4264 | 9.4252 | 9.4239 | 9.4227 | 9.4214 | 9.4201 | 9.4189
CCGT - NNSW | NSW | 11.2707 | 11.5888 | 11.367 | 11.2855 | 11.3643 | 11.4845 | 11.5926 | 11.6906 | 11.7907 | 11.8722 | 11.9492 | 12.0144 | 12.0486 | 12.0662 | 12.0871 | 12.1054 | 12.1146 | 12.1194 | 12.1223 | 12.1225 | 12.1212 | 12.1199 | 12.1185 | 12.1172 | 12.1159 | 12.1146 | 12.1133 | 12.1119 | 12.1106 | 12.1093
CCGT - CNSW | NSW | 11.2707 | 11.5888 | 11.367 | 11.2855 | 11.3643 | 11.4845 | 11.5926 | 11.6906 | 11.7907 | 11.8722 | 11.9492 | 12.0144 | 12.0486 | 12.0662 | 12.0871 | 12.1054 | 12.1146 | 12.1194 | 12.1223 | 12.1225 | 12.1212 | 12.1199 | 12.1185 | 12.1172 | 12.1159 | 12.1146 | 12.1133 | 12.1119 | 12.1106 | 12.1093
CCGT - SNW | NSW | 11.2707 | 11.5888 | 11.367 | 11.2855 | 11.3643 | 11.4845 | 11.5926 | 11.6906 | 11.7907 | 11.8722 | 11.9492 | 12.0144 | 12.0486 | 12.0662 | 12.0871 | 12.1054 | 12.1146 | 12.1194 | 12.1223 | 12.1225 | 12.1212 | 12.1199 | 12.1185 | 12.1172 | 12.1159 | 12.1146 | 12.1133 | 12.1119 | 12.1106 | 12.1093
CCGT - SNSW | NSW | 11.2707 | 11.5888 | 11.367 | 11.2855 | 11.3643 | 11.4845 | 11.5926 | 11.6906 | 11.7907 | 11.8722 | 11.9492 | 12.0144 | 12.0486 | 12.0662 | 12.0871 | 12.1054 | 12.1146 | 12.1194 | 12.1223 | 12.1225 | 12.1212 | 12.1199 | 12.1185 | 12.1172 | 12.1159 | 12.1146 | 12.1133 | 12.1119 | 12.1106 | 12.1093
CCGT - VIC | VIC | 10.3923 | 11.1482 | 11.4638 | 11.8147 | 12.0018 | 12.0356 | 12.0674 | 12.084 | 12.1269 | 12.1833 | 12.2118 | 12.2192 | 12.2839 | 12.4224 | 12.6034 | 12.773 | 12.8829 | 12.9514 | 12.9821 | 12.9885 | 12.9869 | 12.9853 | 12.9836 | 12.982 | 12.9804 | 12.9788 | 12.9772 | 12.9756 | 12.974 | 12.9723
CCGT - SA | SA | 11.8169 | 12.0472 | 11.6966 | 11.5975 | 11.7641 | 11.9834 | 12.1236 | 12.2177 | 12.3157 | 12.3926 | 12.4392 | 12.4517 | 12.416 | 12.3893 | 12.4104 | 12.4188 | 12.4051 | 12.4005 | 12.4017 | 12.4018 | 12.4005 | 12.3991 | 12.3978 | 12.3964 | 12.3951 | 12.3938 | 12.3924 | 12.3911 | 12.3898 | 12.3884
CCGT - TAS | TAS | 12.6712 | 13.3393 | 13.5776 | 13.8323 | 13.9704 | 14.0099 | 14.0653 | 14.1236 | 14.1961 | 14.2821 | 14.3539 | 14.4042 | 14.4884 | 14.6305 | 14.8025 | 14.9495 | 15.0433 | 15.1033 | 15.1312 | 15.1371 | 15.1355 | 15.1338 | 15.1322 | 15.1306 | 15.129 | 15.1274 | 15.1258 | 15.1242 | 15.1225 | 15.1209
CCGT with CCS - CNQ | QLD | 9.7117 | 9.8945 | 9.6408 | 9.4555 | 9.3862 | 9.4147 | 9.4799 | 9.5045 | 9.4598 | 9.3766 | 9.3151 | 9.2873 | 9.2744 | 9.2892 | 9.3482 | 9.3958 | 9.4104 | 9.423 | 9.4303 | 9.4315 | 9.4302 | 9.429 | 9.4277 | 9.4264 | 9.4252 | 9.4239 | 9.4227 | 9.4214 | 9.4201 | 9.4189
CCGT with CCS - GG | QLD | 9.7117 | 9.8945 | 9.6408 | 9.4555 | 9.3862 | 9.4147 | 9.4799 | 9.5045 | 9.4598 | 9.3766 | 9.3151 | 9.2873 | 9.2744 | 9.2892 | 9.3482 | 9.3958 | 9.4104 | 9.423 | 9.4303 | 9.4315 | 9.4302 | 9.429 | 9.4277 | 9.4264 | 9.4252 | 9.4239 | 9.4227 | 9.4214 | 9.4201 | 9.4189
CCGT with CCS - SQ | QLD | 9.7117 | 9.8945 | 9.6408 | 9.4555 | 9.3862 | 9.4147 | 9.4799 | 9.5045 | 9.4598 | 9.3766 | 9.3151 | 9.2873 | 9.2744 | 9.2892 | 9.3482 | 9.3958 | 9.4104 | 9.423 | 9.4303 | 9.4315 | 9.4302 | 9.429 | 9.4277 | 9.4264 | 9.4252 | 9.4239 | 9.4227 | 9.4214 | 9.4201 | 9.4189
CCGT with CCS - NNSW | NSW | 11.2707 | 11.5888 | 11.367 | 11.2855 | 11.3643 | 11.4845 | 11.5926 | 11.6906 | 11.7907 | 11.8722 | 11.9492 | 12.0144 | 12.0486 | 12.0662 | 12.0871 | 12.1054 | 12.1146 | 12.1194 | 12.1223 | 12.1225 | 12.1212 | 12.1199 | 12.1185 | 12.1172 | 12.1159 | 12.1146 | 12.1133 | 12.1119 | 12.1106 | 12.1093
CCGT with CCS - CNSW | NSW | 11.2707 | 11.5888 | 11.367 | 11.2855 | 11.3643 | 11.4845 | 11.5926 | 11.6906 | 11.7907 | 11.8722 | 11.9492 | 12.0144 | 12.0486 | 12.0662 | 12.0871 | 12.1054 | 12.1146 | 12.1194 | 12.1223 | 12.1225 | 12.1212 | 12.1199 | 12.1185 | 12.1172 | 12.1159 | 12.1146 | 12.1133 | 12.1119 | 12.1106 | 12.1093
CCGT with CCS - SNW | NSW | 11.2707 | 11.5888 | 11.367 | 11.2855 | 11.3643 | 11.4845 | 11.5926 | 11.6906 | 11.7907 | 11.8722 | 11.9492 | 12.0144 | 12.0486 | 12.0662 | 12.0871 | 12.1054 | 12.1146 | 12.1194 | 12.1223 | 12.1225 | 12.1212 | 12.1199 | 12.1185 | 12.1172 | 12.1159 | 12.1146 | 12.1133 | 12.1119 | 12.1106 | 12.1093
CCGT with CCS - SNSW | NSW | 11.2707 | 11.5888 | 11.367 | 11.2855 | 11.3643 | 11.4845 | 11.5926 | 11.6906 | 11.7907 | 11.8722 | 11.9492 | 12.0144 | 12.0486 | 12.0662 | 12.0871 | 12.1054 | 12.1146 | 12.1194 | 12.1223 | 12.1225 | 12.1212 | 12.1199 | 12.1185 | 12.1172 | 12.1159 | 12.1146 | 12.1133 | 12.1119 | 12.1106 | 12.1093
CCGT with CCS - SA | SA | 11.8169 | 12.0472 | 11.6966 | 11.5975 | 11.7641 | 11.9834 | 12.1236 | 12.2177 | 12.3157 | 12.3926 | 12.4392 | 12.4517 | 12.416 | 12.3893 | 12.4104 | 12.4188 | 12.4051 | 12.4005 | 12.4017 | 12.4018 | 12.4005 | 12.3991 | 12.3978 | 12.3964 | 12.3951 | 12.3938 | 12.3924 | 12.3911 | 12.3898 | 12.3884
CCGT with CCS - TAS | TAS | 12.6712 | 13.3393 | 13.5776 | 13.8323 | 13.9704 | 14.0099 | 14.0653 | 14.1236 | 14.1961 | 14.2821 | 14.3539 | 14.4042 | 14.4884 | 14.6305 | 14.8025 | 14.9495 | 15.0433 | 15.1033 | 15.1312 | 15.1371 | 15.1355 | 15.1338 | 15.1322 | 15.1306 | 15.129 | 15.1274 | 15.1258 | 15.1242 | 15.1225 | 15.1209
CCGT with CCS - VIC | VIC | 10.3923 | 11.1482 | 11.4638 | 11.8147 | 12.0018 | 12.0356 | 12.0674 | 12.084 | 12.1269 | 12.1833 | 12.2118 | 12.2192 | 12.2839 | 12.4224 | 12.6034 | 12.773 | 12.8829 | 12.9514 | 12.9821 | 12.9885 | 12.9869 | 12.9853 | 12.9836 | 12.982 | 12.9804 | 12.9788 | 12.9772 | 12.9756 | 12.974 | 12.9723
Biomass - VIC | VIC | 0.54754 | 0.54754 | 0.54754 | 0.54754 | 0.54754 | 0.54754 | 0.54754 | 0.54754 | 0.54754 | 0.54754 | 0.54754 | 0.54754 | 0.54754 | 0.54754 | 0.54754 | 0.54754 | 0.54754 | 0.54754 | 0.54754 | 0.54754 | 0.54754 | 0.54754 | 0.54754 | 0.54754 | 0.54754 | 0.54754 | 0.54754 | 0.54754 | 0.54754 | 0.54754
Biomass - CNQ | QLD | 0.54754 | 0.54754 | 0.54754 | 0.54754 | 0.54754 | 0.54754 | 0.54754 | 0.54754 | 0.54754 | 0.54754 | 0.54754 | 0.54754 | 0.54754 | 0.54754 | 0.54754 | 0.54754 | 0.54754 | 0.54754 | 0.54754 | 0.54754 | 0.54754 | 0.54754 | 0.54754 | 0.54754 | 0.54754 | 0.54754 | 0.54754 | 0.54754 | 0.54754 | 0.54754
Biomass - GG | QLD | 0.54754 | 0.54754 | 0.54754 | 0.54754 | 0.54754 | 0.54754 | 0.54754 | 0.54754 | 0.54754 | 0.54754 | 0.54754 | 0.54754 | 0.54754 | 0.54754 | 0.54754 | 0.54754 | 0.54754 | 0.54754 | 0.54754 | 0.54754 | 0.54754 | 0.54754 | 0.54754 | 0.54754 | 0.54754 | 0.54754 | 0.54754 | 0.54754 | 0.54754 | 0.54754
Biomass - SQ | QLD | 0.54754 | 0.54754 | 0.54754 | 0.54754 | 0.54754 | 0.54754 | 0.54754 | 0.54754 | 0.54754 | 0.54754 | 0.54754 | 0.54754 | 0.54754 | 0.54754 | 0.54754 | 0.54754 | 0.54754 | 0.54754 | 0.54754 | 0.54754 | 0.54754 | 0.54754 | 0.54754 | 0.54754 | 0.54754 | 0.54754 | 0.54754 | 0.54754 | 0.54754 | 0.54754
Biomass - NNSW | NSW | 0.54754 | 0.54754 | 0.54754 | 0.54754 | 0.54754 | 0.54754 | 0.54754 | 0.54754 | 0.54754 | 0.54754 | 0.54754 | 0.54754 | 0.54754 | 0.54754 | 0.54754 | 0.54754 | 0.54754 | 0.54754 | 0.54754 | 0.54754 | 0.54754 | 0.54754 | 0.54754 | 0.54754 | 0.54754 | 0.54754 | 0.54754 | 0.54754 | 0.54754 | 0.54754
Biomass - CNSW | NSW | 0.54754 | 0.54754 | 0.54754 | 0.54754 | 0.54754 | 0.54754 | 0.54754 | 0.54754 | 0.54754 | 0.54754 | 0.54754 | 0.54754 | 0.54754 | 0.54754 | 0.54754 | 0.54754 | 0.54754 | 0.54754 | 0.54754 | 0.54754 | 0.54754 | 0.54754 | 0.54754 | 0.54754 | 0.54754 | 0.54754 | 0.54754 | 0.54754 | 0.54754 | 0.54754
Biomass - SNW | NSW | 0.54754 | 0.54754 | 0.54754 | 0.54754 | 0.54754 | 0.54754 | 0.54754 | 0.54754 | 0.54754 | 0.54754 | 0.54754 | 0.54754 | 0.54754 | 0.54754 | 0.54754 | 0.54754 | 0.54754 | 0.54754 | 0.54754 | 0.54754 | 0.54754 | 0.54754 | 0.54754 | 0.54754 | 0.54754 | 0.54754 | 0.54754 | 0.54754 | 0.54754 | 0.54754
Biomass - SNSW | NSW | 0.54754 | 0.54754 | 0.54754 | 0.54754 | 0.54754 | 0.54754 | 0.54754 | 0.54754 | 0.54754 | 0.54754 | 0.54754 | 0.54754 | 0.54754 | 0.54754 | 0.54754 | 0.54754 | 0.54754 | 0.54754 | 0.54754 | 0.54754 | 0.54754 | 0.54754 | 0.54754 | 0.54754 | 0.54754 | 0.54754 | 0.54754 | 0.54754 | 0.54754 | 0.54754
Biomass - SA | SA | 0.54754 | 0.54754 | 0.54754 | 0.54754 | 0.54754 | 0.54754 | 0.54754 | 0.54754 | 0.54754 | 0.54754 | 0.54754 | 0.54754 | 0.54754 | 0.54754 | 0.54754 | 0.54754 | 0.54754 | 0.54754 | 0.54754 | 0.54754 | 0.54754 | 0.54754 | 0.54754 | 0.54754 | 0.54754 | 0.54754 | 0.54754 | 0.54754 | 0.54754 | 0.54754
Biomass - TAS | TAS | 0.54754 | 0.54754 | 0.54754 | 0.54754 | 0.54754 | 0.54754 | 0.54754 | 0.54754 | 0.54754 | 0.54754 | 0.54754 | 0.54754 | 0.54754 | 0.54754 | 0.54754 | 0.54754 | 0.54754 | 0.54754 | 0.54754 | 0.54754 | 0.54754 | 0.54754 | 0.54754 | 0.54754 | 0.54754 | 0.54754 | 0.54754 | 0.54754 | 0.54754 | 0.54754
Large scale Solar PV - Far North QLD | QLD | 0 | 0 | 0 | 0 | 0 | 0 | 0 | 0 | 0 | 0 | 0 | 0 | 0 | 0 | 0 | 0 | 0 | 0 | 0 | 0 | 0 | 0 | 0 | 0 | 0 | 0 | 0 | 0 | 0 | 0
Large scale Solar PV - North Qld Clean Energy Hub | QLD | 0 | 0 | 0 | 0 | 0 | 0 | 0 | 0 | 0 | 0 | 0 | 0 | 0 | 0 | 0 | 0 | 0 | 0 | 0 | 0 | 0 | 0 | 0 | 0 | 0 | 0 | 0 | 0 | 0 | 0
Large scale Solar PV - Northern Qld | QLD | 0 | 0 | 0 | 0 | 0 | 0 | 0 | 0 | 0 | 0 | 0 | 0 | 0 | 0 | 0 | 0 | 0 | 0 | 0 | 0 | 0 | 0 | 0 | 0 | 0 | 0 | 0 | 0 | 0 | 0
Large scale Solar PV - Isaac | QLD | 0 | 0 | 0 | 0 | 0 | 0 | 0 | 0 | 0 | 0 | 0 | 0 | 0 | 0 | 0 | 0 | 0 | 0 | 0 | 0 | 0 | 0 | 0 | 0 | 0 | 0 | 0 | 0 | 0 | 0
Large scale Solar PV - Barcaldine | QLD | 0 | 0 | 0 | 0 | 0 | 0 | 0 | 0 | 0 | 0 | 0 | 0 | 0 | 0 | 0 | 0 | 0 | 0 | 0 | 0 | 0 | 0 | 0 | 0 | 0 | 0 | 0 | 0 | 0 | 0
Large scale Solar PV - Fitzroy | QLD | 0 | 0 | 0 | 0 | 0 | 0 | 0 | 0 | 0 | 0 | 0 | 0 | 0 | 0 | 0 | 0 | 0 | 0 | 0 | 0 | 0 | 0 | 0 | 0 | 0 | 0 | 0 | 0 | 0 | 0
Large scale Solar PV - Wide Bay | QLD | 0 | 0 | 0 | 0 | 0 | 0 | 0 | 0 | 0 | 0 | 0 | 0 | 0 | 0 | 0 | 0 | 0 | 0 | 0 | 0 | 0 | 0 | 0 | 0 | 0 | 0 | 0 | 0 | 0 | 0
Large scale Solar PV - Darling Downs | QLD | 0 | 0 | 0 | 0 | 0 | 0 | 0 | 0 | 0 | 0 | 0 | 0 | 0 | 0 | 0 | 0 | 0 | 0 | 0 | 0 | 0 | 0 | 0 | 0 | 0 | 0 | 0 | 0 | 0 | 0
Large scale Solar PV - Banana | QLD | 0 | 0 | 0 | 0 | 0 | 0 | 0 | 0 | 0 | 0 | 0 | 0 | 0 | 0 | 0 | 0 | 0 | 0 | 0 | 0 | 0 | 0 | 0 | 0 | 0 | 0 | 0 | 0 | 0 | 0
Large scale Solar PV - North West NSW | NSW | 0 | 0 | 0 | 0 | 0 | 0 | 0 | 0 | 0 | 0 | 0 | 0 | 0 | 0 | 0 | 0 | 0 | 0 | 0 | 0 | 0 | 0 | 0 | 0 | 0 | 0 | 0 | 0 | 0 | 0
Large scale Solar PV - New England | NSW | 0 | 0 | 0 | 0 | 0 | 0 | 0 | 0 | 0 | 0 | 0 | 0 | 0 | 0 | 0 | 0 | 0 | 0 | 0 | 0 | 0 | 0 | 0 | 0 | 0 | 0 | 0 | 0 | 0 | 0
Large scale Solar PV - Central-West Orana | NSW | 0 | 0 | 0 | 0 | 0 | 0 | 0 | 0 | 0 | 0 | 0 | 0 | 0 | 0 | 0 | 0 | 0 | 0 | 0 | 0 | 0 | 0 | 0 | 0 | 0 | 0 | 0 | 0 | 0 | 0
Large scale Solar PV - Broken Hill | NSW | 0 | 0 | 0 | 0 | 0 | 0 | 0 | 0 | 0 | 0 | 0 | 0 | 0 | 0 | 0 | 0 | 0 | 0 | 0 | 0 | 0 | 0 | 0 | 0 | 0 | 0 | 0 | 0 | 0 | 0
Large scale Solar PV - South West NSW | NSW | 0 | 0 | 0 | 0 | 0 | 0 | 0 | 0 | 0 | 0 | 0 | 0 | 0 | 0 | 0 | 0 | 0 | 0 | 0 | 0 | 0 | 0 | 0 | 0 | 0 | 0 | 0 | 0 | 0 | 0
Large scale Solar PV - Wagga Wagga | NSW | 0 | 0 | 0 | 0 | 0 | 0 | 0 | 0 | 0 | 0 | 0 | 0 | 0 | 0 | 0 | 0 | 0 | 0 | 0 | 0 | 0 | 0 | 0 | 0 | 0 | 0 | 0 | 0 | 0 | 0
Large scale Solar PV - Tumut | NSW | 0 | 0 | 0 | 0 | 0 | 0 | 0 | 0 | 0 | 0 | 0 | 0 | 0 | 0 | 0 | 0 | 0 | 0 | 0 | 0 | 0 | 0 | 0 | 0 | 0 | 0 | 0 | 0 | 0 | 0
Large scale Solar PV - Cooma-Monaro | NSW | 0 | 0 | 0 | 0 | 0 | 0 | 0 | 0 | 0 | 0 | 0 | 0 | 0 | 0 | 0 | 0 | 0 | 0 | 0 | 0 | 0 | 0 | 0 | 0 | 0 | 0 | 0 | 0 | 0 | 0
Large scale Solar PV - Ovens Murray | VIC | 0 | 0 | 0 | 0 | 0 | 0 | 0 | 0 | 0 | 0 | 0 | 0 | 0 | 0 | 0 | 0 | 0 | 0 | 0 | 0 | 0 | 0 | 0 | 0 | 0 | 0 | 0 | 0 | 0 | 0
Large scale Solar PV - Murray River | VIC | 0 | 0 | 0 | 0 | 0 | 0 | 0 | 0 | 0 | 0 | 0 | 0 | 0 | 0 | 0 | 0 | 0 | 0 | 0 | 0 | 0 | 0 | 0 | 0 | 0 | 0 | 0 | 0 | 0 | 0
Large scale Solar PV - Western Victoria | VIC | 0 | 0 | 0 | 0 | 0 | 0 | 0 | 0 | 0 | 0 | 0 | 0 | 0 | 0 | 0 | 0 | 0 | 0 | 0 | 0 | 0 | 0 | 0 | 0 | 0 | 0 | 0 | 0 | 0 | 0
Large scale Solar PV - South West Victoria | VIC | 0 | 0 | 0 | 0 | 0 | 0 | 0 | 0 | 0 | 0 | 0 | 0 | 0 | 0 | 0 | 0 | 0 | 0 | 0 | 0 | 0 | 0 | 0 | 0 | 0 | 0 | 0 | 0 | 0 | 0
Large scale Solar PV - Gippsland | VIC | 0 | 0 | 0 | 0 | 0 | 0 | 0 | 0 | 0 | 0 | 0 | 0 | 0 | 0 | 0 | 0 | 0 | 0 | 0 | 0 | 0 | 0 | 0 | 0 | 0 | 0 | 0 | 0 | 0 | 0
Large scale Solar PV - Central North Vic | VIC | 0 | 0 | 0 | 0 | 0 | 0 | 0 | 0 | 0 | 0 | 0 | 0 | 0 | 0 | 0 | 0 | 0 | 0 | 0 | 0 | 0 | 0 | 0 | 0 | 0 | 0 | 0 | 0 | 0 | 0
Large scale Solar PV - South East SA | SA | 0 | 0 | 0 | 0 | 0 | 0 | 0 | 0 | 0 | 0 | 0 | 0 | 0 | 0 | 0 | 0 | 0 | 0 | 0 | 0 | 0 | 0 | 0 | 0 | 0 | 0 | 0 | 0 | 0 | 0
Large scale Solar PV - Riverland | SA | 0 | 0 | 0 | 0 | 0 | 0 | 0 | 0 | 0 | 0 | 0 | 0 | 0 | 0 | 0 | 0 | 0 | 0 | 0 | 0 | 0 | 0 | 0 | 0 | 0 | 0 | 0 | 0 | 0 | 0
Large scale Solar PV - Mid-North SA | SA | 0 | 0 | 0 | 0 | 0 | 0 | 0 | 0 | 0 | 0 | 0 | 0 | 0 | 0 | 0 | 0 | 0 | 0 | 0 | 0 | 0 | 0 | 0 | 0 | 0 | 0 | 0 | 0 | 0 | 0
Large scale Solar PV - Yorke Peninsula | SA | 0 | 0 | 0 | 0 | 0 | 0 | 0 | 0 | 0 | 0 | 0 | 0 | 0 | 0 | 0 | 0 | 0 | 0 | 0 | 0 | 0 | 0 | 0 | 0 | 0 | 0 | 0 | 0 | 0 | 0
Large scale Solar PV - Northern SA | SA | 0 | 0 | 0 | 0 | 0 | 0 | 0 | 0 | 0 | 0 | 0 | 0 | 0 | 0 | 0 | 0 | 0 | 0 | 0 | 0 | 0 | 0 | 0 | 0 | 0 | 0 | 0 | 0 | 0 | 0
Large scale Solar PV - Leigh Creek | SA | 0 | 0 | 0 | 0 | 0 | 0 | 0 | 0 | 0 | 0 | 0 | 0 | 0 | 0 | 0 | 0 | 0 | 0 | 0 | 0 | 0 | 0 | 0 | 0 | 0 | 0 | 0 | 0 | 0 | 0
Large scale Solar PV - Roxby Downs | SA | 0 | 0 | 0 | 0 | 0 | 0 | 0 | 0 | 0 | 0 | 0 | 0 | 0 | 0 | 0 | 0 | 0 | 0 | 0 | 0 | 0 | 0 | 0 | 0 | 0 | 0 | 0 | 0 | 0 | 0
Large scale Solar PV - Eastern Eyre Peninsula | SA | 0 | 0 | 0 | 0 | 0 | 0 | 0 | 0 | 0 | 0 | 0 | 0 | 0 | 0 | 0 | 0 | 0 | 0 | 0 | 0 | 0 | 0 | 0 | 0 | 0 | 0 | 0 | 0 | 0 | 0
Large scale Solar PV - Western Eyre Peninsula | SA | 0 | 0 | 0 | 0 | 0 | 0 | 0 | 0 | 0 | 0 | 0 | 0 | 0 | 0 | 0 | 0 | 0 | 0 | 0 | 0 | 0 | 0 | 0 | 0 | 0 | 0 | 0 | 0 | 0 | 0
Large scale Solar PV - North East Tasmania | TAS | 0 | 0 | 0 | 0 | 0 | 0 | 0 | 0 | 0 | 0 | 0 | 0 | 0 | 0 | 0 | 0 | 0 | 0 | 0 | 0 | 0 | 0 | 0 | 0 | 0 | 0 | 0 | 0 | 0 | 0
Large scale Solar PV - North West Tasmania | TAS | 0 | 0 | 0 | 0 | 0 | 0 | 0 | 0 | 0 | 0 | 0 | 0 | 0 | 0 | 0 | 0 | 0 | 0 | 0 | 0 | 0 | 0 | 0 | 0 | 0 | 0 | 0 | 0 | 0 | 0
Large scale Solar PV - Central Highlands | TAS | 0 | 0 | 0 | 0 | 0 | 0 | 0 | 0 | 0 | 0 | 0 | 0 | 0 | 0 | 0 | 0 | 0 | 0 | 0 | 0 | 0 | 0 | 0 | 0 | 0 | 0 | 0 | 0 | 0 | 0
Large scale Solar PV - New South Wales Non-REZ | NSW | 0 | 0 | 0 | 0 | 0 | 0 | 0 | 0 | 0 | 0 | 0 | 0 | 0 | 0 | 0 | 0 | 0 | 0 | 0 | 0 | 0 | 0 | 0 | 0 | 0 | 0 | 0 | 0 | 0 | 0
Large scale Solar PV - Victoria Non-REZ | VIC | 0 | 0 | 0 | 0 | 0 | 0 | 0 | 0 | 0 | 0 | 0 | 0 | 0 | 0 | 0 | 0 | 0 | 0 | 0 | 0 | 0 | 0 | 0 | 0 | 0 | 0 | 0 | 0 | 0 | 0
Solar Thermal (8hrs Storage) | QLD | 0 | 0 | 0 | 0 | 0 | 0 | 0 | 0 | 0 | 0 | 0 | 0 | 0 | 0 | 0 | 0 | 0 | 0 | 0 | 0 | 0 | 0 | 0 | 0 | 0 | 0 | 0 | 0 | 0 | 0
Solar Thermal (8hrs Storage) | QLD | 0 | 0 | 0 | 0 | 0 | 0 | 0 | 0 | 0 | 0 | 0 | 0 | 0 | 0 | 0 | 0 | 0 | 0 | 0 | 0 | 0 | 0 | 0 | 0 | 0 | 0 | 0 | 0 | 0 | 0
Solar Thermal (8hrs Storage) | QLD | 0 | 0 | 0 | 0 | 0 | 0 | 0 | 0 | 0 | 0 | 0 | 0 | 0 | 0 | 0 | 0 | 0 | 0 | 0 | 0 | 0 | 0 | 0 | 0 | 0 | 0 | 0 | 0 | 0 | 0
Solar Thermal (8hrs Storage) | QLD | 0 | 0 | 0 | 0 | 0 | 0 | 0 | 0 | 0 | 0 | 0 | 0 | 0 | 0 | 0 | 0 | 0 | 0 | 0 | 0 | 0 | 0 | 0 | 0 | 0 | 0 | 0 | 0 | 0 | 0
Solar Thermal (8hrs Storage) | QLD | 0 | 0 | 0 | 0 | 0 | 0 | 0 | 0 | 0 | 0 | 0 | 0 | 0 | 0 | 0 | 0 | 0 | 0 | 0 | 0 | 0 | 0 | 0 | 0 | 0 | 0 | 0 | 0 | 0 | 0
Solar Thermal (8hrs Storage) | QLD | 0 | 0 | 0 | 0 | 0 | 0 | 0 | 0 | 0 | 0 | 0 | 0 | 0 | 0 | 0 | 0 | 0 | 0 | 0 | 0 | 0 | 0 | 0 | 0 | 0 | 0 | 0 | 0 | 0 | 0
Solar Thermal (8hrs Storage) | QLD | 0 | 0 | 0 | 0 | 0 | 0 | 0 | 0 | 0 | 0 | 0 | 0 | 0 | 0 | 0 | 0 | 0 | 0 | 0 | 0 | 0 | 0 | 0 | 0 | 0 | 0 | 0 | 0 | 0 | 0
Solar Thermal (8hrs Storage) | QLD | 0 | 0 | 0 | 0 | 0 | 0 | 0 | 0 | 0 | 0 | 0 | 0 | 0 | 0 | 0 | 0 | 0 | 0 | 0 | 0 | 0 | 0 | 0 | 0 | 0 | 0 | 0 | 0 | 0 | 0
Solar Thermal (8hrs Storage) | QLD | 0 | 0 | 0 | 0 | 0 | 0 | 0 | 0 | 0 | 0 | 0 | 0 | 0 | 0 | 0 | 0 | 0 | 0 | 0 | 0 | 0 | 0 | 0 | 0 | 0 | 0 | 0 | 0 | 0 | 0
Solar Thermal (8hrs Storage) | NSW | 0 | 0 | 0 | 0 | 0 | 0 | 0 | 0 | 0 | 0 | 0 | 0 | 0 | 0 | 0 | 0 | 0 | 0 | 0 | 0 | 0 | 0 | 0 | 0 | 0 | 0 | 0 | 0 | 0 | 0
Solar Thermal (8hrs Storage) | NSW | 0 | 0 | 0 | 0 | 0 | 0 | 0 | 0 | 0 | 0 | 0 | 0 | 0 | 0 | 0 | 0 | 0 | 0 | 0 | 0 | 0 | 0 | 0 | 0 | 0 | 0 | 0 | 0 | 0 | 0
Solar Thermal (8hrs Storage) | NSW | 0 | 0 | 0 | 0 | 0 | 0 | 0 | 0 | 0 | 0 | 0 | 0 | 0 | 0 | 0 | 0 | 0 | 0 | 0 | 0 | 0 | 0 | 0 | 0 | 0 | 0 | 0 | 0 | 0 | 0
Solar Thermal (8hrs Storage) | NSW | 0 | 0 | 0 | 0 | 0 | 0 | 0 | 0 | 0 | 0 | 0 | 0 | 0 | 0 | 0 | 0 | 0 | 0 | 0 | 0 | 0 | 0 | 0 | 0 | 0 | 0 | 0 | 0 | 0 | 0
Solar Thermal (8hrs Storage) | NSW | 0 | 0 | 0 | 0 | 0 | 0 | 0 | 0 | 0 | 0 | 0 | 0 | 0 | 0 | 0 | 0 | 0 | 0 | 0 | 0 | 0 | 0 | 0 | 0 | 0 | 0 | 0 | 0 | 0 | 0
Solar Thermal (8hrs Storage) | NSW | 0 | 0 | 0 | 0 | 0 | 0 | 0 | 0 | 0 | 0 | 0 | 0 | 0 | 0 | 0 | 0 | 0 | 0 | 0 | 0 | 0 | 0 | 0 | 0 | 0 | 0 | 0 | 0 | 0 | 0
Solar Thermal (8hrs Storage) | NSW | 0 | 0 | 0 | 0 | 0 | 0 | 0 | 0 | 0 | 0 | 0 | 0 | 0 | 0 | 0 | 0 | 0 | 0 | 0 | 0 | 0 | 0 | 0 | 0 | 0 | 0 | 0 | 0 | 0 | 0
Solar Thermal (8hrs Storage) | NSW | 0 | 0 | 0 | 0 | 0 | 0 | 0 | 0 | 0 | 0 | 0 | 0 | 0 | 0 | 0 | 0 | 0 | 0 | 0 | 0 | 0 | 0 | 0 | 0 | 0 | 0 | 0 | 0 | 0 | 0
Solar Thermal (8hrs Storage) | VIC | 0 | 0 | 0 | 0 | 0 | 0 | 0 | 0 | 0 | 0 | 0 | 0 | 0 | 0 | 0 | 0 | 0 | 0 | 0 | 0 | 0 | 0 | 0 | 0 | 0 | 0 | 0 | 0 | 0 | 0
Solar Thermal (8hrs Storage) | VIC | 0 | 0 | 0 | 0 | 0 | 0 | 0 | 0 | 0 | 0 | 0 | 0 | 0 | 0 | 0 | 0 | 0 | 0 | 0 | 0 | 0 | 0 | 0 | 0 | 0 | 0 | 0 | 0 | 0 | 0
Solar Thermal (8hrs Storage) | VIC | 0 | 0 | 0 | 0 | 0 | 0 | 0 | 0 | 0 | 0 | 0 | 0 | 0 | 0 | 0 | 0 | 0 | 0 | 0 | 0 | 0 | 0 | 0 | 0 | 0 | 0 | 0 | 0 | 0 | 0
Solar Thermal (8hrs Storage) | VIC | 0 | 0 | 0 | 0 | 0 | 0 | 0 | 0 | 0 | 0 | 0 | 0 | 0 | 0 | 0 | 0 | 0 | 0 | 0 | 0 | 0 | 0 | 0 | 0 | 0 | 0 | 0 | 0 | 0 | 0
Solar Thermal (8hrs Storage) | VIC | 0 | 0 | 0 | 0 | 0 | 0 | 0 | 0 | 0 | 0 | 0 | 0 | 0 | 0 | 0 | 0 | 0 | 0 | 0 | 0 | 0 | 0 | 0 | 0 | 0 | 0 | 0 | 0 | 0 | 0
Solar Thermal (8hrs Storage) | VIC | 0 | 0 | 0 | 0 | 0 | 0 | 0 | 0 | 0 | 0 | 0 | 0 | 0 | 0 | 0 | 0 | 0 | 0 | 0 | 0 | 0 | 0 | 0 | 0 | 0 | 0 | 0 | 0 | 0 | 0
Solar Thermal (8hrs Storage) | SA | 0 | 0 | 0 | 0 | 0 | 0 | 0 | 0 | 0 | 0 | 0 | 0 | 0 | 0 | 0 | 0 | 0 | 0 | 0 | 0 | 0 | 0 | 0 | 0 | 0 | 0 | 0 | 0 | 0 | 0
Solar Thermal (8hrs Storage) | SA | 0 | 0 | 0 | 0 | 0 | 0 | 0 | 0 | 0 | 0 | 0 | 0 | 0 | 0 | 0 | 0 | 0 | 0 | 0 | 0 | 0 | 0 | 0 | 0 | 0 | 0 | 0 | 0 | 0 | 0
Solar Thermal (8hrs Storage) | SA | 0 | 0 | 0 | 0 | 0 | 0 | 0 | 0 | 0 | 0 | 0 | 0 | 0 | 0 | 0 | 0 | 0 | 0 | 0 | 0 | 0 | 0 | 0 | 0 | 0 | 0 | 0 | 0 | 0 | 0
Solar Thermal (8hrs Storage) | SA | 0 | 0 | 0 | 0 | 0 | 0 | 0 | 0 | 0 | 0 | 0 | 0 | 0 | 0 | 0 | 0 | 0 | 0 | 0 | 0 | 0 | 0 | 0 | 0 | 0 | 0 | 0 | 0 | 0 | 0
Solar Thermal (8hrs Storage) | SA | 0 | 0 | 0 | 0 | 0 | 0 | 0 | 0 | 0 | 0 | 0 | 0 | 0 | 0 | 0 | 0 | 0 | 0 | 0 | 0 | 0 | 0 | 0 | 0 | 0 | 0 | 0 | 0 | 0 | 0
Solar Thermal (8hrs Storage) | SA | 0 | 0 | 0 | 0 | 0 | 0 | 0 | 0 | 0 | 0 | 0 | 0 | 0 | 0 | 0 | 0 | 0 | 0 | 0 | 0 | 0 | 0 | 0 | 0 | 0 | 0 | 0 | 0 | 0 | 0
Solar Thermal (8hrs Storage) | SA | 0 | 0 | 0 | 0 | 0 | 0 | 0 | 0 | 0 | 0 | 0 | 0 | 0 | 0 | 0 | 0 | 0 | 0 | 0 | 0 | 0 | 0 | 0 | 0 | 0 | 0 | 0 | 0 | 0 | 0
Solar Thermal (8hrs Storage) | SA | 0 | 0 | 0 | 0 | 0 | 0 | 0 | 0 | 0 | 0 | 0 | 0 | 0 | 0 | 0 | 0 | 0 | 0 | 0 | 0 | 0 | 0 | 0 | 0 | 0 | 0 | 0 | 0 | 0 | 0
Solar Thermal (8hrs Storage) | SA | 0 | 0 | 0 | 0 | 0 | 0 | 0 | 0 | 0 | 0 | 0 | 0 | 0 | 0 | 0 | 0 | 0 | 0 | 0 | 0 | 0 | 0 | 0 | 0 | 0 | 0 | 0 | 0 | 0 | 0
Solar Thermal (8hrs Storage) | TAS | 0 | 0 | 0 | 0 | 0 | 0 | 0 | 0 | 0 | 0 | 0 | 0 | 0 | 0 | 0 | 0 | 0 | 0 | 0 | 0 | 0 | 0 | 0 | 0 | 0 | 0 | 0 | 0 | 0 | 0
Solar Thermal (8hrs Storage) | TAS | 0 | 0 | 0 | 0 | 0 | 0 | 0 | 0 | 0 | 0 | 0 | 0 | 0 | 0 | 0 | 0 | 0 | 0 | 0 | 0 | 0 | 0 | 0 | 0 | 0 | 0 | 0 | 0 | 0 | 0
Solar Thermal (8hrs Storage) | TAS | 0 | 0 | 0 | 0 | 0 | 0 | 0 | 0 | 0 | 0 | 0 | 0 | 0 | 0 | 0 | 0 | 0 | 0 | 0 | 0 | 0 | 0 | 0 | 0 | 0 | 0 | 0 | 0 | 0 | 0
Solar Thermal (8hrs Storage) | NSW | 0 | 0 | 0 | 0 | 0 | 0 | 0 | 0 | 0 | 0 | 0 | 0 | 0 | 0 | 0 | 0 | 0 | 0 | 0 | 0 | 0 | 0 | 0 | 0 | 0 | 0 | 0 | 0 | 0 | 0
Solar Thermal (8hrs Storage) | VIC | 0 | 0 | 0 | 0 | 0 | 0 | 0 | 0 | 0 | 0 | 0 | 0 | 0 | 0 | 0 | 0 | 0 | 0 | 0 | 0 | 0 | 0 | 0 | 0 | 0 | 0 | 0 | 0 | 0 | 0
Battery Storage (1hr storage) - VIC | VIC | 0 | 0 | 0 | 0 | 0 | 0 | 0 | 0 | 0 | 0 | 0 | 0 | 0 | 0 | 0 | 0 | 0 | 0 | 0 | 0 | 0 | 0 | 0 | 0 | 0 | 0 | 0 | 0 | 0 | 0
Battery Storage (1hr storage) - CNQ | QLD | 0 | 0 | 0 | 0 | 0 | 0 | 0 | 0 | 0 | 0 | 0 | 0 | 0 | 0 | 0 | 0 | 0 | 0 | 0 | 0 | 0 | 0 | 0 | 0 | 0 | 0 | 0 | 0 | 0 | 0
Battery Storage (1hr storage) - GG | QLD | 0 | 0 | 0 | 0 | 0 | 0 | 0 | 0 | 0 | 0 | 0 | 0 | 0 | 0 | 0 | 0 | 0 | 0 | 0 | 0 | 0 | 0 | 0 | 0 | 0 | 0 | 0 | 0 | 0 | 0
Battery Storage (1hr storage) - SQ | QLD | 0 | 0 | 0 | 0 | 0 | 0 | 0 | 0 | 0 | 0 | 0 | 0 | 0 | 0 | 0 | 0 | 0 | 0 | 0 | 0 | 0 | 0 | 0 | 0 | 0 | 0 | 0 | 0 | 0 | 0
Battery Storage (1hr storage) - NNSW | NSW | 0 | 0 | 0 | 0 | 0 | 0 | 0 | 0 | 0 | 0 | 0 | 0 | 0 | 0 | 0 | 0 | 0 | 0 | 0 | 0 | 0 | 0 | 0 | 0 | 0 | 0 | 0 | 0 | 0 | 0
Battery Storage (1hr storage) - CNSW | NSW | 0 | 0 | 0 | 0 | 0 | 0 | 0 | 0 | 0 | 0 | 0 | 0 | 0 | 0 | 0 | 0 | 0 | 0 | 0 | 0 | 0 | 0 | 0 | 0 | 0 | 0 | 0 | 0 | 0 | 0
Battery Storage (1hr storage) - SNW | NSW | 0 | 0 | 0 | 0 | 0 | 0 | 0 | 0 | 0 | 0 | 0 | 0 | 0 | 0 | 0 | 0 | 0 | 0 | 0 | 0 | 0 | 0 | 0 | 0 | 0 | 0 | 0 | 0 | 0 | 0
Battery Storage (1hr storage) - SNSW | NSW | 0 | 0 | 0 | 0 | 0 | 0 | 0 | 0 | 0 | 0 | 0 | 0 | 0 | 0 | 0 | 0 | 0 | 0 | 0 | 0 | 0 | 0 | 0 | 0 | 0 | 0 | 0 | 0 | 0 | 0
Battery Storage (1hr storage) - SA | SA | 0 | 0 | 0 | 0 | 0 | 0 | 0 | 0 | 0 | 0 | 0 | 0 | 0 | 0 | 0 | 0 | 0 | 0 | 0 | 0 | 0 | 0 | 0 | 0 | 0 | 0 | 0 | 0 | 0 | 0
Battery Storage (1hr storage) - TAS | TAS | 0 | 0 | 0 | 0 | 0 | 0 | 0 | 0 | 0 | 0 | 0 | 0 | 0 | 0 | 0 | 0 | 0 | 0 | 0 | 0 | 0 | 0 | 0 | 0 | 0 | 0 | 0 | 0 | 0 | 0
Battery storage (2hrs storage) - VIC | VIC | 0 | 0 | 0 | 0 | 0 | 0 | 0 | 0 | 0 | 0 | 0 | 0 | 0 | 0 | 0 | 0 | 0 | 0 | 0 | 0 | 0 | 0 | 0 | 0 | 0 | 0 | 0 | 0 | 0 | 0
Battery Storage (2hrs storage) - CNQ | QLD | 0 | 0 | 0 | 0 | 0 | 0 | 0 | 0 | 0 | 0 | 0 | 0 | 0 | 0 | 0 | 0 | 0 | 0 | 0 | 0 | 0 | 0 | 0 | 0 | 0 | 0 | 0 | 0 | 0 | 0
Battery Storage (2hrs storage) - GG | QLD | 0 | 0 | 0 | 0 | 0 | 0 | 0 | 0 | 0 | 0 | 0 | 0 | 0 | 0 | 0 | 0 | 0 | 0 | 0 | 0 | 0 | 0 | 0 | 0 | 0 | 0 | 0 | 0 | 0 | 0
Battery Storage (2hrs storage) - SQ | QLD | 0 | 0 | 0 | 0 | 0 | 0 | 0 | 0 | 0 | 0 | 0 | 0 | 0 | 0 | 0 | 0 | 0 | 0 | 0 | 0 | 0 | 0 | 0 | 0 | 0 | 0 | 0 | 0 | 0 | 0
Battery Storage (2hrs storage) - NNSW | NSW | 0 | 0 | 0 | 0 | 0 | 0 | 0 | 0 | 0 | 0 | 0 | 0 | 0 | 0 | 0 | 0 | 0 | 0 | 0 | 0 | 0 | 0 | 0 | 0 | 0 | 0 | 0 | 0 | 0 | 0
Battery Storage (2hrs storage) - CNSW | NSW | 0 | 0 | 0 | 0 | 0 | 0 | 0 | 0 | 0 | 0 | 0 | 0 | 0 | 0 | 0 | 0 | 0 | 0 | 0 | 0 | 0 | 0 | 0 | 0 | 0 | 0 | 0 | 0 | 0 | 0
Battery Storage (2hrs storage) - SNW | NSW | 0 | 0 | 0 | 0 | 0 | 0 | 0 | 0 | 0 | 0 | 0 | 0 | 0 | 0 | 0 | 0 | 0 | 0 | 0 | 0 | 0 | 0 | 0 | 0 | 0 | 0 | 0 | 0 | 0 | 0
Battery Storage (2hrs storage) - SNSW | NSW | 0 | 0 | 0 | 0 | 0 | 0 | 0 | 0 | 0 | 0 | 0 | 0 | 0 | 0 | 0 | 0 | 0 | 0 | 0 | 0 | 0 | 0 | 0 | 0 | 0 | 0 | 0 | 0 | 0 | 0
Battery Storage (2hrs storage) - SA | SA | 0 | 0 | 0 | 0 | 0 | 0 | 0 | 0 | 0 | 0 | 0 | 0 | 0 | 0 | 0 | 0 | 0 | 0 | 0 | 0 | 0 | 0 | 0 | 0 | 0 | 0 | 0 | 0 | 0 | 0
Battery Storage (2hrs storage) - TAS | TAS | 0 | 0 | 0 | 0 | 0 | 0 | 0 | 0 | 0 | 0 | 0 | 0 | 0 | 0 | 0 | 0 | 0 | 0 | 0 | 0 | 0 | 0 | 0 | 0 | 0 | 0 | 0 | 0 | 0 | 0
Battery Storage (4hrs storage) - VIC | VIC | 0 | 0 | 0 | 0 | 0 | 0 | 0 | 0 | 0 | 0 | 0 | 0 | 0 | 0 | 0 | 0 | 0 | 0 | 0 | 0 | 0 | 0 | 0 | 0 | 0 | 0 | 0 | 0 | 0 | 0
Battery Storage (4hrs storage) - CNQ | QLD | 0 | 0 | 0 | 0 | 0 | 0 | 0 | 0 | 0 | 0 | 0 | 0 | 0 | 0 | 0 | 0 | 0 | 0 | 0 | 0 | 0 | 0 | 0 | 0 | 0 | 0 | 0 | 0 | 0 | 0
Battery Storage (4hrs storage) - GG | QLD | 0 | 0 | 0 | 0 | 0 | 0 | 0 | 0 | 0 | 0 | 0 | 0 | 0 | 0 | 0 | 0 | 0 | 0 | 0 | 0 | 0 | 0 | 0 | 0 | 0 | 0 | 0 | 0 | 0 | 0
Battery Storage (4hrs storage) - SQ | QLD | 0 | 0 | 0 | 0 | 0 | 0 | 0 | 0 | 0 | 0 | 0 | 0 | 0 | 0 | 0 | 0 | 0 | 0 | 0 | 0 | 0 | 0 | 0 | 0 | 0 | 0 | 0 | 0 | 0 | 0
Battery Storage (4hrs storage) - NNSW | NSW | 0 | 0 | 0 | 0 | 0 | 0 | 0 | 0 | 0 | 0 | 0 | 0 | 0 | 0 | 0 | 0 | 0 | 0 | 0 | 0 | 0 | 0 | 0 | 0 | 0 | 0 | 0 | 0 | 0 | 0
Battery Storage (4hrs storage) - CNSW | NSW | 0 | 0 | 0 | 0 | 0 | 0 | 0 | 0 | 0 | 0 | 0 | 0 | 0 | 0 | 0 | 0 | 0 | 0 | 0 | 0 | 0 | 0 | 0 | 0 | 0 | 0 | 0 | 0 | 0 | 0
Battery Storage (4hrs storage) - SNW | NSW | 0 | 0 | 0 | 0 | 0 | 0 | 0 | 0 | 0 | 0 | 0 | 0 | 0 | 0 | 0 | 0 | 0 | 0 | 0 | 0 | 0 | 0 | 0 | 0 | 0 | 0 | 0 | 0 | 0 | 0
Battery Storage (4hrs storage) - SNSW | NSW | 0 | 0 | 0 | 0 | 0 | 0 | 0 | 0 | 0 | 0 | 0 | 0 | 0 | 0 | 0 | 0 | 0 | 0 | 0 | 0 | 0 | 0 | 0 | 0 | 0 | 0 | 0 | 0 | 0 | 0
Battery Storage (4hrs storage) - SA | SA | 0 | 0 | 0 | 0 | 0 | 0 | 0 | 0 | 0 | 0 | 0 | 0 | 0 | 0 | 0 | 0 | 0 | 0 | 0 | 0 | 0 | 0 | 0 | 0 | 0 | 0 | 0 | 0 | 0 | 0
Battery Storage (4hrs storage) - TAS | TAS | 0 | 0 | 0 | 0 | 0 | 0 | 0 | 0 | 0 | 0 | 0 | 0 | 0 | 0 | 0 | 0 | 0 | 0 | 0 | 0 | 0 | 0 | 0 | 0 | 0 | 0 | 0 | 0 | 0 | 0
Battery Storage (8hrs storage) - VIC | VIC | 0 | 0 | 0 | 0 | 0 | 0 | 0 | 0 | 0 | 0 | 0 | 0 | 0 | 0 | 0 | 0 | 0 | 0 | 0 | 0 | 0 | 0 | 0 | 0 | 0 | 0 | 0 | 0 | 0 | 0
Battery Storage (8hrs storage) - CNQ | QLD | 0 | 0 | 0 | 0 | 0 | 0 | 0 | 0 | 0 | 0 | 0 | 0 | 0 | 0 | 0 | 0 | 0 | 0 | 0 | 0 | 0 | 0 | 0 | 0 | 0 | 0 | 0 | 0 | 0 | 0
Battery Storage (8hrs storage) - GG | QLD | 0 | 0 | 0 | 0 | 0 | 0 | 0 | 0 | 0 | 0 | 0 | 0 | 0 | 0 | 0 | 0 | 0 | 0 | 0 | 0 | 0 | 0 | 0 | 0 | 0 | 0 | 0 | 0 | 0 | 0
Battery Storage (8hrs storage) - SQ | QLD | 0 | 0 | 0 | 0 | 0 | 0 | 0 | 0 | 0 | 0 | 0 | 0 | 0 | 0 | 0 | 0 | 0 | 0 | 0 | 0 | 0 | 0 | 0 | 0 | 0 | 0 | 0 | 0 | 0 | 0
Battery Storage (8hrs storage) - NNSW | NSW | 0 | 0 | 0 | 0 | 0 | 0 | 0 | 0 | 0 | 0 | 0 | 0 | 0 | 0 | 0 | 0 | 0 | 0 | 0 | 0 | 0 | 0 | 0 | 0 | 0 | 0 | 0 | 0 | 0 | 0
Battery Storage (8hrs storage) - CNSW | NSW | 0 | 0 | 0 | 0 | 0 | 0 | 0 | 0 | 0 | 0 | 0 | 0 | 0 | 0 | 0 | 0 | 0 | 0 | 0 | 0 | 0 | 0 | 0 | 0 | 0 | 0 | 0 | 0 | 0 | 0
Battery Storage (8hrs storage) - SNW | NSW | 0 | 0 | 0 | 0 | 0 | 0 | 0 | 0 | 0 | 0 | 0 | 0 | 0 | 0 | 0 | 0 | 0 | 0 | 0 | 0 | 0 | 0 | 0 | 0 | 0 | 0 | 0 | 0 | 0 | 0
Battery Storage (8hrs storage) - SNSW | NSW | 0 | 0 | 0 | 0 | 0 | 0 | 0 | 0 | 0 | 0 | 0 | 0 | 0 | 0 | 0 | 0 | 0 | 0 | 0 | 0 | 0 | 0 | 0 | 0 | 0 | 0 | 0 | 0 | 0 | 0
Battery Storage (8hrs storage) - SA | SA | 0 | 0 | 0 | 0 | 0 | 0 | 0 | 0 | 0 | 0 | 0 | 0 | 0 | 0 | 0 | 0 | 0 | 0 | 0 | 0 | 0 | 0 | 0 | 0 | 0 | 0 | 0 | 0 | 0 | 0
Battery Storage (8hrs storage) - TAS | TAS | 0 | 0 | 0 | 0 | 0 | 0 | 0 | 0 | 0 | 0 | 0 | 0 | 0 | 0 | 0 | 0 | 0 | 0 | 0 | 0 | 0 | 0 | 0 | 0 | 0 | 0 | 0 | 0 | 0 | 0
Wind - Far North QLD | QLD | 0 | 0 | 0 | 0 | 0 | 0 | 0 | 0 | 0 | 0 | 0 | 0 | 0 | 0 | 0 | 0 | 0 | 0 | 0 | 0 | 0 | 0 | 0 | 0 | 0 | 0 | 0 | 0 | 0 | 0
Wind - North Qld Clean Energy Hub | QLD | 0 | 0 | 0 | 0 | 0 | 0 | 0 | 0 | 0 | 0 | 0 | 0 | 0 | 0 | 0 | 0 | 0 | 0 | 0 | 0 | 0 | 0 | 0 | 0 | 0 | 0 | 0 | 0 | 0 | 0
Wind - Northern Qld | QLD | 0 | 0 | 0 | 0 | 0 | 0 | 0 | 0 | 0 | 0 | 0 | 0 | 0 | 0 | 0 | 0 | 0 | 0 | 0 | 0 | 0 | 0 | 0 | 0 | 0 | 0 | 0 | 0 | 0 | 0
Wind - Isaac | QLD | 0 | 0 | 0 | 0 | 0 | 0 | 0 | 0 | 0 | 0 | 0 | 0 | 0 | 0 | 0 | 0 | 0 | 0 | 0 | 0 | 0 | 0 | 0 | 0 | 0 | 0 | 0 | 0 | 0 | 0
Wind - Barcaldine | QLD | 0 | 0 | 0 | 0 | 0 | 0 | 0 | 0 | 0 | 0 | 0 | 0 | 0 | 0 | 0 | 0 | 0 | 0 | 0 | 0 | 0 | 0 | 0 | 0 | 0 | 0 | 0 | 0 | 0 | 0
Wind - Fitzroy | QLD | 0 | 0 | 0 | 0 | 0 | 0 | 0 | 0 | 0 | 0 | 0 | 0 | 0 | 0 | 0 | 0 | 0 | 0 | 0 | 0 | 0 | 0 | 0 | 0 | 0 | 0 | 0 | 0 | 0 | 0
Wind - Wide Bay | QLD | 0 | 0 | 0 | 0 | 0 | 0 | 0 | 0 | 0 | 0 | 0 | 0 | 0 | 0 | 0 | 0 | 0 | 0 | 0 | 0 | 0 | 0 | 0 | 0 | 0 | 0 | 0 | 0 | 0 | 0
Wind - Darling Downs | QLD | 0 | 0 | 0 | 0 | 0 | 0 | 0 | 0 | 0 | 0 | 0 | 0 | 0 | 0 | 0 | 0 | 0 | 0 | 0 | 0 | 0 | 0 | 0 | 0 | 0 | 0 | 0 | 0 | 0 | 0
Wind - Banana | QLD | 0 | 0 | 0 | 0 | 0 | 0 | 0 | 0 | 0 | 0 | 0 | 0 | 0 | 0 | 0 | 0 | 0 | 0 | 0 | 0 | 0 | 0 | 0 | 0 | 0 | 0 | 0 | 0 | 0 | 0
Wind - North West NSW | NSW | 0 | 0 | 0 | 0 | 0 | 0 | 0 | 0 | 0 | 0 | 0 | 0 | 0 | 0 | 0 | 0 | 0 | 0 | 0 | 0 | 0 | 0 | 0 | 0 | 0 | 0 | 0 | 0 | 0 | 0
Wind - New England | NSW | 0 | 0 | 0 | 0 | 0 | 0 | 0 | 0 | 0 | 0 | 0 | 0 | 0 | 0 | 0 | 0 | 0 | 0 | 0 | 0 | 0 | 0 | 0 | 0 | 0 | 0 | 0 | 0 | 0 | 0
Wind - Central-West Orana | NSW | 0 | 0 | 0 | 0 | 0 | 0 | 0 | 0 | 0 | 0 | 0 | 0 | 0 | 0 | 0 | 0 | 0 | 0 | 0 | 0 | 0 | 0 | 0 | 0 | 0 | 0 | 0 | 0 | 0 | 0
Wind - Broken Hill | NSW | 0 | 0 | 0 | 0 | 0 | 0 | 0 | 0 | 0 | 0 | 0 | 0 | 0 | 0 | 0 | 0 | 0 | 0 | 0 | 0 | 0 | 0 | 0 | 0 | 0 | 0 | 0 | 0 | 0 | 0
Wind - South West NSW | NSW | 0 | 0 | 0 | 0 | 0 | 0 | 0 | 0 | 0 | 0 | 0 | 0 | 0 | 0 | 0 | 0 | 0 | 0 | 0 | 0 | 0 | 0 | 0 | 0 | 0 | 0 | 0 | 0 | 0 | 0
Wind - Wagga Wagga | NSW | 0 | 0 | 0 | 0 | 0 | 0 | 0 | 0 | 0 | 0 | 0 | 0 | 0 | 0 | 0 | 0 | 0 | 0 | 0 | 0 | 0 | 0 | 0 | 0 | 0 | 0 | 0 | 0 | 0 | 0
Wind - Tumut | NSW | 0 | 0 | 0 | 0 | 0 | 0 | 0 | 0 | 0 | 0 | 0 | 0 | 0 | 0 | 0 | 0 | 0 | 0 | 0 | 0 | 0 | 0 | 0 | 0 | 0 | 0 | 0 | 0 | 0 | 0
Wind - Cooma-Monaro | NSW | 0 | 0 | 0 | 0 | 0 | 0 | 0 | 0 | 0 | 0 | 0 | 0 | 0 | 0 | 0 | 0 | 0 | 0 | 0 | 0 | 0 | 0 | 0 | 0 | 0 | 0 | 0 | 0 | 0 | 0
Wind - Ovens Murray | VIC | 0 | 0 | 0 | 0 | 0 | 0 | 0 | 0 | 0 | 0 | 0 | 0 | 0 | 0 | 0 | 0 | 0 | 0 | 0 | 0 | 0 | 0 | 0 | 0 | 0 | 0 | 0 | 0 | 0 | 0
Wind - Murray River | VIC | 0 | 0 | 0 | 0 | 0 | 0 | 0 | 0 | 0 | 0 | 0 | 0 | 0 | 0 | 0 | 0 | 0 | 0 | 0 | 0 | 0 | 0 | 0 | 0 | 0 | 0 | 0 | 0 | 0 | 0
Wind - Western Victoria | VIC | 0 | 0 | 0 | 0 | 0 | 0 | 0 | 0 | 0 | 0 | 0 | 0 | 0 | 0 | 0 | 0 | 0 | 0 | 0 | 0 | 0 | 0 | 0 | 0 | 0 | 0 | 0 | 0 | 0 | 0
Wind - South West Victoria | VIC | 0 | 0 | 0 | 0 | 0 | 0 | 0 | 0 | 0 | 0 | 0 | 0 | 0 | 0 | 0 | 0 | 0 | 0 | 0 | 0 | 0 | 0 | 0 | 0 | 0 | 0 | 0 | 0 | 0 | 0
Wind - Gippsland | VIC | 0 | 0 | 0 | 0 | 0 | 0 | 0 | 0 | 0 | 0 | 0 | 0 | 0 | 0 | 0 | 0 | 0 | 0 | 0 | 0 | 0 | 0 | 0 | 0 | 0 | 0 | 0 | 0 | 0 | 0
Wind - Central North Vic | VIC | 0 | 0 | 0 | 0 | 0 | 0 | 0 | 0 | 0 | 0 | 0 | 0 | 0 | 0 | 0 | 0 | 0 | 0 | 0 | 0 | 0 | 0 | 0 | 0 | 0 | 0 | 0 | 0 | 0 | 0
Wind - South East SA | SA | 0 | 0 | 0 | 0 | 0 | 0 | 0 | 0 | 0 | 0 | 0 | 0 | 0 | 0 | 0 | 0 | 0 | 0 | 0 | 0 | 0 | 0 | 0 | 0 | 0 | 0 | 0 | 0 | 0 | 0
Wind - Riverland | SA | 0 | 0 | 0 | 0 | 0 | 0 | 0 | 0 | 0 | 0 | 0 | 0 | 0 | 0 | 0 | 0 | 0 | 0 | 0 | 0 | 0 | 0 | 0 | 0 | 0 | 0 | 0 | 0 | 0 | 0
Wind - Mid-North SA | SA | 0 | 0 | 0 | 0 | 0 | 0 | 0 | 0 | 0 | 0 | 0 | 0 | 0 | 0 | 0 | 0 | 0 | 0 | 0 | 0 | 0 | 0 | 0 | 0 | 0 | 0 | 0 | 0 | 0 | 0
Wind - Yorke Peninsula | SA | 0 | 0 | 0 | 0 | 0 | 0 | 0 | 0 | 0 | 0 | 0 | 0 | 0 | 0 | 0 | 0 | 0 | 0 | 0 | 0 | 0 | 0 | 0 | 0 | 0 | 0 | 0 | 0 | 0 | 0
Wind - Northern SA | SA | 0 | 0 | 0 | 0 | 0 | 0 | 0 | 0 | 0 | 0 | 0 | 0 | 0 | 0 | 0 | 0 | 0 | 0 | 0 | 0 | 0 | 0 | 0 | 0 | 0 | 0 | 0 | 0 | 0 | 0
Wind - Leigh Creek | SA | 0 | 0 | 0 | 0 | 0 | 0 | 0 | 0 | 0 | 0 | 0 | 0 | 0 | 0 | 0 | 0 | 0 | 0 | 0 | 0 | 0 | 0 | 0 | 0 | 0 | 0 | 0 | 0 | 0 | 0
Wind - Roxby Downs | SA | 0 | 0 | 0 | 0 | 0 | 0 | 0 | 0 | 0 | 0 | 0 | 0 | 0 | 0 | 0 | 0 | 0 | 0 | 0 | 0 | 0 | 0 | 0 | 0 | 0 | 0 | 0 | 0 | 0 | 0
Wind - Eastern Eyre Peninsula | SA | 0 | 0 | 0 | 0 | 0 | 0 | 0 | 0 | 0 | 0 | 0 | 0 | 0 | 0 | 0 | 0 | 0 | 0 | 0 | 0 | 0 | 0 | 0 | 0 | 0 | 0 | 0 | 0 | 0 | 0
Wind - Western Eyre Peninsula | SA | 0 | 0 | 0 | 0 | 0 | 0 | 0 | 0 | 0 | 0 | 0 | 0 | 0 | 0 | 0 | 0 | 0 | 0 | 0 | 0 | 0 | 0 | 0 | 0 | 0 | 0 | 0 | 0 | 0 | 0
Wind - North East Tasmania | TAS | 0 | 0 | 0 | 0 | 0 | 0 | 0 | 0 | 0 | 0 | 0 | 0 | 0 | 0 | 0 | 0 | 0 | 0 | 0 | 0 | 0 | 0 | 0 | 0 | 0 | 0 | 0 | 0 | 0 | 0
Wind - North West Tasmania | TAS | 0 | 0 | 0 | 0 | 0 | 0 | 0 | 0 | 0 | 0 | 0 | 0 | 0 | 0 | 0 | 0 | 0 | 0 | 0 | 0 | 0 | 0 | 0 | 0 | 0 | 0 | 0 | 0 | 0 | 0
Wind - Central Highlands | TAS | 0 | 0 | 0 | 0 | 0 | 0 | 0 | 0 | 0 | 0 | 0 | 0 | 0 | 0 | 0 | 0 | 0 | 0 | 0 | 0 | 0 | 0 | 0 | 0 | 0 | 0 | 0 | 0 | 0 | 0
Wind - New South Wales Non-REZ | NSW | 0 | 0 | 0 | 0 | 0 | 0 | 0 | 0 | 0 | 0 | 0 | 0 | 0 | 0 | 0 | 0 | 0 | 0 | 0 | 0 | 0 | 0 | 0 | 0 | 0 | 0 | 0 | 0 | 0 | 0
Wind - Victoria Non-REZ | VIC | 0 | 0 | 0 | 0 | 0 | 0 | 0 | 0 | 0 | 0 | 0 | 0 | 0 | 0 | 0 | 0 | 0 | 0 | 0 | 0 | 0 | 0 | 0 | 0 | 0 | 0 | 0 | 0 | 0 | 0
Wind - offshore - Hunter Coast | NSW | 0 | 0 | 0 | 0 | 0 | 0 | 0 | 0 | 0 | 0 | 0 | 0 | 0 | 0 | 0 | 0 | 0 | 0 | 0 | 0 | 0 | 0 | 0 | 0 | 0 | 0 | 0 | 0 | 0 | 0
Wind - offshore - Illawarra Coast | NSW | 0 | 0 | 0 | 0 | 0 | 0 | 0 | 0 | 0 | 0 | 0 | 0 | 0 | 0 | 0 | 0 | 0 | 0 | 0 | 0 | 0 | 0 | 0 | 0 | 0 | 0 | 0 | 0 | 0 | 0
Wind - offshore - Gippsland Coast | VIC | 0 | 0 | 0 | 0 | 0 | 0 | 0 | 0 | 0 | 0 | 0 | 0 | 0 | 0 | 0 | 0 | 0 | 0 | 0 | 0 | 0 | 0 | 0 | 0 | 0 | 0 | 0 | 0 | 0 | 0
Wind - offshore - North West Tasmania Coast | TAS | 0 | 0 | 0 | 0 | 0 | 0 | 0 | 0 | 0 | 0 | 0 | 0 | 0 | 0 | 0 | 0 | 0 | 0 | 0 | 0 | 0 | 0 | 0 | 0 | 0 | 0 | 0 | 0 | 0 | 0
Wind - offshore - Portland Coast | VIC | 0 | 0 | 0 | 0 | 0 | 0 | 0 | 0 | 0 | 0 | 0 | 0 | 0 | 0 | 0 | 0 | 0 | 0 | 0 | 0 | 0 | 0 | 0 | 0 | 0 | 0 | 0 | 0 | 0 | 0
Wind - offshore - South East SA Coast | SA | 0 | 0 | 0 | 0 | 0 | 0 | 0 | 0 | 0 | 0 | 0 | 0 | 0 | 0 | 0 | 0 | 0 | 0 | 0 | 0 | 0 | 0 | 0 | 0 | 0 | 0 | 0 | 0 | 0 | 0
Pumped Hydro (8hrs storage) - VIC | VIC | 0 | 0 | 0 | 0 | 0 | 0 | 0 | 0 | 0 | 0 | 0 | 0 | 0 | 0 | 0 | 0 | 0 | 0 | 0 | 0 | 0 | 0 | 0 | 0 | 0 | 0 | 0 | 0 | 0 | 0
Pumped Hydro (8hrs storage) - CNQ | QLD | 0 | 0 | 0 | 0 | 0 | 0 | 0 | 0 | 0 | 0 | 0 | 0 | 0 | 0 | 0 | 0 | 0 | 0 | 0 | 0 | 0 | 0 | 0 | 0 | 0 | 0 | 0 | 0 | 0 | 0
Pumped Hydro (8hrs storage) - GG | QLD | 0 | 0 | 0 | 0 | 0 | 0 | 0 | 0 | 0 | 0 | 0 | 0 | 0 | 0 | 0 | 0 | 0 | 0 | 0 | 0 | 0 | 0 | 0 | 0 | 0 | 0 | 0 | 0 | 0 | 0
Pumped Hydro (8hrs storage) - SQ | QLD | 0 | 0 | 0 | 0 | 0 | 0 | 0 | 0 | 0 | 0 | 0 | 0 | 0 | 0 | 0 | 0 | 0 | 0 | 0 | 0 | 0 | 0 | 0 | 0 | 0 | 0 | 0 | 0 | 0 | 0
Pumped Hydro (8hrs storage) - NNSW | NSW | 0 | 0 | 0 | 0 | 0 | 0 | 0 | 0 | 0 | 0 | 0 | 0 | 0 | 0 | 0 | 0 | 0 | 0 | 0 | 0 | 0 | 0 | 0 | 0 | 0 | 0 | 0 | 0 | 0 | 0
Pumped Hydro (8hrs storage) - CNSW | NSW | 0 | 0 | 0 | 0 | 0 | 0 | 0 | 0 | 0 | 0 | 0 | 0 | 0 | 0 | 0 | 0 | 0 | 0 | 0 | 0 | 0 | 0 | 0 | 0 | 0 | 0 | 0 | 0 | 0 | 0
Pumped Hydro (8hrs storage) - SNW | NSW | 0 | 0 | 0 | 0 | 0 | 0 | 0 | 0 | 0 | 0 | 0 | 0 | 0 | 0 | 0 | 0 | 0 | 0 | 0 | 0 | 0 | 0 | 0 | 0 | 0 | 0 | 0 | 0 | 0 | 0
Pumped Hydro (8hrs storage) - SNSW | NSW | 0 | 0 | 0 | 0 | 0 | 0 | 0 | 0 | 0 | 0 | 0 | 0 | 0 | 0 | 0 | 0 | 0 | 0 | 0 | 0 | 0 | 0 | 0 | 0 | 0 | 0 | 0 | 0 | 0 | 0
Pumped Hydro (8hrs storage) - SA | SA | 0 | 0 | 0 | 0 | 0 | 0 | 0 | 0 | 0 | 0 | 0 | 0 | 0 | 0 | 0 | 0 | 0 | 0 | 0 | 0 | 0 | 0 | 0 | 0 | 0 | 0 | 0 | 0 | 0 | 0
Pumped Hydro (8hrs storage) - TAS | TAS | 0 | 0 | 0 | 0 | 0 | 0 | 0 | 0 | 0 | 0 | 0 | 0 | 0 | 0 | 0 | 0 | 0 | 0 | 0 | 0 | 0 | 0 | 0 | 0 | 0 | 0 | 0 | 0 | 0 | 0
Pumped Hydro (24hrs storage) - VIC | VIC | 0 | 0 | 0 | 0 | 0 | 0 | 0 | 0 | 0 | 0 | 0 | 0 | 0 | 0 | 0 | 0 | 0 | 0 | 0 | 0 | 0 | 0 | 0 | 0 | 0 | 0 | 0 | 0 | 0 | 0
Pumped Hydro (24hrs storage) - CNQ | QLD | 0 | 0 | 0 | 0 | 0 | 0 | 0 | 0 | 0 | 0 | 0 | 0 | 0 | 0 | 0 | 0 | 0 | 0 | 0 | 0 | 0 | 0 | 0 | 0 | 0 | 0 | 0 | 0 | 0 | 0
Pumped Hydro (24hrs storage) - GG | QLD | 0 | 0 | 0 | 0 | 0 | 0 | 0 | 0 | 0 | 0 | 0 | 0 | 0 | 0 | 0 | 0 | 0 | 0 | 0 | 0 | 0 | 0 | 0 | 0 | 0 | 0 | 0 | 0 | 0 | 0
Pumped Hydro (24hrs storage) - SQ | QLD | 0 | 0 | 0 | 0 | 0 | 0 | 0 | 0 | 0 | 0 | 0 | 0 | 0 | 0 | 0 | 0 | 0 | 0 | 0 | 0 | 0 | 0 | 0 | 0 | 0 | 0 | 0 | 0 | 0 | 0
Pumped Hydro (24hrs storage) - NNSW | NSW | 0 | 0 | 0 | 0 | 0 | 0 | 0 | 0 | 0 | 0 | 0 | 0 | 0 | 0 | 0 | 0 | 0 | 0 | 0 | 0 | 0 | 0 | 0 | 0 | 0 | 0 | 0 | 0 | 0 | 0
Pumped Hydro (24hrs storage) - CNSW | NSW | 0 | 0 | 0 | 0 | 0 | 0 | 0 | 0 | 0 | 0 | 0 | 0 | 0 | 0 | 0 | 0 | 0 | 0 | 0 | 0 | 0 | 0 | 0 | 0 | 0 | 0 | 0 | 0 | 0 | 0
Pumped Hydro (24hrs storage) - SNW | NSW | 0 | 0 | 0 | 0 | 0 | 0 | 0 | 0 | 0 | 0 | 0 | 0 | 0 | 0 | 0 | 0 | 0 | 0 | 0 | 0 | 0 | 0 | 0 | 0 | 0 | 0 | 0 | 0 | 0 | 0
Pumped Hydro (24hrs storage) - SNSW | NSW | 0 | 0 | 0 | 0 | 0 | 0 | 0 | 0 | 0 | 0 | 0 | 0 | 0 | 0 | 0 | 0 | 0 | 0 | 0 | 0 | 0 | 0 | 0 | 0 | 0 | 0 | 0 | 0 | 0 | 0
Pumped Hydro (24hrs storage) - SA | SA | 0 | 0 | 0 | 0 | 0 | 0 | 0 | 0 | 0 | 0 | 0 | 0 | 0 | 0 | 0 | 0 | 0 | 0 | 0 | 0 | 0 | 0 | 0 | 0 | 0 | 0 | 0 | 0 | 0 | 0
Pumped Hydro (24hrs storage) - TAS | TAS | 0 | 0 | 0 | 0 | 0 | 0 | 0 | 0 | 0 | 0 | 0 | 0 | 0 | 0 | 0 | 0 | 0 | 0 | 0 | 0 | 0 | 0 | 0 | 0 | 0 | 0 | 0 | 0 | 0 | 0
Pumped Hydro (48hrs storage) - VIC | VIC | 0 | 0 | 0 | 0 | 0 | 0 | 0 | 0 | 0 | 0 | 0 | 0 | 0 | 0 | 0 | 0 | 0 | 0 | 0 | 0 | 0 | 0 | 0 | 0 | 0 | 0 | 0 | 0 | 0 | 0
Pumped Hydro (48hrs storage) - CNQ | QLD | 0 | 0 | 0 | 0 | 0 | 0 | 0 | 0 | 0 | 0 | 0 | 0 | 0 | 0 | 0 | 0 | 0 | 0 | 0 | 0 | 0 | 0 | 0 | 0 | 0 | 0 | 0 | 0 | 0 | 0
Pumped Hydro (48hrs storage) - GG | QLD | 0 | 0 | 0 | 0 | 0 | 0 | 0 | 0 | 0 | 0 | 0 | 0 | 0 | 0 | 0 | 0 | 0 | 0 | 0 | 0 | 0 | 0 | 0 | 0 | 0 | 0 | 0 | 0 | 0 | 0
Pumped Hydro (48hrs storage) - SQ | QLD | 0 | 0 | 0 | 0 | 0 | 0 | 0 | 0 | 0 | 0 | 0 | 0 | 0 | 0 | 0 | 0 | 0 | 0 | 0 | 0 | 0 | 0 | 0 | 0 | 0 | 0 | 0 | 0 | 0 | 0
Pumped Hydro (48hrs storage) - NNSW | NSW | 0 | 0 | 0 | 0 | 0 | 0 | 0 | 0 | 0 | 0 | 0 | 0 | 0 | 0 | 0 | 0 | 0 | 0 | 0 | 0 | 0 | 0 | 0 | 0 | 0 | 0 | 0 | 0 | 0 | 0
Pumped Hydro (48hrs storage) - CNSW | NSW | 0 | 0 | 0 | 0 | 0 | 0 | 0 | 0 | 0 | 0 | 0 | 0 | 0 | 0 | 0 | 0 | 0 | 0 | 0 | 0 | 0 | 0 | 0 | 0 | 0 | 0 | 0 | 0 | 0 | 0
Pumped Hydro (48hrs storage) - SNW | NSW | 0 | 0 | 0 | 0 | 0 | 0 | 0 | 0 | 0 | 0 | 0 | 0 | 0 | 0 | 0 | 0 | 0 | 0 | 0 | 0 | 0 | 0 | 0 | 0 | 0 | 0 | 0 | 0 | 0 | 0
Pumped Hydro (48hrs storage) - SNSW | NSW | 0 | 0 | 0 | 0 | 0 | 0 | 0 | 0 | 0 | 0 | 0 | 0 | 0 | 0 | 0 | 0 | 0 | 0 | 0 | 0 | 0 | 0 | 0 | 0 | 0 | 0 | 0 | 0 | 0 | 0
Pumped Hydro (48hrs storage) - TAS | TAS | 0 | 0 | 0 | 0 | 0 | 0 | 0 | 0 | 0 | 0 | 0 | 0 | 0 | 0 | 0 | 0 | 0 | 0 | 0 | 0 | 0 | 0 | 0 | 0 | 0 | 0 | 0 | 0 | 0 | 0
BOTN - Cethana | TAS | 0 | 0 | 0 | 0 | 0 | 0 | 0 | 0 | 0 | 0 | 0 | 0 | 0 | 0 | 0 | 0 | 0 | 0 | 0 | 0 | 0 | 0 | 0 | 0 | 0 | 0 | 0 | 0 | 0 | 0
Hydrogen turbine (large) - CNQ | QLD | 0 | 0 | 0 | 0 | 0 | 0 | 0 | 0 | 0 | 0 | 0 | 0 | 0 | 0 | 0 | 0 | 0 | 0 | 0 | 0 | 0 | 0 | 0 | 0 | 0 | 0 | 0 | 0 | 0 | 0
Hydrogen turbine (large) - GG | QLD | 0 | 0 | 0 | 0 | 0 | 0 | 0 | 0 | 0 | 0 | 0 | 0 | 0 | 0 | 0 | 0 | 0 | 0 | 0 | 0 | 0 | 0 | 0 | 0 | 0 | 0 | 0 | 0 | 0 | 0
Hydrogen turbine (large) - SQ | QLD | 0 | 0 | 0 | 0 | 0 | 0 | 0 | 0 | 0 | 0 | 0 | 0 | 0 | 0 | 0 | 0 | 0 | 0 | 0 | 0 | 0 | 0 | 0 | 0 | 0 | 0 | 0 | 0 | 0 | 0
Hydrogen turbine (large) - NNSW | NSW | 0 | 0 | 0 | 0 | 0 | 0 | 0 | 0 | 0 | 0 | 0 | 0 | 0 | 0 | 0 | 0 | 0 | 0 | 0 | 0 | 0 | 0 | 0 | 0 | 0 | 0 | 0 | 0 | 0 | 0
Hydrogen turbine (large) - CNSW | NSW | 0 | 0 | 0 | 0 | 0 | 0 | 0 | 0 | 0 | 0 | 0 | 0 | 0 | 0 | 0 | 0 | 0 | 0 | 0 | 0 | 0 | 0 | 0 | 0 | 0 | 0 | 0 | 0 | 0 | 0
Hydrogen turbine (large) - SNW | NSW | 0 | 0 | 0 | 0 | 0 | 0 | 0 | 0 | 0 | 0 | 0 | 0 | 0 | 0 | 0 | 0 | 0 | 0 | 0 | 0 | 0 | 0 | 0 | 0 | 0 | 0 | 0 | 0 | 0 | 0
Hydrogen turbine (large) - SNSW | NSW | 0 | 0 | 0 | 0 | 0 | 0 | 0 | 0 | 0 | 0 | 0 | 0 | 0 | 0 | 0 | 0 | 0 | 0 | 0 | 0 | 0 | 0 | 0 | 0 | 0 | 0 | 0 | 0 | 0 | 0
Hydrogen turbine (large) - VIC | VIC | 0 | 0 | 0 | 0 | 0 | 0 | 0 | 0 | 0 | 0 | 0 | 0 | 0 | 0 | 0 | 0 | 0 | 0 | 0 | 0 | 0 | 0 | 0 | 0 | 0 | 0 | 0 | 0 | 0 | 0
Hydrogen turbine (large) - SA | SA | 0 | 0 | 0 | 0 | 0 | 0 | 0 | 0 | 0 | 0 | 0 | 0 | 0 | 0 | 0 | 0 | 0 | 0 | 0 | 0 | 0 | 0 | 0 | 0 | 0 | 0 | 0 | 0 | 0 | 0
Hydrogen turbine (large) - TAS | TAS | 0 | 0 | 0 | 0 | 0 | 0 | 0 | 0 | 0 | 0 | 0 | 0 | 0 | 0 | 0 | 0 | 0 | 0 | 0 | 0 | 0 | 0 | 0 | 0 | 0 | 0 | 0 | 0 | 0 | 0

## Regional Build Costs Summary
Go to Assumptions Summary
Generator build costs, after application of regional cost factors ($/kW, real 2021 dollars)
Build costs for new entrant generators by location for the selected scenario and technology. Does not include connection costs.
Cost trajectories calculated by applying regional cost factors to baseline provided for a region-specific cost estimate, as developed by CSIRO and Aurecon, and by Entura (pumped hydro).
Technology and scenario choices are available through the drop down menus. For Offshore Wind and other technologies, please see the Build Costs tab.
Large-scale renewables
Technology: | Scenario:
Wind | Step Change
Technology Choices
Technology Type | Cost Scenario | Candidate REZ | Region | Regional Cost Zone | Regional Cost Factor | 2020-21 | 2021-22 | 2022-23 | 2023-24 | 2024-25 | 2025-26 | 2026-27 | 2027-28 | 2028-29 | 2029-30 | 2030-31 | 2031-32 | 2032-33 | 2033-34 | 2034-35 | 2035-36 | 2036-37 | 2037-38 | 2038-39 | 2039-40 | 2040-41 | 2041-42 | 2042-43 | 2043-44 | 2044-45 | 2045-46 | 2046-47 | 2047-48 | 2048-49 | 2049-50
Wind | Step Change | Far North QLD | QLD | QLD Low | 100% | 2023.187 | 2005.5665 | 1991.176 | 1977.9272 | 1959.6855 | 1938.5434 | 1916.56 | 1896.7688 | 1881.1512 | 1866.6578 | 1847.934 | 1835.7186 | 1824.5832 | 1813.5348 | 1802.5723 | 1791.6948 | 1779.9324 | 1769.2257 | 1759.5625 | 1749.9731 | 1731.9628 | 1720.6921 | 1709.5062 | 1694.6444 | 1679.8936 | 1665.2524 | 1657.2259 | 1648.3325 | 1640.4272 | 1631.6606 | Large scale Solar PV
Wind | Step Change | North Qld Clean Energy Hub | QLD | QLD Low | 100% | 2023.187 | 2005.5665 | 1991.176 | 1977.9272 | 1959.6855 | 1938.5434 | 1916.56 | 1896.7688 | 1881.1512 | 1866.6578 | 1847.934 | 1835.7186 | 1824.5832 | 1813.5348 | 1802.5723 | 1791.6948 | 1779.9324 | 1769.2257 | 1759.5625 | 1749.9731 | 1731.9628 | 1720.6921 | 1709.5062 | 1694.6444 | 1679.8936 | 1665.2524 | 1657.2259 | 1648.3325 | 1640.4272 | 1631.6606 | Solar Thermal (8hrs Storage)
Wind | Step Change | Northern Qld | QLD | QLD Low | 100% | 2023.187 | 2005.5665 | 1991.176 | 1977.9272 | 1959.6855 | 1938.5434 | 1916.56 | 1896.7688 | 1881.1512 | 1866.6578 | 1847.934 | 1835.7186 | 1824.5832 | 1813.5348 | 1802.5723 | 1791.6948 | 1779.9324 | 1769.2257 | 1759.5625 | 1749.9731 | 1731.9628 | 1720.6921 | 1709.5062 | 1694.6444 | 1679.8936 | 1665.2524 | 1657.2259 | 1648.3325 | 1640.4272 | 1631.6606 | Wind
Wind | Step Change | Isaac | QLD | QLD Low | 100% | 2023.187 | 2005.5665 | 1991.176 | 1977.9272 | 1959.6855 | 1938.5434 | 1916.56 | 1896.7688 | 1881.1512 | 1866.6578 | 1847.934 | 1835.7186 | 1824.5832 | 1813.5348 | 1802.5723 | 1791.6948 | 1779.9324 | 1769.2257 | 1759.5625 | 1749.9731 | 1731.9628 | 1720.6921 | 1709.5062 | 1694.6444 | 1679.8936 | 1665.2524 | 1657.2259 | 1648.3325 | 1640.4272 | 1631.6606
Wind | Step Change | Barcaldine | QLD | QLD Medium | 107.7% | 2178.4831 | 2159.5101 | 2144.015 | 2129.7493 | 2110.1073 | 2087.3425 | 2063.6716 | 2042.3612 | 2025.5449 | 2009.939 | 1989.778 | 1976.625 | 1964.6348 | 1952.7383 | 1940.9344 | 1929.222 | 1916.5567 | 1905.0282 | 1894.6233 | 1884.2978 | 1864.9051 | 1852.7693 | 1840.7247 | 1824.7222 | 1808.8391 | 1793.0741 | 1784.4314 | 1774.8555 | 1766.3434 | 1756.9039
Wind | Step Change | Fitzroy | QLD | QLD Low | 100% | 2023.187 | 2005.5665 | 1991.176 | 1977.9272 | 1959.6855 | 1938.5434 | 1916.56 | 1896.7688 | 1881.1512 | 1866.6578 | 1847.934 | 1835.7186 | 1824.5832 | 1813.5348 | 1802.5723 | 1791.6948 | 1779.9324 | 1769.2257 | 1759.5625 | 1749.9731 | 1731.9628 | 1720.6921 | 1709.5062 | 1694.6444 | 1679.8936 | 1665.2524 | 1657.2259 | 1648.3325 | 1640.4272 | 1631.6606
Wind | Step Change | Wide Bay | QLD | QLD Low | 100% | 2023.187 | 2005.5665 | 1991.176 | 1977.9272 | 1959.6855 | 1938.5434 | 1916.56 | 1896.7688 | 1881.1512 | 1866.6578 | 1847.934 | 1835.7186 | 1824.5832 | 1813.5348 | 1802.5723 | 1791.6948 | 1779.9324 | 1769.2257 | 1759.5625 | 1749.9731 | 1731.9628 | 1720.6921 | 1709.5062 | 1694.6444 | 1679.8936 | 1665.2524 | 1657.2259 | 1648.3325 | 1640.4272 | 1631.6606
Wind | Step Change | Darling Downs | QLD | QLD Low | 100% | 2023.187 | 2005.5665 | 1991.176 | 1977.9272 | 1959.6855 | 1938.5434 | 1916.56 | 1896.7688 | 1881.1512 | 1866.6578 | 1847.934 | 1835.7186 | 1824.5832 | 1813.5348 | 1802.5723 | 1791.6948 | 1779.9324 | 1769.2257 | 1759.5625 | 1749.9731 | 1731.9628 | 1720.6921 | 1709.5062 | 1694.6444 | 1679.8936 | 1665.2524 | 1657.2259 | 1648.3325 | 1640.4272 | 1631.6606
Wind | Step Change | Banana | QLD | QLD Medium | 107.7% | 2178.4831 | 2159.5101 | 2144.015 | 2129.7493 | 2110.1073 | 2087.3425 | 2063.6716 | 2042.3612 | 2025.5449 | 2009.939 | 1989.778 | 1976.625 | 1964.6348 | 1952.7383 | 1940.9344 | 1929.222 | 1916.5567 | 1905.0282 | 1894.6233 | 1884.2978 | 1864.9051 | 1852.7693 | 1840.7247 | 1824.7222 | 1808.8391 | 1793.0741 | 1784.4314 | 1774.8555 | 1766.3434 | 1756.9039
Wind | Step Change | North West NSW | NSW | NSW Medium | 106.2% | 2148.2209 | 2129.5114 | 2114.2316 | 2100.164 | 2080.7949 | 2058.3463 | 2035.0042 | 2013.9899 | 1997.4072 | 1982.0181 | 1962.1371 | 1949.1669 | 1937.3433 | 1925.612 | 1913.9721 | 1902.4224 | 1889.933 | 1878.5646 | 1868.3043 | 1858.1222 | 1838.9989 | 1827.0317 | 1815.1544 | 1799.3742 | 1783.7117 | 1768.1657 | 1759.6432 | 1750.2002 | 1741.8064 | 1732.498 | Step Change
Wind | Step Change | New England | NSW | NSW Low | 100% | 2023.187 | 2005.5665 | 1991.176 | 1977.9272 | 1959.6855 | 1938.5434 | 1916.56 | 1896.7688 | 1881.1512 | 1866.6578 | 1847.934 | 1835.7186 | 1824.5832 | 1813.5348 | 1802.5723 | 1791.6948 | 1779.9324 | 1769.2257 | 1759.5625 | 1749.9731 | 1731.9628 | 1720.6921 | 1709.5062 | 1694.6444 | 1679.8936 | 1665.2524 | 1657.2259 | 1648.3325 | 1640.4272 | 1631.6606 | Hydrogen Superpower
Wind | Step Change | Central-West Orana | NSW | NSW Medium | 106.2% | 2148.2209 | 2129.5114 | 2114.2316 | 2100.164 | 2080.7949 | 2058.3463 | 2035.0042 | 2013.9899 | 1997.4072 | 1982.0181 | 1962.1371 | 1949.1669 | 1937.3433 | 1925.612 | 1913.9721 | 1902.4224 | 1889.933 | 1878.5646 | 1868.3043 | 1858.1222 | 1838.9989 | 1827.0317 | 1815.1544 | 1799.3742 | 1783.7117 | 1768.1657 | 1759.6432 | 1750.2002 | 1741.8064 | 1732.498 | Progressive Change
Wind | Step Change | Broken Hill | NSW | NSW High | 112.4% | 2273.2547 | 2253.4564 | 2237.2871 | 2222.4008 | 2201.9044 | 2178.1492 | 2153.4485 | 2131.2111 | 2113.6632 | 2097.3784 | 2076.3403 | 2062.6151 | 2050.1033 | 2037.6893 | 2025.3719 | 2013.1499 | 1999.9337 | 1987.9036 | 1977.046 | 1966.2714 | 1946.035 | 1933.3712 | 1920.8027 | 1904.104 | 1887.5299 | 1871.0791 | 1862.0605 | 1852.0679 | 1843.1855 | 1833.3353 | Steady Progress
Wind | Step Change | South West NSW | NSW | NSW High | 112.4% | 2273.2547 | 2253.4564 | 2237.2871 | 2222.4008 | 2201.9044 | 2178.1492 | 2153.4485 | 2131.2111 | 2113.6632 | 2097.3784 | 2076.3403 | 2062.6151 | 2050.1033 | 2037.6893 | 2025.3719 | 2013.1499 | 1999.9337 | 1987.9036 | 1977.046 | 1966.2714 | 1946.035 | 1933.3712 | 1920.8027 | 1904.104 | 1887.5299 | 1871.0791 | 1862.0605 | 1852.0679 | 1843.1855 | 1833.3353 | Slow Change
Wind | Step Change | Wagga Wagga | NSW | NSW Medium | 106.2% | 2148.2209 | 2129.5114 | 2114.2316 | 2100.164 | 2080.7949 | 2058.3463 | 2035.0042 | 2013.9899 | 1997.4072 | 1982.0181 | 1962.1371 | 1949.1669 | 1937.3433 | 1925.612 | 1913.9721 | 1902.4224 | 1889.933 | 1878.5646 | 1868.3043 | 1858.1222 | 1838.9989 | 1827.0317 | 1815.1544 | 1799.3742 | 1783.7117 | 1768.1657 | 1759.6432 | 1750.2002 | 1741.8064 | 1732.498
Wind | Step Change | Tumut | NSW | NSW Medium | 106.2% | 2148.2209 | 2129.5114 | 2114.2316 | 2100.164 | 2080.7949 | 2058.3463 | 2035.0042 | 2013.9899 | 1997.4072 | 1982.0181 | 1962.1371 | 1949.1669 | 1937.3433 | 1925.612 | 1913.9721 | 1902.4224 | 1889.933 | 1878.5646 | 1868.3043 | 1858.1222 | 1838.9989 | 1827.0317 | 1815.1544 | 1799.3742 | 1783.7117 | 1768.1657 | 1759.6432 | 1750.2002 | 1741.8064 | 1732.498
Wind | Step Change | Cooma-Monaro | NSW | NSW Medium | 106.2% | 2148.2209 | 2129.5114 | 2114.2316 | 2100.164 | 2080.7949 | 2058.3463 | 2035.0042 | 2013.9899 | 1997.4072 | 1982.0181 | 1962.1371 | 1949.1669 | 1937.3433 | 1925.612 | 1913.9721 | 1902.4224 | 1889.933 | 1878.5646 | 1868.3043 | 1858.1222 | 1838.9989 | 1827.0317 | 1815.1544 | 1799.3742 | 1783.7117 | 1768.1657 | 1759.6432 | 1750.2002 | 1741.8064 | 1732.498
Wind | Step Change | Ovens Murray | VIC | VIC Medium | 102.8% | 2080.447 | 2062.3279 | 2047.53 | 2033.9063 | 2015.1483 | 1993.4079 | 1970.8022 | 1950.4509 | 1934.3913 | 1919.4878 | 1900.234 | 1887.6729 | 1876.2223 | 1864.8612 | 1853.5885 | 1842.4032 | 1830.3079 | 1819.2981 | 1809.3615 | 1799.5007 | 1780.9806 | 1769.391 | 1757.8884 | 1742.6061 | 1727.4377 | 1712.3822 | 1704.1285 | 1694.9835 | 1686.8544 | 1677.8397
Wind | Step Change | Murray River | VIC | VIC Medium | 102.8% | 2080.447 | 2062.3279 | 2047.53 | 2033.9063 | 2015.1483 | 1993.4079 | 1970.8022 | 1950.4509 | 1934.3913 | 1919.4878 | 1900.234 | 1887.6729 | 1876.2223 | 1864.8612 | 1853.5885 | 1842.4032 | 1830.3079 | 1819.2981 | 1809.3615 | 1799.5007 | 1780.9806 | 1769.391 | 1757.8884 | 1742.6061 | 1727.4377 | 1712.3822 | 1704.1285 | 1694.9835 | 1686.8544 | 1677.8397
Wind | Step Change | Western Victoria | VIC | VIC Medium | 102.8% | 2080.447 | 2062.3279 | 2047.53 | 2033.9063 | 2015.1483 | 1993.4079 | 1970.8022 | 1950.4509 | 1934.3913 | 1919.4878 | 1900.234 | 1887.6729 | 1876.2223 | 1864.8612 | 1853.5885 | 1842.4032 | 1830.3079 | 1819.2981 | 1809.3615 | 1799.5007 | 1780.9806 | 1769.391 | 1757.8884 | 1742.6061 | 1727.4377 | 1712.3822 | 1704.1285 | 1694.9835 | 1686.8544 | 1677.8397
Wind | Step Change | South West Victoria | VIC | VIC Medium | 102.8% | 2080.447 | 2062.3279 | 2047.53 | 2033.9063 | 2015.1483 | 1993.4079 | 1970.8022 | 1950.4509 | 1934.3913 | 1919.4878 | 1900.234 | 1887.6729 | 1876.2223 | 1864.8612 | 1853.5885 | 1842.4032 | 1830.3079 | 1819.2981 | 1809.3615 | 1799.5007 | 1780.9806 | 1769.391 | 1757.8884 | 1742.6061 | 1727.4377 | 1712.3822 | 1704.1285 | 1694.9835 | 1686.8544 | 1677.8397
Wind | Step Change | Gippsland | VIC | VIC Low | 100% | 2023.187 | 2005.5665 | 1991.176 | 1977.9272 | 1959.6855 | 1938.5434 | 1916.56 | 1896.7688 | 1881.1512 | 1866.6578 | 1847.934 | 1835.7186 | 1824.5832 | 1813.5348 | 1802.5723 | 1791.6948 | 1779.9324 | 1769.2257 | 1759.5625 | 1749.9731 | 1731.9628 | 1720.6921 | 1709.5062 | 1694.6444 | 1679.8936 | 1665.2524 | 1657.2259 | 1648.3325 | 1640.4272 | 1631.6606
Wind | Step Change | Central North Vic | VIC | VIC High | 104.7% | 2118.6203 | 2100.1687 | 2085.0994 | 2071.2257 | 2052.1235 | 2029.9842 | 2006.9638 | 1986.239 | 1969.8847 | 1954.7077 | 1935.1007 | 1922.3091 | 1910.6484 | 1899.0789 | 1887.5993 | 1876.2087 | 1863.8915 | 1852.6797 | 1842.5608 | 1832.519 | 1813.6592 | 1801.8569 | 1790.1433 | 1774.5805 | 1759.1338 | 1743.802 | 1735.3969 | 1726.0841 | 1717.8059 | 1708.6257
Wind | Step Change | South East SA | SA | SA Low | 100% | 2023.187 | 2005.5665 | 1991.176 | 1977.9272 | 1959.6855 | 1938.5434 | 1916.56 | 1896.7688 | 1881.1512 | 1866.6578 | 1847.934 | 1835.7186 | 1824.5832 | 1813.5348 | 1802.5723 | 1791.6948 | 1779.9324 | 1769.2257 | 1759.5625 | 1749.9731 | 1731.9628 | 1720.6921 | 1709.5062 | 1694.6444 | 1679.8936 | 1665.2524 | 1657.2259 | 1648.3325 | 1640.4272 | 1631.6606
Wind | Step Change | Riverland | SA | SA Low | 100% | 2023.187 | 2005.5665 | 1991.176 | 1977.9272 | 1959.6855 | 1938.5434 | 1916.56 | 1896.7688 | 1881.1512 | 1866.6578 | 1847.934 | 1835.7186 | 1824.5832 | 1813.5348 | 1802.5723 | 1791.6948 | 1779.9324 | 1769.2257 | 1759.5625 | 1749.9731 | 1731.9628 | 1720.6921 | 1709.5062 | 1694.6444 | 1679.8936 | 1665.2524 | 1657.2259 | 1648.3325 | 1640.4272 | 1631.6606
Wind | Step Change | Mid-North SA | SA | SA Low | 100% | 2023.187 | 2005.5665 | 1991.176 | 1977.9272 | 1959.6855 | 1938.5434 | 1916.56 | 1896.7688 | 1881.1512 | 1866.6578 | 1847.934 | 1835.7186 | 1824.5832 | 1813.5348 | 1802.5723 | 1791.6948 | 1779.9324 | 1769.2257 | 1759.5625 | 1749.9731 | 1731.9628 | 1720.6921 | 1709.5062 | 1694.6444 | 1679.8936 | 1665.2524 | 1657.2259 | 1648.3325 | 1640.4272 | 1631.6606
Wind | Step Change | Yorke Peninsula | SA | SA Low | 100% | 2023.187 | 2005.5665 | 1991.176 | 1977.9272 | 1959.6855 | 1938.5434 | 1916.56 | 1896.7688 | 1881.1512 | 1866.6578 | 1847.934 | 1835.7186 | 1824.5832 | 1813.5348 | 1802.5723 | 1791.6948 | 1779.9324 | 1769.2257 | 1759.5625 | 1749.9731 | 1731.9628 | 1720.6921 | 1709.5062 | 1694.6444 | 1679.8936 | 1665.2524 | 1657.2259 | 1648.3325 | 1640.4272 | 1631.6606
Wind | Step Change | Northern SA | SA | SA Medium | 107.5% | 2174.1962 | 2155.2606 | 2139.796 | 2125.5583 | 2105.955 | 2083.235 | 2059.6107 | 2038.3423 | 2021.559 | 2005.9839 | 1985.8625 | 1972.7354 | 1960.7688 | 1948.8957 | 1937.115 | 1925.4257 | 1912.7853 | 1901.2794 | 1890.895 | 1880.5899 | 1861.2353 | 1849.1234 | 1837.1025 | 1821.1315 | 1805.2796 | 1789.5456 | 1780.92 | 1771.3629 | 1762.8676 | 1753.4466
Wind | Step Change | Leigh Creek | SA | SA Medium | 107.5% | 2174.1962 | 2155.2606 | 2139.796 | 2125.5583 | 2105.955 | 2083.235 | 2059.6107 | 2038.3423 | 2021.559 | 2005.9839 | 1985.8625 | 1972.7354 | 1960.7688 | 1948.8957 | 1937.115 | 1925.4257 | 1912.7853 | 1901.2794 | 1890.895 | 1880.5899 | 1861.2353 | 1849.1234 | 1837.1025 | 1821.1315 | 1805.2796 | 1789.5456 | 1780.92 | 1771.3629 | 1762.8676 | 1753.4466
Wind | Step Change | Roxby Downs | SA | SA Medium | 107.5% | 2174.1962 | 2155.2606 | 2139.796 | 2125.5583 | 2105.955 | 2083.235 | 2059.6107 | 2038.3423 | 2021.559 | 2005.9839 | 1985.8625 | 1972.7354 | 1960.7688 | 1948.8957 | 1937.115 | 1925.4257 | 1912.7853 | 1901.2794 | 1890.895 | 1880.5899 | 1861.2353 | 1849.1234 | 1837.1025 | 1821.1315 | 1805.2796 | 1789.5456 | 1780.92 | 1771.3629 | 1762.8676 | 1753.4466
Wind | Step Change | Eastern Eyre Peninsula | SA | SA Medium | 107.5% | 2174.1962 | 2155.2606 | 2139.796 | 2125.5583 | 2105.955 | 2083.235 | 2059.6107 | 2038.3423 | 2021.559 | 2005.9839 | 1985.8625 | 1972.7354 | 1960.7688 | 1948.8957 | 1937.115 | 1925.4257 | 1912.7853 | 1901.2794 | 1890.895 | 1880.5899 | 1861.2353 | 1849.1234 | 1837.1025 | 1821.1315 | 1805.2796 | 1789.5456 | 1780.92 | 1771.3629 | 1762.8676 | 1753.4466
Wind | Step Change | Western Eyre Peninsula | SA | SA Medium | 107.5% | 2174.1962 | 2155.2606 | 2139.796 | 2125.5583 | 2105.955 | 2083.235 | 2059.6107 | 2038.3423 | 2021.559 | 2005.9839 | 1985.8625 | 1972.7354 | 1960.7688 | 1948.8957 | 1937.115 | 1925.4257 | 1912.7853 | 1901.2794 | 1890.895 | 1880.5899 | 1861.2353 | 1849.1234 | 1837.1025 | 1821.1315 | 1805.2796 | 1789.5456 | 1780.92 | 1771.3629 | 1762.8676 | 1753.4466
Wind | Step Change | North East Tasmania | TAS | TAS Low | 100% | 2023.187 | 2005.5665 | 1991.176 | 1977.9272 | 1959.6855 | 1938.5434 | 1916.56 | 1896.7688 | 1881.1512 | 1866.6578 | 1847.934 | 1835.7186 | 1824.5832 | 1813.5348 | 1802.5723 | 1791.6948 | 1779.9324 | 1769.2257 | 1759.5625 | 1749.9731 | 1731.9628 | 1720.6921 | 1709.5062 | 1694.6444 | 1679.8936 | 1665.2524 | 1657.2259 | 1648.3325 | 1640.4272 | 1631.6606
Wind | Step Change | North West Tasmania | TAS | TAS Medium | 106.2% | 2148.8558 | 2130.1408 | 2114.8564 | 2100.7847 | 2081.4099 | 2058.9547 | 2035.6057 | 2014.5852 | 1997.9975 | 1982.6039 | 1962.7171 | 1949.7429 | 1937.9158 | 1926.1811 | 1914.5378 | 1902.9846 | 1890.4916 | 1879.1199 | 1868.8565 | 1858.6714 | 1839.5424 | 1827.5717 | 1815.6909 | 1799.906 | 1784.2389 | 1768.6883 | 1760.1632 | 1750.7175 | 1742.3212 | 1733.01
Wind | Step Change | Central Highlands | TAS | TAS Low | 100% | 2023.187 | 2005.5665 | 1991.176 | 1977.9272 | 1959.6855 | 1938.5434 | 1916.56 | 1896.7688 | 1881.1512 | 1866.6578 | 1847.934 | 1835.7186 | 1824.5832 | 1813.5348 | 1802.5723 | 1791.6948 | 1779.9324 | 1769.2257 | 1759.5625 | 1749.9731 | 1731.9628 | 1720.6921 | 1709.5062 | 1694.6444 | 1679.8936 | 1665.2524 | 1657.2259 | 1648.3325 | 1640.4272 | 1631.6606
Thermal generation and storage
Technology: | Scenario:
Pumped Hydro (24hrs storage) | Step Change
Technology Type | Cost Scenario | REZ | Region | Regional Cost Zone | Regional Cost Factor | 2020-21 | 2021-22 | 2022-23 | 2023-24 | 2024-25 | 2025-26 | 2026-27 | 2027-28 | 2028-29 | 2029-30 | 2030-31 | 2031-32 | 2032-33 | 2033-34 | 2034-35 | 2035-36 | 2036-37 | 2037-38 | 2038-39 | 2039-40 | 2040-41 | 2041-42 | 2042-43 | 2043-44 | 2044-45 | 2045-46 | 2046-47 | 2047-48 | 2048-49 | 2049-50
Pumped Hydro (24hrs storage) | Step Change | - | CNQ | QLD Low | 88% | 3118.0479 | 3112.5729 | 3107.0978 | 3101.6227 | 3096.1477 | 3091.5851 | 3086.1101 | 3080.635 | 3075.1599 | 3070.5974 | 3065.1223 | 3059.6473 | 3054.1722 | 3049.6097 | 3044.1346 | 3038.6595 | 3034.097 | 3028.6219 | 3023.1469 | 3018.5843 | 3013.1092 | 3007.6342 | 3003.0716 | 2997.5966 | 2992.1215 | 2987.5589 | 2982.0839 | 2977.5213 | 2972.0463 | 2967.4837 | Battery storage (1hr storage)
Pumped Hydro (24hrs storage) | Step Change | - | SQ | QLD Low | 96.44% | 3417.2545 | 3411.2541 | 3405.2537 | 3399.2532 | 3393.2528 | 3388.2524 | 3382.2519 | 3376.2515 | 3370.251 | 3365.2507 | 3359.2502 | 3353.2498 | 3347.2493 | 3342.249 | 3336.2485 | 3330.2481 | 3325.2477 | 3319.2472 | 3313.2468 | 3308.2464 | 3302.246 | 3296.2455 | 3291.2452 | 3285.2447 | 3279.2443 | 3274.2439 | 3268.2434 | 3263.2431 | 3257.2426 | 3252.2423 | Battery storage (2hrs storage)
Pumped Hydro (24hrs storage) | Step Change | - | GG | QLD Low | 0% | 0 | 0 | 0 | 0 | 0 | 0 | 0 | 0 | 0 | 0 | 0 | 0 | 0 | 0 | 0 | 0 | 0 | 0 | 0 | 0 | 0 | 0 | 0 | 0 | 0 | 0 | 0 | 0 | 0 | 0 | Battery storage (4hrs storage)
Pumped Hydro (24hrs storage) | Step Change | - | NNSW | NSW Low | 82.22% | 2913.3276 | 2908.212 | 2903.0964 | 2897.9808 | 2892.8653 | 2888.6023 | 2883.4867 | 2878.3711 | 2873.2555 | 2868.9925 | 2863.8769 | 2858.7613 | 2853.6457 | 2849.3828 | 2844.2672 | 2839.1516 | 2834.8886 | 2829.773 | 2824.6574 | 2820.3944 | 2815.2788 | 2810.1632 | 2805.9003 | 2800.7847 | 2795.6691 | 2791.4061 | 2786.2905 | 2782.0275 | 2776.9119 | 2772.6489 | Battery storage (8hrs storage)
Pumped Hydro (24hrs storage) | Step Change | - | CNSW | NSW Low | 108% | 3826.6952 | 3819.9758 | 3813.2564 | 3806.537 | 3799.8176 | 3794.2181 | 3787.4987 | 3780.7793 | 3774.0599 | 3768.4604 | 3761.741 | 3755.0216 | 3748.3022 | 3742.7028 | 3735.9834 | 3729.264 | 3723.6645 | 3716.9451 | 3710.2257 | 3704.6262 | 3697.9068 | 3691.1874 | 3685.5879 | 3678.8685 | 3672.1491 | 3666.5496 | 3659.8302 | 3654.2307 | 3647.5113 | 3641.9118 | Pumped Hydro (8hrs storage)
Pumped Hydro (24hrs storage) | Step Change | - | SNSW | NSW Low | 100.4% | 3558.984 | 3552.7347 | 3546.4854 | 3540.2361 | 3533.9867 | 3528.779 | 3522.5297 | 3516.2804 | 3510.031 | 3504.8233 | 3498.574 | 3492.3247 | 3486.0753 | 3480.8676 | 3474.6183 | 3468.369 | 3463.1612 | 3456.9119 | 3450.6626 | 3445.4548 | 3439.2055 | 3432.9562 | 3427.7484 | 3421.4991 | 3415.2498 | 3410.042 | 3403.7927 | 3398.585 | 3392.3356 | 3387.1279 | Pumped Hydro (24hrs storage)
Pumped Hydro (24hrs storage) | Step Change | - | SNW | NSW Low | 0% | 0 | 0 | 0 | 0 | 0 | 0 | 0 | 0 | 0 | 0 | 0 | 0 | 0 | 0 | 0 | 0 | 0 | 0 | 0 | 0 | 0 | 0 | 0 | 0 | 0 | 0 | 0 | 0 | 0 | 0 | Pumped Hydro (48hrs storage)
Pumped Hydro (24hrs storage) | Step Change | - | VIC | VIC Low | 100% | 3543.2363 | 3537.0146 | 3530.793 | 3524.5713 | 3518.3496 | 3513.1649 | 3506.9433 | 3500.7216 | 3494.4999 | 3489.3152 | 3483.0936 | 3476.8719 | 3470.6502 | 3465.4655 | 3459.2439 | 3453.0222 | 3447.8375 | 3441.6158 | 3435.3941 | 3430.2094 | 3423.9878 | 3417.7661 | 3412.5814 | 3406.3597 | 3400.1381 | 3394.9533 | 3388.7317 | 3383.547 | 3377.3253 | 3372.1406 | Black Coal (advanced ultra supercritical PC)
Pumped Hydro (24hrs storage) | Step Change | - | SA | SA Low | 166.7% | 5905.3938 | 5895.0244 | 5884.6549 | 5874.2855 | 5863.9161 | 5855.2749 | 5844.9054 | 5834.536 | 5824.1666 | 5815.5254 | 5805.1559 | 5794.7865 | 5784.4171 | 5775.7759 | 5765.4064 | 5755.037 | 5746.3958 | 5736.0264 | 5725.6569 | 5717.0157 | 5706.6463 | 5696.2768 | 5687.6356 | 5677.2662 | 5666.8968 | 5658.2556 | 5647.8861 | 5639.2449 | 5628.8755 | 5620.2343 | Black Coal (advanced ultra supercritical PC) with CCS
Pumped Hydro (24hrs storage) | Step Change | - | TAS | TAS Low | 61.78% | 2188.9326 | 2185.089 | 2181.2454 | 2177.4018 | 2173.5582 | 2170.3552 | 2166.5116 | 2162.668 | 2158.8244 | 2155.6214 | 2151.7778 | 2147.9342 | 2144.0906 | 2140.8876 | 2137.044 | 2133.2004 | 2129.9974 | 2126.1538 | 2122.3102 | 2119.1072 | 2115.2636 | 2111.42 | 2108.2169 | 2104.3733 | 2100.5297 | 2097.3267 | 2093.4831 | 2090.2801 | 2086.4365 | 2083.2335 | OCGT (small GT)
OCGT (large GT)
CCGT
CCGT with CCS
Biomass
Hydrogen turbine (large)

## Renewable Policy Targets
Go to Assumptions Summary
Queensland Renewable Energy Target (QRET)
50% of Queensland electricity consumption to be provided by renewable generation by 2030
The underlying consumption is used as a measure of comparing to the % trajectory - that means that small-scale generation from rooftop PV systems is included within the target.
AEMO linearly interpolates the required developments to meet the objective of the QRET between forecast levels of existing, committed and anticipated renewable energy (including forecast distributed PV) and the 2030 target.
Source: | https://www.epw.qld.gov.au/about/initiatives/powering-queensland
Calendar year | All scenarios
2030 | 50%
Victorian Renewable Energy Target (VRET)
New entry renewable capacity required to meet a target of 40% renewable energy generation as a percentage of total Victorian generation by 2025 and 50% renewable energy generation as a percentage of total Victorian generation by 2030
The targets accounts for the contribution of DER which reduces large-scale generation requirements.
AEMO linearly interpolates the required developments to meet the objective of the VRET between forecast levels of existing, committed and anticipated renewable energy (including forecast distributed PV) and the 2030 target.
Source: | Renewable Energy (Jobs and Investment) Act 2017
Calendar year | All scenarios
2025 | 40%
2030 | 50%
AEMO has also incorprated the effect of the VRET2 auction, which requires the development of the equivalent to at least 600 MW of new large-scale renewable generation projects to support electricity consumption by government infrastructure and services.
AEMO has applied this objective as delivering approximately 1800 GWh of new renewable generation, based on information provided by the Victorian Government.”
Tasmania Renewable Energy Target (TRET)
Renewable generation targets (in GWh) for NEM-connected equipment in Tasmania (including DER and non-scheduled generation) on or before 31 December 2030, and on or before 31 December 2040.
AEMO linearly interpolates the required developments to meet the objective of the TRET between forecast levels of existing, committed and anticipated VRE (including forecast distributed PV) and the first interim target.
AEMO then applies a linear interpolation of the development requirements to achieve the policy outcomes between the interim and 2040 target.
Source: | Tasmanian Renewable Energy Target
GWh of renewable generation
Calendar year | All scenarios
2030 | 15750
2040 | 21000
New South Wales Electricity Infrastructure Roadmap
The Act sets out minimum objects that by the end of 2029, construction of renewable generation infrastructure that produces at least the same amount of electricity in a year as 8 GW in New England, 3 GW in Central-West Orana and 1 GW of additional capacity.
The Act also includes a minimum target of the construction of 2 GW of long-duration (8 hours or more) storage infrastructure by the end of 2029 in addition to Snowy 2.0.
The annual construction trajectory of energy generating capability that is specified in the Consumer Trustee's Infrastructure Investment Opportunities Report over the period until the minimum objective is met will be applied as a modelling input (providing a development floor that the model can exceed if appropriate). That trajectory outlines 33,600 GWh of equivalent generating capacity by the end of 2029). The trajectory below reflects new generation and storage requirements beyond existing, committed, and anticipated generation, and is consistent with that same overall development requirement.
| 2023-24 | 2024-25 | 2025-26 | 2026-27 | 2027-28 | 2028-29 | 2029-30
New long-duration storage (MW) | 0 | 0 | 600 | 600 | 1525 | 1925 | 2000
New VRE (GWh) | 0 | 2500 | 5700 | 9800 | 14300 | 19600 | 24600

## Carbon Budgets
Go to Assumptions Summary
Cumulative Carbon Budgets
To model emissions reductions, cumulative carbon budgets have been determined using multi-sectoral modelling commissioned from the CSIRO / ClimateWorks to reflect the emissions reduction requirements consistent with each scenario/sensitivity's Representative Concentration Pathway (RCP). The carbon budget applies to the NEM only.
| Progressive Change | Step Change | Hydrogen Superpower | Strong Electrification
Global mean temperature increase by 2100 (ºC) | ~2.6 | ~1.8 | ~1.5 | ~1.5 | 1
Budget period (FYE) | 2030-31 to 2050-51 | 2023-24 to 2050-51 | 2023-24 to 2050-51 | 2023-24 to 2050-51
Cumulative NEM electricity sector carbon budget for 2024-2050 (unless otherwise stated) (FYE, Mt CO2-e) | 931.5678 | 890.6685 | 452.5624 | 479.6449
Source: Cumulative carbon budgets determined from multi-sectoral modelling commissioned from the CSIRO.
Carbon budgets start from FY 2024 to be consistent with the ISP modelling horizon.
Note: No explicit carbon budget is included in the Slow Change scenario.

## Demand and Energy Forecasts
Go to Assumptions Summary
Demand and Energy Forecasts
Final energy consumption and seasonal maximum demand forecasts for all scenarios will be published on http://forecasting.aemo.com.au
The Draft ISP uses the forecasts published as the "2022 ISP".
Example method of extracting the correct dataset. Instructions for how to use the Forecasting Portal are available online.

## Economic Growth Forecasts
Go to Assumptions Summary
Economic Growth Forecasts | [13 empty] | Note: | Further information is available at http://forecasting.aemo.com.au
Gross State Product and Household Disposable Income forecasts based on BIS Oxford Economics long term macroeconomic forecasts developed for AEMO in April 2021.
Gross Value Added forecasts for the following ANZSIC divisions for all scenarios will be published on http://forecasting.aemo.com.au: Div A (Agriculture, Foresty & Fishing), Div B (Mining), Div C (Manufacturing), Div E (Contrsuction), Div I (Transport, Postal & Warehousing), Commercial Services
Consultant forecast mapping
| Slow Change | Steady Progress | Progressive Change | Step Change | Hydrogen Superpower | Strong Electrification Sensitivity
Consultant's scenario name | Slow Growth | Current Trajectory | Current Trajectory until 2031 then Sustainable Growth trend | Sustainable Growth | Export Superpower | Rapid Decarbonisation
Gross State Product ($ millions)
Slow Change
| 2021-22 | 2022-23 | 2023-24 | 2024-25 | 2025-26 | 2026-27 | 2027-28 | 2028-29 | 2029-30 | 2030-31 | 2031-32 | 2032-33 | 2033-34 | 2034-35 | 2035-36 | 2036-37 | 2037-38 | 2038-39 | 2039-40 | 2040-41 | 2041-42 | 2042-43 | 2043-44 | 2044-45 | 2045-46 | 2046-47 | 2047-48 | 2048-49 | 2049-50 | 2050-51 | 2051-52
NSW | 667751.881 | 665684.2762 | 674220.7111 | 690446.1664 | 706141.8395 | 721618.879 | 738562.7977 | 757581.5481 | 777631.9801 | 793599.6502 | 810148.2533 | 828834.2438 | 847458.135 | 865434.7935 | 883259.8775 | 900951.7401 | 917699.5387 | 932057.4986 | 945975.0634 | 960097.4798 | 974325.3357 | 988767.5361 | 1003471.6777 | 1018645.7389 | 1034317.6813 | 1050197.9347 | 1066337.3751 | 1082714.2001 | 1099375.4984 | 1116322.1412 | 1133532.6767
QLD | 356445.8148 | 355810.5922 | 360979.2625 | 371774.4668 | 383900.212 | 395240.9487 | 406065.5328 | 416235.7908 | 425696.1704 | 437184.2092 | 449226.6499 | 459537.6445 | 469444.691 | 480413.2062 | 491504.6649 | 501897.1699 | 512001.7663 | 521389.0101 | 530552.6485 | 539540.1476 | 548486.0459 | 557436.9607 | 566370.853 | 575504.1023 | 584627.957 | 593678.4068 | 602696.9812 | 611758.7996 | 620770.0011 | 629731.6852 | 638810.6027
SA | 109665.7696 | 108680.2775 | 110133.0786 | 112809.7186 | 115327.698 | 118075.1917 | 121022.1599 | 123647.4635 | 126175.0137 | 128647.8642 | 131054.5987 | 133799.178 | 136583.8136 | 139043.5233 | 141377.2414 | 143854.7719 | 146304.4527 | 148321.3902 | 150196.1674 | 152099.5679 | 154007.441 | 155872.2022 | 157701.9579 | 159552.9829 | 161408.9554 | 163254.9956 | 165080.3712 | 166870.7725 | 168644.7393 | 170412.2168 | 172196.3042
TAS | 32556.8561 | 32510.595 | 33047.0451 | 33840.1845 | 34621.2573 | 35438.8708 | 36221.4831 | 36861.4681 | 37467.8408 | 38119.7309 | 38794.678 | 39510.5978 | 40194.2444 | 40816.9754 | 41437.8202 | 42082.2567 | 42708.4754 | 43241.1704 | 43754.7263 | 44269.6978 | 44781.7788 | 45290.937 | 45799.2963 | 46317.7946 | 46842.2776 | 47369.8455 | 47899.9009 | 48429.6426 | 48963.8849 | 49503.6723 | 50049.4478
VIC | 470604.8999 | 473701.4704 | 482399.1741 | 498092.5188 | 514618.5237 | 531219.5446 | 548065.1575 | 563990.3139 | 579450.1229 | 594817.8504 | 609936.5457 | 625667.5045 | 641492.4412 | 656775.3944 | 671674.417 | 686574.9842 | 701128.1 | 713924.8611 | 726083.5992 | 738144.8724 | 750107.6561 | 762007.151 | 773795.9775 | 785547.7192 | 797388.4358 | 809095.3338 | 820621.6687 | 831856.1515 | 842836.9854 | 853612.9877 | 864499.621
Steady Progress
| 2021-22 | 2022-23 | 2023-24 | 2024-25 | 2025-26 | 2026-27 | 2027-28 | 2028-29 | 2029-30 | 2030-31 | 2031-32 | 2032-33 | 2033-34 | 2034-35 | 2035-36 | 2036-37 | 2037-38 | 2038-39 | 2039-40 | 2040-41 | 2041-42 | 2042-43 | 2043-44 | 2044-45 | 2045-46 | 2046-47 | 2047-48 | 2048-49 | 2049-50 | 2050-51 | 2051-52
NSW | 692871.6999 | 708036.6288 | 724817.2862 | 743331.9098 | 761190.2543 | 778681.3472 | 797095.5057 | 816790.2385 | 837138.8429 | 857327.2637 | 877601.0601 | 897776.0341 | 917916.4907 | 937686.2654 | 956720.8238 | 975147.9542 | 993020.3262 | 1010299.6047 | 1027193.9603 | 1044234.0099 | 1061566.157 | 1079201.5907 | 1097137.6944 | 1115403.6411 | 1134023.8464 | 1153000.9522 | 1172314.5077 | 1191970.7805 | 1211986.0601 | 1232342.6457 | 1253043.8095
QLD | 372491.3764 | 382284.9948 | 392998.6098 | 404418.1769 | 415281.9032 | 426004.1025 | 437154.5053 | 448923.4116 | 460908.6519 | 472704.0072 | 484541.14 | 496346.0239 | 508157.2162 | 519860.0637 | 531283.1122 | 542536.7042 | 553686.387 | 564616.6845 | 575314.812 | 586006.0284 | 596750.2768 | 607540.0591 | 618378.0434 | 629253.8265 | 640177.9546 | 651172.881 | 662213.4823 | 673296.453 | 684423.7274 | 695606.5052 | 706961.4599
SA | 115230.8207 | 117037.0112 | 119402.3224 | 122105.6052 | 124654.5146 | 127265.3004 | 130018.8677 | 132917.2487 | 135860.1728 | 138717.1389 | 141548.8313 | 144324.6725 | 147069.5699 | 149761.4771 | 152360.0998 | 154897.3993 | 157379.5846 | 159765.5306 | 162060.4656 | 164332.0855 | 166603.3253 | 168872.3236 | 171137.7394 | 173402.2114 | 175667.9212 | 177941.138 | 180215.6542 | 182490.9241 | 184769.1994 | 187053.3878 | 189364.2514
TAS | 34347.7478 | 35068.2759 | 35784.1773 | 36505.6586 | 37187.1882 | 37850.3336 | 38540.6709 | 39268.544 | 40006.8561 | 40716.074 | 41417.0452 | 42104.6185 | 42785.114 | 43450.0647 | 44093.3605 | 44722.2686 | 45343.5525 | 45950.7115 | 46540.0932 | 47123.3001 | 47708.7381 | 48298.517 | 48892.9231 | 49493.7153 | 50102.2026 | 50719.7007 | 51346.777 | 51984.7908 | 52635.3266 | 53297.424 | 53968.1892
VIC | 489909.3253 | 507021.0319 | 523556.2099 | 541401.8944 | 559080.3856 | 576560.7629 | 594297.8631 | 612431.8028 | 630570.9412 | 648167.3967 | 665597.8538 | 682862.4104 | 700066.0996 | 716945.2615 | 733317.0532 | 749361.1487 | 765192.1346 | 780598.3804 | 795532.2111 | 810348.7912 | 825152.8468 | 839930.3182 | 854663.4311 | 869360.2014 | 884002.0372 | 898549.0376 | 912945.7339 | 927138.7647 | 941087.8164 | 954825.5187 | 968731.1325
Progressive Change
| 2021-22 | 2022-23 | 2023-24 | 2024-25 | 2025-26 | 2026-27 | 2027-28 | 2028-29 | 2029-30 | 2030-31 | 2031-32 | 2032-33 | 2033-34 | 2034-35 | 2035-36 | 2036-37 | 2037-38 | 2038-39 | 2039-40 | 2040-41 | 2041-42 | 2042-43 | 2043-44 | 2044-45 | 2045-46 | 2046-47 | 2047-48 | 2048-49 | 2049-50 | 2050-51 | 2051-52
NSW | 692871.6999 | 708036.6288 | 724817.2862 | 743331.9098 | 761190.2543 | 778681.3472 | 797095.5057 | 816790.2385 | 837138.8429 | 857327.2637 | 877979.0424 | 898746.5691 | 919972.425 | 941271.3756 | 962240.115 | 982777.3251 | 1002616.5778 | 1021482.2787 | 1040010.1764 | 1058899.5949 | 1078075.9349 | 1097618.0713 | 1117526.5941 | 1137601.3224 | 1158297.1299 | 1179402.7179 | 1200948.1635 | 1222930.1384 | 1245371.7862 | 1268281.5629 | 1291617.9247
QLD | 372491.3764 | 382284.9948 | 392998.6098 | 404418.1769 | 415281.9032 | 426004.1025 | 437154.5053 | 448923.4116 | 460908.6519 | 472704.0072 | 484466.7771 | 496425.6891 | 508503.0575 | 521002.4638 | 533794.4838 | 546372.9657 | 558525.2897 | 570427.3709 | 582251.8132 | 594152.2259 | 606118.8208 | 618160.1584 | 630222.8309 | 642333.6828 | 654495.2882 | 666650.3114 | 678846.6989 | 691210.7847 | 703606.9874 | 716016.9093 | 728631.1872
SA | 115230.8207 | 117037.0112 | 119402.3224 | 122105.6052 | 124654.5146 | 127265.3004 | 130018.8677 | 132917.2487 | 135860.1728 | 138717.1389 | 141504.4549 | 144310.1588 | 147234.2074 | 150250.0483 | 153283.1601 | 156290.7508 | 159165.3863 | 161901.1296 | 164576.139 | 167294.0861 | 170005.7951 | 172704.7954 | 175393.8173 | 178035.2094 | 180676.7162 | 183341.7102 | 186006.5918 | 188645.0228 | 191281.6123 | 193934.3537 | 196622.3174
TAS | 34347.7478 | 35068.2759 | 35784.1773 | 36505.6586 | 37187.1882 | 37850.3336 | 38540.6709 | 39268.544 | 40006.8561 | 40716.074 | 41398.3005 | 42094.0282 | 42831.1857 | 43597.5516 | 44378.7466 | 45154.7874 | 45892.0308 | 46605.6337 | 47312.7821 | 48032.6079 | 48750.7894 | 49469.6502 | 50189.2345 | 50901.6102 | 51619.7756 | 52348.1526 | 53083.9399 | 53823.9569 | 54574.1704 | 55336.5421 | 56109.7922
VIC | 489909.3253 | 507021.0319 | 523556.2099 | 541401.8944 | 559080.3856 | 576560.7629 | 594297.8631 | 612431.8028 | 630570.9412 | 648167.3967 | 665755.2058 | 683381.8959 | 701276.9879 | 719286.9702 | 737262.2807 | 755063.5321 | 772467.9359 | 789249.498 | 805632.0322 | 822063.325 | 838491.0836 | 854955.0907 | 871365.7796 | 887497.8289 | 903762.6197 | 919993.6625 | 936087.7642 | 951956.7537 | 967627.593 | 983147.2252 | 998882.3313
Step Change
| 2021-22 | 2022-23 | 2023-24 | 2024-25 | 2025-26 | 2026-27 | 2027-28 | 2028-29 | 2029-30 | 2030-31 | 2031-32 | 2032-33 | 2033-34 | 2034-35 | 2035-36 | 2036-37 | 2037-38 | 2038-39 | 2039-40 | 2040-41 | 2041-42 | 2042-43 | 2043-44 | 2044-45 | 2045-46 | 2046-47 | 2047-48 | 2048-49 | 2049-50 | 2050-51 | 2051-52
NSW | 692791.0609 | 706818.6758 | 722933.5122 | 738714.0778 | 753857.8961 | 769249.7452 | 785126.131 | 802078.1699 | 819771.0218 | 839778.094 | 860008.5461 | 880352.8242 | 901146.4546 | 922012.3552 | 942555.7996 | 962677.0024 | 982114.3958 | 1000598.5532 | 1018752.0973 | 1037259.7989 | 1056048.4418 | 1075195.1434 | 1094700.4765 | 1114368.5134 | 1134644.5042 | 1155321.7221 | 1176429.5349 | 1197964.6894 | 1219949.852 | 1242393.4571 | 1265254.9834
QLD | 375355.6579 | 385953.1316 | 396425.0864 | 406952.4649 | 417397.3575 | 427551.6722 | 437762.9768 | 448084.5615 | 458351.2851 | 469517.7702 | 481201.2537 | 493079.5573 | 505075.5188 | 517490.6735 | 530196.4696 | 542690.1668 | 554760.5787 | 566582.4346 | 578327.1748 | 590147.3734 | 602033.3081 | 613993.4816 | 625974.8464 | 638004.0656 | 650083.6963 | 662156.7893 | 674270.9677 | 686551.714 | 698864.3607 | 711190.6342 | 723719.8861
SA | 114738.5097 | 117019.3887 | 119516.1836 | 122070.3155 | 124537.1605 | 127192.6632 | 129871.854 | 132316.0837 | 134746.9522 | 137466.1772 | 140228.357 | 143008.7589 | 145906.4381 | 148895.0819 | 151900.8409 | 154881.309 | 157730.0207 | 160441.093 | 163091.9789 | 165785.4153 | 168472.6699 | 171147.3305 | 173812.1026 | 176429.6744 | 179047.3599 | 181688.3207 | 184329.1703 | 186943.8077 | 189556.6202 | 192185.439 | 194849.1624
TAS | 34257.6416 | 35186.6676 | 36007.1305 | 36746.2651 | 37440.6049 | 38166.0745 | 38889.2911 | 39501.006 | 40101.8043 | 40776.8573 | 41460.1023 | 42156.8686 | 42895.1266 | 43662.6365 | 44444.9977 | 45222.1971 | 45960.5411 | 46675.2093 | 47383.4134 | 48104.3138 | 48823.5674 | 49543.5013 | 50264.1599 | 50977.5991 | 51696.8366 | 52426.301 | 53163.1867 | 53904.3085 | 54655.6419 | 55419.1517 | 56193.5561
VIC | 487195.6588 | 503802.3668 | 519961.004 | 536017.8646 | 551847.89 | 567844.8008 | 583558.382 | 599096.5084 | 614664.9017 | 631636.4846 | 648775.7328 | 665952.8704 | 683391.5646 | 700942.2189 | 718459.0857 | 735806.3326 | 752766.8531 | 769120.417 | 785085.1297 | 801097.3576 | 817106.1413 | 833150.249 | 849142.3985 | 864863.0147 | 880712.987 | 896530.072 | 912213.7084 | 927677.974 | 942949.143 | 958072.9613 | 973406.758
Hydrogen Superpower
| 2021-22 | 2022-23 | 2023-24 | 2024-25 | 2025-26 | 2026-27 | 2027-28 | 2028-29 | 2029-30 | 2030-31 | 2031-32 | 2032-33 | 2033-34 | 2034-35 | 2035-36 | 2036-37 | 2037-38 | 2038-39 | 2039-40 | 2040-41 | 2041-42 | 2042-43 | 2043-44 | 2044-45 | 2045-46 | 2046-47 | 2047-48 | 2048-49 | 2049-50 | 2050-51 | 2051-52
NSW | 695653.3289 | 715218.0626 | 732184.217 | 753058.3853 | 770189.0169 | 787640.126 | 808810.2537 | 831923.2522 | 857185.0165 | 884960.1047 | 912889.6654 | 940211.5175 | 967307.9022 | 994140.6848 | 1019629.7608 | 1044956.732 | 1070665.2815 | 1095748.1179 | 1120363.9722 | 1145837.4711 | 1173499.1213 | 1201390.852 | 1229526.9446 | 1257376.4924 | 1286147.5135 | 1315160.6942 | 1344265.685 | 1373866.1948 | 1404305.8047 | 1435475.0313 | 1467334.1654
QLD | 377201.7466 | 391546.4722 | 401998.2142 | 413499.1231 | 422741.6684 | 433152.0947 | 445446.7496 | 458963.0365 | 472667.2214 | 487115.6327 | 502779.1431 | 518554.7398 | 533799.2138 | 548955.7519 | 564276.1986 | 579664.8023 | 595288.6701 | 610779.6061 | 626255.1131 | 642102.2985 | 659066.9564 | 676164.8977 | 693242.2724 | 710232.5511 | 727107.9573 | 743842.6219 | 760489.8359 | 777524.742 | 794966.0002 | 812839.0888 | 831127.9638
SA | 115326.4699 | 118489.6892 | 120959.9708 | 124095.0993 | 126854.644 | 129607.0857 | 132964.5252 | 136411.1934 | 140094.9306 | 143992.2929 | 147824.7628 | 151552.3121 | 155295.4072 | 159039.7361 | 162638.0676 | 166192.0668 | 169804.1516 | 173364.8002 | 176827.5476 | 180369.9342 | 184210.5709 | 188049.7108 | 191837.3922 | 195321.125 | 198886.5353 | 202551.3811 | 206172.4271 | 209742.274 | 213396.1984 | 217161.8959 | 220996.2069
TAS | 34399.3916 | 35518.965 | 36271.5945 | 37135.8949 | 37848.2273 | 38560.5986 | 39432.3834 | 40281.349 | 41173.9885 | 42105.045 | 43012.9036 | 43898.3726 | 44789.6503 | 45676.378 | 46534.1564 | 47381.2273 | 48243.3331 | 49099.2669 | 49935.3275 | 50793.2251 | 51728.1922 | 52658.2894 | 53578.8233 | 54431.6152 | 55297.5805 | 56190.8419 | 57080.6165 | 57966.3496 | 58878.5773 | 59821.7215 | 60781.0451
VIC | 490193.6674 | 512223.7749 | 529550.7303 | 548929.7383 | 566972.0267 | 584754.0828 | 605379.5734 | 627174.2712 | 650011.0521 | 674103.7292 | 698392.4729 | 722347.3183 | 745925.5699 | 769248.629 | 791767.3823 | 814377.9958 | 837495.0588 | 860445.95 | 883012.0338 | 906094.4946 | 930858.1085 | 955884.1773 | 980835.0854 | 1004422.2715 | 1028791.1769 | 1053440.5143 | 1077859.5265 | 1102192.8886 | 1126970.2464 | 1152338.2582 | 1178276.152
Strong Electrification Sensitivity
| 2021-22 | 2022-23 | 2023-24 | 2024-25 | 2025-26 | 2026-27 | 2027-28 | 2028-29 | 2029-30 | 2030-31 | 2031-32 | 2032-33 | 2033-34 | 2034-35 | 2035-36 | 2036-37 | 2037-38 | 2038-39 | 2039-40 | 2040-41 | 2041-42 | 2042-43 | 2043-44 | 2044-45 | 2045-46 | 2046-47 | 2047-48 | 2048-49 | 2049-50 | 2050-51 | 2051-52
NSW | 714503.6023 | 738471.0696 | 756895.4124 | 771837.0866 | 789147.7409 | 806049.8476 | 822287.8689 | 839073.6284 | 855991.3749 | 876892.5466 | 898873.7632 | 920784.0623 | 942922.8298 | 965619.8518 | 988189.1756 | 1010449.5724 | 1032414.8151 | 1054338.7452 | 1076247.3565 | 1098422.734 | 1121044.845 | 1144216.313 | 1167853.3463 | 1191834.316 | 1216514.9447 | 1241705.8905 | 1267462.6179 | 1293788.1997 | 1320715.3168 | 1348276.8813 | 1376418.3043
QLD | 385350.6229 | 399020.7934 | 411887.8301 | 421155.2276 | 430416.3564 | 441445.6101 | 453570.9376 | 465278.8136 | 475686.0038 | 487155.4382 | 499986.8071 | 513302.876 | 526345.3748 | 539306.7831 | 552720.0267 | 566447.6379 | 580149.5708 | 593790.2022 | 607569.2407 | 621490.6115 | 635444.7139 | 649479.6843 | 663678.7382 | 678065.9275 | 692597.2127 | 707254.0757 | 722052.8728 | 737087.234 | 752297.9299 | 767679.1808 | 783361.2636
SA | 118113.535 | 121359.832 | 124218.3725 | 126833.9449 | 129430.5382 | 132123.6642 | 134738.7043 | 137390.2634 | 140050.22 | 142977.2723 | 145977.4391 | 148950.033 | 152012.6941 | 155157.8717 | 158248.1562 | 161304.8035 | 164394.4118 | 167495.5127 | 170542.1469 | 173568.5901 | 176617.5846 | 179700.4113 | 182794.0408 | 185870.7504 | 188977.785 | 192131.8205 | 195320.0204 | 198515.1435 | 201733.8853 | 204996.4609 | 208311.3948
TAS | 35150.4047 | 36180.5176 | 37040.1364 | 37801.0996 | 38491.3425 | 39174.9323 | 39904.5371 | 40640.3175 | 41307.9476 | 42006.1621 | 42748.7443 | 43494.3008 | 44252.5532 | 45018.5068 | 45773.8182 | 46528.9316 | 47302.5179 | 48086.8576 | 48858.2192 | 49624.9773 | 50399.0312 | 51182.3037 | 51971.3629 | 52763.8969 | 53571.3621 | 54394.4902 | 55233.7032 | 56086.5621 | 56956.882 | 57846.6156 | 58750.8458
VIC | 503370.6897 | 529097.6585 | 548828.3328 | 564591.4152 | 580657.8241 | 597461.9894 | 614113.2496 | 630178.2137 | 645641.3628 | 663481.6222 | 682110.7929 | 700798.2932 | 719723.9899 | 738987.9709 | 758205.9928 | 777509.2875 | 796860.9037 | 816203.248 | 835442.4708 | 854804.1074 | 874272.7347 | 893907.0882 | 913691.0025 | 933409.4563 | 953356.5937 | 973417.4673 | 993569.4936 | 1013656.6814 | 1033696.2847 | 1053803.9106 | 1074276.278
Household Disposable Income ($ millions)
Slow Change
| 2021-22 | 2022-23 | 2023-24 | 2024-25 | 2025-26 | 2026-27 | 2027-28 | 2028-29 | 2029-30 | 2030-31 | 2031-32 | 2032-33 | 2033-34 | 2034-35 | 2035-36 | 2036-37 | 2037-38 | 2038-39 | 2039-40 | 2040-41 | 2041-42 | 2042-43 | 2043-44 | 2044-45 | 2045-46 | 2046-47 | 2047-48 | 2048-49 | 2049-50 | 2050-51 | 2051-52
NSW | 456286.4171 | 453860.4333 | 467725.0019 | 477748.4626 | 491929.17 | 507793.2041 | 522827.1214 | 539345.0929 | 556518.5438 | 567651.2273 | 579453.1836 | 593435.8217 | 607455.1621 | 620783.617 | 633487.6194 | 645513.3928 | 656711.022 | 667089.8512 | 677180.2649 | 687450.9051 | 697754.6957 | 708063.9004 | 718412.0841 | 728918.8439 | 739471.7934 | 750000.2881 | 760493.4057 | 770984.0337 | 781333.5565 | 791683.1564 | 802160.6331
QLD | 233991.0961 | 228917.203 | 231405.9289 | 234984.2821 | 243374.2949 | 252349.1569 | 259453.2681 | 265656.4434 | 271608.1916 | 280620.0466 | 289824.3771 | 296136.5283 | 302064.2367 | 309574.9468 | 316930.3854 | 323012.2887 | 328745.05 | 334715.8442 | 340595.4461 | 346253.793 | 351842.3841 | 357466.1909 | 363016.345 | 368504.1696 | 373877.5558 | 379182.5914 | 384382.3691 | 389481.8212 | 394412.8947 | 399259.789 | 404156.1811
SA | 79564.9101 | 78550.5586 | 80247.394 | 81741.4273 | 84157.6175 | 86990.1299 | 89720.8363 | 91994.9287 | 94047.5172 | 95986.4134 | 97790.8595 | 100078.9088 | 102476.6443 | 104349.949 | 105933.2822 | 107674.8532 | 109430.4357 | 110929.0774 | 112299.2073 | 113753.0959 | 115220.8453 | 116616.1165 | 117959.9582 | 119318.4797 | 120656.4963 | 121948.7586 | 123199.8823 | 124425.9261 | 125602.2168 | 126750.041 | 127905.51
TAS | 25082.8505 | 24789.2745 | 25261.982 | 25657.1373 | 26416.5953 | 27308.8181 | 28104.2382 | 28693.8394 | 29182.6693 | 29735.043 | 30327.1219 | 30957.9757 | 31529.7171 | 32006.42 | 32452.8044 | 32907.488 | 33338.5475 | 33727.0458 | 34106.093 | 34498.8679 | 34886.6408 | 35263.7429 | 35635.7359 | 36012.251 | 36385.3588 | 36752.289 | 37114.7903 | 37476.5014 | 37830.7845 | 38183.3419 | 38538.8233
VIC | 309398.8864 | 306098.7104 | 313244.1859 | 320049.9263 | 330824.1013 | 342777.7986 | 353849.9907 | 363818.2468 | 373612.6822 | 384480.5633 | 394931.619 | 405624.1409 | 416584.4656 | 426983.4445 | 436520.5518 | 445638.9413 | 454514.871 | 462941.454 | 471011.5001 | 479073.1019 | 487049.0387 | 494869.4752 | 502524.0788 | 510098.2679 | 517510.9829 | 524692.9159 | 531625.7759 | 538308.7499 | 544610.0634 | 550656.7498 | 556747.1671
Steady Progress
| 2021-22 | 2022-23 | 2023-24 | 2024-25 | 2025-26 | 2026-27 | 2027-28 | 2028-29 | 2029-30 | 2030-31 | 2031-32 | 2032-33 | 2033-34 | 2034-35 | 2035-36 | 2036-37 | 2037-38 | 2038-39 | 2039-40 | 2040-41 | 2041-42 | 2042-43 | 2043-44 | 2044-45 | 2045-46 | 2046-47 | 2047-48 | 2048-49 | 2049-50 | 2050-51 | 2051-52
NSW | 479996.7773 | 491852.3436 | 504192.0601 | 515838.0577 | 529169.8989 | 543674.224 | 557991.823 | 572110.6977 | 585704.6809 | 598878.1552 | 613266.2198 | 627691.4383 | 642097.7143 | 656408.1068 | 670294.7233 | 683703.5231 | 696729.7216 | 709385.3144 | 721628.8157 | 733823.9306 | 746196.6587 | 758776.3102 | 771569.0021 | 784569.0251 | 797813.6545 | 811299.3632 | 825029.5082 | 838990.5946 | 853193.5177 | 867647.4314 | 882346.938
QLD | 246410.8538 | 250390.7757 | 254869.0152 | 259329.6465 | 264790.0511 | 271344.483 | 278182.384 | 285188.97 | 292432.1835 | 299647.8346 | 307248.5627 | 314882.7784 | 322512.705 | 330141.1868 | 337620.0713 | 344953.3642 | 352209.4932 | 359390.8942 | 366390.8335 | 373325.6945 | 380287.0685 | 387279.1697 | 394297.9158 | 401348.3419 | 408411.5718 | 415519.5993 | 422661.3921 | 429828.0222 | 437021.4921 | 444254.7483 | 451600.9013
SA | 83734.0598 | 85664.1181 | 87725.0918 | 89621.6744 | 91670.7563 | 93900.9058 | 96056.9024 | 98152.947 | 100130.8008 | 102061.1751 | 104180.7178 | 106280.5687 | 108348.4474 | 110394.2946 | 112379.1421 | 114307.0022 | 116195.0152 | 118035.0985 | 119791.5569 | 121511.1546 | 123224.6785 | 124937.325 | 126646.7362 | 128353.3589 | 130058.8123 | 131766.8499 | 133477.9858 | 135188.3427 | 136899.0123 | 138615.0231 | 140351.23
TAS | 26375.1162 | 26939.5744 | 27488.2843 | 27971.7767 | 28524.5247 | 29138.1725 | 29749.3786 | 30334.9427 | 30885.7773 | 31396.9878 | 31946.4111 | 32491.0016 | 33028.5627 | 33558.9451 | 34073.3862 | 34573.3052 | 35065.822 | 35552.3717 | 36023.9923 | 36486.7004 | 36948.2953 | 37412.6274 | 37880.3164 | 38351.7586 | 38828.5433 | 39311.3769 | 39801.3957 | 40299.0149 | 40805.5795 | 41321.1425 | 41843.4146
VIC | 325695.6029 | 334352.1998 | 343650.2085 | 352489.9183 | 361629.1894 | 371456.6129 | 381272.0297 | 390951.8191 | 400729.7134 | 411424.1829 | 422702.4806 | 433913.229 | 445092.8966 | 456161.5361 | 466937.0567 | 477438.49 | 487784.1617 | 497972.602 | 507810.9174 | 517476.7012 | 527118.5214 | 536747.4835 | 546351.8945 | 555923.3702 | 565468.9799 | 574957.5999 | 584368.6167 | 593660.2508 | 602803.4649 | 611832.6413 | 620976.5128
Progressive Change
| 2021-22 | 2022-23 | 2023-24 | 2024-25 | 2025-26 | 2026-27 | 2027-28 | 2028-29 | 2029-30 | 2030-31 | 2031-32 | 2032-33 | 2033-34 | 2034-35 | 2035-36 | 2036-37 | 2037-38 | 2038-39 | 2039-40 | 2040-41 | 2041-42 | 2042-43 | 2043-44 | 2044-45 | 2045-46 | 2046-47 | 2047-48 | 2048-49 | 2049-50 | 2050-51 | 2051-52
NSW | 479996.7773 | 491852.3436 | 504192.0601 | 515838.0577 | 529169.8989 | 543674.224 | 557991.823 | 572110.6977 | 585704.6809 | 598878.1552 | 613364.2961 | 628120.42 | 643045.7193 | 657936.4732 | 672630.1036 | 687044.6269 | 701120.4825 | 714841.9893 | 728305.8843 | 741567.4492 | 754602.6184 | 767433.1744 | 780238.21 | 793157.1685 | 806265.608 | 819533.3664 | 832968.1411 | 846565.3307 | 860332.0789 | 874280.3245 | 888449.0657
QLD | 246410.8538 | 250390.7757 | 254869.0152 | 259329.6465 | 264790.0511 | 271344.483 | 278182.384 | 285188.97 | 292432.1835 | 299647.8346 | 307466.7667 | 315238.5766 | 322977.8618 | 330803.1143 | 338639.4904 | 346424.6078 | 354156.5738 | 361834.6803 | 369408.6603 | 376834.8078 | 384112.7538 | 391211.3856 | 398197.0685 | 405177.6151 | 412126.3307 | 419064.8836 | 425981.5878 | 432879.6806 | 439761.2893 | 446639.5604 | 453614.9832
SA | 83734.0598 | 85664.1181 | 87725.0918 | 89621.6744 | 91670.7563 | 93900.9058 | 96056.9024 | 98152.947 | 100130.8008 | 102061.1751 | 104273.5466 | 106471.0272 | 108645.219 | 110786.8956 | 112881.0941 | 114956.2899 | 117013.5965 | 119027.6098 | 120974.5379 | 122856.8562 | 124669.9329 | 126410.6994 | 128109.1578 | 129795.6498 | 131467.7279 | 133125.5496 | 134773.3206 | 136409.7955 | 138034.607 | 139652.9341 | 141287.8646
TAS | 26375.1162 | 26939.5744 | 27488.2843 | 27971.7767 | 28524.5247 | 29138.1725 | 29749.3786 | 30334.9427 | 30885.7773 | 31396.9878 | 31981.7986 | 32558.2039 | 33123.0219 | 33675.5535 | 34216.233 | 34753.596 | 35290.2368 | 35823.4583 | 36346.5799 | 36851.3755 | 37336.0444 | 37802.9553 | 38261.3015 | 38719.6349 | 39179.3156 | 39640.4865 | 40104.9796 | 40573.7039 | 41047.7999 | 41527.1809 | 42012.0387
VIC | 325695.6029 | 334352.1998 | 343650.2085 | 352489.9183 | 361629.1894 | 371456.6129 | 381272.0297 | 390951.8191 | 400729.7134 | 411424.1829 | 423008.9794 | 434574.3315 | 446165.4203 | 457675.2053 | 469043.6066 | 480300.9873 | 491461.1933 | 502485.7971 | 513257.9592 | 523757.0373 | 533969.8536 | 543885.7022 | 553609.495 | 563233.8114 | 572789.1931 | 582228.8984 | 591538.2681 | 600683.5149 | 609631.974 | 618418.8714 | 627307.493
Step Change
| 2021-22 | 2022-23 | 2023-24 | 2024-25 | 2025-26 | 2026-27 | 2027-28 | 2028-29 | 2029-30 | 2030-31 | 2031-32 | 2032-33 | 2033-34 | 2034-35 | 2035-36 | 2036-37 | 2037-38 | 2038-39 | 2039-40 | 2040-41 | 2041-42 | 2042-43 | 2043-44 | 2044-45 | 2045-46 | 2046-47 | 2047-48 | 2048-49 | 2049-50 | 2050-51 | 2051-52
NSW | 489491.7189 | 506337.2563 | 520868.5887 | 533057.7828 | 546927.2832 | 562520.0512 | 578351.9529 | 594122.9335 | 609600.0106 | 624403.0269 | 639507.1293 | 654892.6877 | 670454.5983 | 685980.4726 | 701300.8434 | 716330.3174 | 731006.7972 | 745313.898 | 759352.4044 | 773179.9386 | 786771.4166 | 800149.5442 | 813501.0379 | 826971.2938 | 840639.0821 | 854472.9643 | 868480.9657 | 882658.2799 | 897012.3548 | 911555.6528 | 926328.8592
QLD | 250176.1201 | 255953.3597 | 261662.8785 | 266378.2034 | 271612.1899 | 278253.0547 | 285544.4938 | 293164.1428 | 301311.2423 | 309457.7086 | 317532.617 | 325558.8605 | 333551.5144 | 341632.9502 | 349725.8737 | 357765.8603 | 365750.9554 | 373680.428 | 381502.3649 | 389171.6298 | 396687.8412 | 404018.8681 | 411233.2484 | 418442.3242 | 425618.527 | 432784.2342 | 439927.3776 | 447051.3002 | 454158.1991 | 461261.6511 | 468465.4353
SA | 85212.0281 | 87869.2592 | 90254.1091 | 92122.6782 | 94190.1086 | 96553.3737 | 98838.6416 | 101121.1338 | 103419.5032 | 105672.5031 | 107963.157 | 110238.3932 | 112489.5165 | 114706.974 | 116875.2736 | 119023.898 | 121154.0003 | 123239.2774 | 125255.0954 | 127204.0177 | 129081.2482 | 130883.6098 | 132642.1665 | 134388.3332 | 136119.576 | 137836.058 | 139542.1337 | 141236.5135 | 142918.8173 | 144594.4072 | 146287.188
TAS | 26867.3495 | 27653.1132 | 28323.2297 | 28827.8791 | 29396.71 | 30058.0116 | 30729.8685 | 31393.8853 | 32058.6828 | 32676.0011 | 33284.6353 | 33884.5214 | 34472.3484 | 35047.3883 | 35610.0934 | 36169.3468 | 36727.8487 | 37282.7919 | 37827.2238 | 38352.5832 | 38856.996 | 39342.9274 | 39819.9451 | 40296.9495 | 40775.3562 | 41255.3137 | 41738.7288 | 42226.5474 | 42719.9566 | 43218.866 | 43723.4754
VIC | 331089.5267 | 342479.9975 | 353076.0898 | 361938.2314 | 370979.2998 | 381115.9641 | 391427.3441 | 401803.1398 | 412717.01 | 424660.2934 | 436617.7896 | 448555.2157 | 460519.2067 | 472399.278 | 484133.4172 | 495752.9642 | 507272.2101 | 518651.4913 | 529770.2094 | 540607.058 | 551148.4355 | 561383.2912 | 571419.9125 | 581353.857 | 591216.6492 | 600960.0434 | 610568.909 | 620008.3716 | 629244.7156 | 638314.3002 | 647488.8815
Hydrogen Superpower
| 2021-22 | 2022-23 | 2023-24 | 2024-25 | 2025-26 | 2026-27 | 2027-28 | 2028-29 | 2029-30 | 2030-31 | 2031-32 | 2032-33 | 2033-34 | 2034-35 | 2035-36 | 2036-37 | 2037-38 | 2038-39 | 2039-40 | 2040-41 | 2041-42 | 2042-43 | 2043-44 | 2044-45 | 2045-46 | 2046-47 | 2047-48 | 2048-49 | 2049-50 | 2050-51 | 2051-52
NSW | 480459.3629 | 493320.9746 | 506905.3504 | 520021.3925 | 533953.5971 | 550981.9085 | 568619.7347 | 586100.5288 | 603330.1492 | 620123.7485 | 637219.7902 | 654755.18 | 673128.9704 | 691912.0837 | 710488.8388 | 728718.4903 | 746645.5465 | 764273.8507 | 781595.2789 | 798826.915 | 816471.0913 | 834505.9858 | 853079.8928 | 872332.7018 | 892271.9424 | 912693.9773 | 933565.1067 | 954845.4613 | 976296.9251 | 997733.0582 | 1019590.9779
QLD | 246563.243 | 252073.8728 | 257670.6647 | 261386.9074 | 265551.727 | 272627.4954 | 281309.9986 | 290537.8139 | 299653.7163 | 308665.7633 | 318215.0422 | 328187.5094 | 338181.0449 | 348127.8267 | 358247.9147 | 368606.2671 | 379019.7589 | 389377.4609 | 399734.8793 | 410150.0902 | 420812.6163 | 431797.121 | 443065.7534 | 454459.2161 | 465967.0146 | 477801.3438 | 489979.8048 | 502392.28 | 515042.7672 | 528111.8108 | 541526.959
SA | 83909.0088 | 86197.6023 | 88455.2091 | 90364.8029 | 92207.1387 | 94386.4146 | 96839.9614 | 99485.793 | 102079.6776 | 104643.265 | 107244.3385 | 109858.1654 | 112581.4878 | 115350.0026 | 118044.2798 | 120680.3537 | 123320.0738 | 125964.2279 | 128552.031 | 131076.5122 | 133628.1177 | 136241.1694 | 138893.1508 | 141585.7643 | 144321.8804 | 147079.8459 | 149860.8073 | 152681.3587 | 155533.1623 | 158406.7658 | 161330.5103
TAS | 26418.0923 | 27058.9247 | 27686.6777 | 28149.1914 | 28599.8463 | 29192.8066 | 29903.2202 | 30668.3248 | 31396.9144 | 32066.0449 | 32724.1469 | 33390.6784 | 34078.4109 | 34765.0204 | 35428.8304 | 36082.908 | 36744.1254 | 37409.1505 | 38062.2641 | 38698.8977 | 39339.6012 | 39995.9442 | 40667.8747 | 41352.2077 | 42048.5182 | 42755.5197 | 43477.8329 | 44217.09 | 44965.324 | 45717.9058 | 46482.3251
VIC | 326249.3411 | 336896.5188 | 347406.399 | 356314.0147 | 364852.1699 | 375375.8629 | 387365.273 | 399916.9527 | 412724.3515 | 426668.7989 | 440957.5659 | 455491.8581 | 470439.1537 | 485522.4376 | 500502.9978 | 515451.2012 | 530416.3461 | 545419.0726 | 560307.728 | 575110.1972 | 590193.5597 | 605684.1988 | 621493.2618 | 637522.7939 | 653852.7303 | 670412.4398 | 687176.4829 | 704115.8842 | 721210.0504 | 738559.428 | 756316.3204
Strong Electrification Sensitivity
| 2021-22 | 2022-23 | 2023-24 | 2024-25 | 2025-26 | 2026-27 | 2027-28 | 2028-29 | 2029-30 | 2030-31 | 2031-32 | 2032-33 | 2033-34 | 2034-35 | 2035-36 | 2036-37 | 2037-38 | 2038-39 | 2039-40 | 2040-41 | 2041-42 | 2042-43 | 2043-44 | 2044-45 | 2045-46 | 2046-47 | 2047-48 | 2048-49 | 2049-50 | 2050-51 | 2051-52
NSW | 513847.8929 | 518898.1822 | 527305.9728 | 541199.5136 | 557742.6967 | 576018.021 | 591055.8916 | 605024.7204 | 621116.4352 | 639879.4385 | 657043.0434 | 672657.0688 | 687343.1037 | 702199.8799 | 716006.358 | 728388.9994 | 743129.4852 | 758736.4483 | 775012.3399 | 791136.899 | 806776.5949 | 821748.6306 | 835612.8784 | 848341.7908 | 863225.5628 | 880660.9215 | 901157.6549 | 920288.3839 | 938133.1648 | 955048.1223 | 972172.5206
QLD | 262976.5249 | 265021.8366 | 269966.2962 | 274315.6872 | 277519.8228 | 284523.8913 | 293085.0199 | 300644.4237 | 308163.4914 | 317384.1982 | 326741.6537 | 335730.4837 | 343755.9911 | 351574.7288 | 359203.6667 | 366538.0043 | 375105.1467 | 384012.4316 | 393391.3306 | 402869.1386 | 412018.48 | 420608.8371 | 428554.3611 | 435956.9681 | 444373.7828 | 454006.7306 | 465141.1678 | 475530.3499 | 485197.1914 | 494320.5595 | 503559.2257
SA | 89440.1226 | 90627.2268 | 92482.4661 | 94617.6301 | 96784.2269 | 99298.5031 | 101234.0801 | 103155.3949 | 105671.6705 | 108572.6673 | 111005.8388 | 113208.0262 | 115367.0931 | 117565.3764 | 119516.4338 | 121220.4056 | 123371.3295 | 125705.8646 | 128132.2168 | 130477.9022 | 132692.3264 | 134764.8394 | 136611.9188 | 138221.9902 | 140131.9365 | 142422.4076 | 145166.026 | 147636.5556 | 149852.3808 | 151882.1617 | 153923.1249
TAS | 28147.8038 | 28399.998 | 28895.5965 | 29452.7704 | 29947.1085 | 30568.7787 | 31154.5802 | 31751.6614 | 32455.628 | 33227.3237 | 33873.7662 | 34469.834 | 35028.7427 | 35578.0517 | 36056.7824 | 36471.5862 | 37024.139 | 37629.772 | 38267.5039 | 38887.4734 | 39469.4845 | 40006.4134 | 40477.9373 | 40886.2884 | 41390.8843 | 42011.4218 | 42770.3726 | 43457.11 | 44077.9297 | 44650.4132 | 45226.0779
VIC | 348264.1049 | 354597.6303 | 363555.1079 | 373313.4429 | 382272.3786 | 393433.4184 | 403600.6923 | 412987.5791 | 424156.0014 | 438416.292 | 451591.3276 | 463874.6075 | 475528.8625 | 487212.4886 | 498249.8801 | 508490.6778 | 520480.1849 | 533165.9645 | 546385.7926 | 559456.3632 | 572007.2367 | 583893.659 | 594838.0787 | 604810.0812 | 616124.4795 | 629048.0572 | 643931.9693 | 657576.7887 | 669997.38 | 681482.4681 | 693075.6299

## Energy Efficiency
Go to Assumptions Summary
Energy Efficiency (GWh)
Based on 2021 SPR's Energy Efficiency Forecasts
Consultant forecast mapping
| Slow Change | Steady Progress | Progressive Change | Step Change | Hydrogen Superpower | Strong Electrification Sensitivity
Consultant's scenario name | Slow Growth | Current Trajectory | Current Trajectory until 2031 then Net Zero trend | Export Superpower policy ambition with Sustainable Growth demand drivers | Export Superpower | Rapid Decarbonisation
Comments: AEMO has modified SPR's forecasts, based on feedback from CSIRO's multi-sector modelling projects
Residential Energy Efficiency (GWh)
Slow Change
| 2021-22 | 2022-23 | 2023-24 | 2024-25 | 2025-26 | 2026-27 | 2027-28 | 2028-29 | 2029-30 | 2030-31 | 2031-32 | 2032-33 | 2033-34 | 2034-35 | 2035-36 | 2036-37 | 2037-38 | 2038-39 | 2039-40 | 2040-41 | 2041-42 | 2042-43 | 2043-44 | 2044-45 | 2045-46 | 2046-47 | 2047-48 | 2048-49 | 2049-50 | 2050-51 | 2051-52
NSW | 149.7176 | 328.5228 | 573.4713 | 847.6852 | 1077.4474 | 1299.2838 | 1522.0937 | 1775.9089 | 2126.1986 | 2310.0186 | 2452.7222 | 2582.8462 | 2691.6883 | 2777.414 | 2844.4532 | 2901.216 | 2957.5098 | 3052.5485 | 3080.581 | 3096.6617 | 3111.8677 | 3127.0101 | 3142.7382 | 3163.5262 | 3206.7777 | 3232.7893 | 3251.1514 | 3246.9094 | 3166.7432 | 3155.6734 | 1577.4843
QLD | 66.9928 | 163.6229 | 290.7971 | 441.9571 | 591.6484 | 740.5768 | 882.3271 | 1011.8293 | 1141.8704 | 1296.3191 | 1398.3872 | 1474.2432 | 1537.0786 | 1593.4956 | 1641.0738 | 1681.7687 | 1717.6131 | 1748.2825 | 1775.2586 | 1807.9177 | 1875.8243 | 1904.9635 | 1927.0448 | 1967.8504 | 2083.8742 | 2129.7973 | 2162.5315 | 2182.1774 | 2145.7607 | 2139.6701 | 1082.272
SA | 24.3274 | 70.7578 | 125.9551 | 187.9594 | 224.4229 | 260.2933 | 293.9469 | 323.7372 | 353.9379 | 372.4248 | 386.6147 | 407.2073 | 406.7532 | 396.5585 | 385.2373 | 376.3161 | 368.833 | 361.3064 | 355.0438 | 350.7469 | 348.8202 | 351.8714 | 368.8731 | 386.1835 | 448.6198 | 463.4992 | 471.1568 | 474.6174 | 460.055 | 458.0748 | 217.9064
TAS | 4.8937 | 17.8292 | 34.7072 | 52.4743 | 68.6067 | 85.3797 | 100.9154 | 116.5794 | 131.7095 | 144.8158 | 156.7991 | 167.681 | 175.6477 | 176.1309 | 182.638 | 189.8413 | 196.7962 | 203.2807 | 209.5033 | 215.3761 | 219.7681 | 218.1805 | 223.2502 | 226.4744 | 217.8384 | 218.9919 | 221.3049 | 222.214 | 217.2166 | 216.6671 | 98.2277
VIC | -444.6263 | -648.3233 | -613.7904 | -523.2366 | -375.1221 | -221.6211 | -73.9011 | 57.4392 | 168.7896 | 235.8639 | 302.7883 | 380.0577 | 458.9509 | 527.3815 | 584.4958 | 632.8679 | 695.0882 | 750.8813 | 785.0444 | 796.0508 | 805.1067 | 812.8506 | 819.559 | 837.9711 | 888.5238 | 907.7967 | 922.0928 | 924.5591 | 876.6173 | 870.6218 | 416.868
Steady Progress
| 2021-22 | 2022-23 | 2023-24 | 2024-25 | 2025-26 | 2026-27 | 2027-28 | 2028-29 | 2029-30 | 2030-31 | 2031-32 | 2032-33 | 2033-34 | 2034-35 | 2035-36 | 2036-37 | 2037-38 | 2038-39 | 2039-40 | 2040-41 | 2041-42 | 2042-43 | 2043-44 | 2044-45 | 2045-46 | 2046-47 | 2047-48 | 2048-49 | 2049-50 | 2050-51 | 2051-52
NSW | 311.9597 | 632.1813 | 991.7731 | 1343.1159 | 1641.2539 | 1929.4131 | 2210.109 | 2518.221 | 2927.6312 | 3178.5658 | 3371.5244 | 3538.5218 | 3681.208 | 3799.519 | 3895.2479 | 3978.7344 | 4064.7605 | 4199.3522 | 4267.8946 | 4323.6945 | 4378.6733 | 4433.3604 | 4488.0107 | 4546.9782 | 4629.5611 | 4693.9229 | 4753.3384 | 4784.4726 | 4710.5893 | 4699.8062 | 2349.3782
QLD | 180.7241 | 377.7447 | 592.0208 | 806.907 | 1009.6978 | 1215.3678 | 1421.9101 | 1632.6363 | 1857.3527 | 2091.0341 | 2221.8952 | 2325.1929 | 2415.4507 | 2492.9296 | 2559.15 | 2620.6062 | 2678.3109 | 2732.6807 | 2785.0296 | 2844.2754 | 2942.0847 | 2997.4838 | 3044.8766 | 3111.9179 | 3261.3653 | 3334.6858 | 3395.6664 | 3440.7158 | 3413.8446 | 3408.7218 | 1724.1743
SA | 63.234 | 137.0386 | 210.4329 | 284.4831 | 335.0667 | 388.7597 | 444.2153 | 502.8974 | 567.2411 | 617.3674 | 643.2999 | 671.692 | 677.5214 | 674.4705 | 670.1485 | 667.2714 | 665.8922 | 666.0898 | 669.0012 | 673.6778 | 680.6022 | 692.9718 | 720.9829 | 748.9347 | 828.4603 | 853.7997 | 872.2088 | 885.2194 | 872.6941 | 870.8386 | 414.2584
TAS | 21.814 | 45.928 | 71.7856 | 98.0374 | 122.737 | 147.0528 | 170.8625 | 196.7234 | 223.0833 | 245.9077 | 260.6353 | 273.1772 | 282.7482 | 284.5303 | 292.6411 | 301.3175 | 309.8399 | 318.3483 | 327.2527 | 335.7832 | 342.6327 | 342.6886 | 350.313 | 355.7969 | 347.7444 | 350.9381 | 355.9253 | 359.1724 | 354.5197 | 353.9832 | 160.4811
VIC | -317.9111 | -411.7709 | -288.7107 | -139.8024 | 56.9538 | 255.979 | 445.3418 | 624.1132 | 784.3436 | 888.8134 | 988.2326 | 1092.8718 | 1196.7687 | 1289.3788 | 1368.6073 | 1437.3292 | 1520.7474 | 1602.8226 | 1666.63 | 1706.7831 | 1744.5965 | 1780.6097 | 1815.1418 | 1861.6367 | 1943.5947 | 1990.358 | 2034.2952 | 2063.1344 | 2021.7979 | 2016.2677 | 965.4624
Progressive Change
| 2021-22 | 2022-23 | 2023-24 | 2024-25 | 2025-26 | 2026-27 | 2027-28 | 2028-29 | 2029-30 | 2030-31 | 2031-32 | 2032-33 | 2033-34 | 2034-35 | 2035-36 | 2036-37 | 2037-38 | 2038-39 | 2039-40 | 2040-41 | 2041-42 | 2042-43 | 2043-44 | 2044-45 | 2045-46 | 2046-47 | 2047-48 | 2048-49 | 2049-50 | 2050-51 | 2051-52
NSW | 311.9597 | 632.1813 | 991.7731 | 1343.1159 | 1641.2539 | 1929.4131 | 2210.109 | 2518.221 | 2927.6936 | 3182.1599 | 3396.4191 | 3590.8236 | 3764.6612 | 3917.4997 | 4050.9549 | 4175.6444 | 4307.378 | 4495.7363 | 4615.7545 | 4721.392 | 4825.83 | 4929.7559 | 5033.3966 | 5141.0587 | 5272.8769 | 5389.1695 | 5497.4457 | 5576.588 | 5541.4733 | 5535.2833 | 2767.0235
QLD | 180.7241 | 377.7447 | 592.0208 | 806.907 | 1009.6978 | 1215.3678 | 1421.9101 | 1632.6363 | 1857.413 | 2100.6386 | 2287.0669 | 2452.697 | 2604.7935 | 2743.5905 | 2870.7578 | 2993.0772 | 3111.4707 | 3226.2537 | 3338.7006 | 3457.8746 | 3616.1602 | 3732.3831 | 3841.0372 | 3969.8237 | 4181.7709 | 4317.7607 | 4441.8329 | 4550.2784 | 4576.8725 | 4578.7906 | 2316.0097
SA | 63.234 | 137.0386 | 210.4329 | 284.4831 | 335.0667 | 388.7597 | 444.2153 | 502.8974 | 567.2468 | 621.8189 | 675.8913 | 738.5676 | 781.9266 | 818.6955 | 851.4845 | 882.7547 | 912.3511 | 940.4431 | 968.3001 | 995.063 | 1021.4581 | 1050.6934 | 1093.0515 | 1133.1905 | 1224.4738 | 1261.1413 | 1290.5245 | 1314.1526 | 1310.3044 | 1309.437 | 622.8998
TAS | 21.814 | 45.928 | 71.7856 | 98.0374 | 122.737 | 147.0528 | 170.8625 | 196.7234 | 223.0837 | 247.1867 | 269.8328 | 291.0074 | 309.2107 | 319.6093 | 336.3287 | 353.618 | 370.7594 | 387.9036 | 405.4495 | 422.6264 | 438.178 | 446.9949 | 463.4466 | 477.8108 | 478.6899 | 490.8712 | 504.904 | 517.2727 | 520.4236 | 520.636 | 236.0344
VIC | -317.9111 | -411.7709 | -288.7107 | -139.8024 | 56.9538 | 255.979 | 445.3418 | 624.1132 | 784.3556 | 888.6918 | 986.4686 | 1087.1157 | 1185.5478 | 1271.3596 | 1343.0465 | 1402.7977 | 1494.8687 | 1602.9079 | 1692.5584 | 1737.7337 | 1768.3655 | 1786.1854 | 1785.5605 | 1821.9437 | 1897.6345 | 1938.3294 | 1976.5704 | 1999.8062 | 1952.7431 | 1946.5758 | 932.0893
Step Change
| 2021-22 | 2022-23 | 2023-24 | 2024-25 | 2025-26 | 2026-27 | 2027-28 | 2028-29 | 2029-30 | 2030-31 | 2031-32 | 2032-33 | 2033-34 | 2034-35 | 2035-36 | 2036-37 | 2037-38 | 2038-39 | 2039-40 | 2040-41 | 2041-42 | 2042-43 | 2043-44 | 2044-45 | 2045-46 | 2046-47 | 2047-48 | 2048-49 | 2049-50 | 2050-51 | 2051-52
NSW | 1072.5583 | 1557.8295 | 1974.4995 | 2385.0887 | 2714.8066 | 3027.7178 | 3339.8182 | 3679.1473 | 4126.8622 | 4419.1608 | 4664.9968 | 4914.8167 | 5136.3266 | 5323.083 | 5473.2558 | 5606.5733 | 5741.7332 | 5922.8502 | 6016.7837 | 6085.1909 | 6148.7432 | 6199.5735 | 6235.8183 | 6259.9019 | 6295.5465 | 6295.5389 | 6269.6629 | 6199.565 | 6027.7396 | 6005.0437 | 3001.8513
QLD | 664.3168 | 1009.4172 | 1303.5625 | 1596.927 | 1869.3674 | 2155.5115 | 2457.7587 | 2774.1722 | 3109.7525 | 3469.5965 | 3768.9668 | 4045.4569 | 4294.6839 | 4519.0347 | 4721.8289 | 4907.9002 | 5079.5894 | 5236.037 | 5377.9714 | 5521.3914 | 5703.5405 | 5837.8075 | 5957.811 | 6090.6806 | 6297.7611 | 6420.72 | 6522.1537 | 6601.6097 | 6597.5339 | 6595.2723 | 3335.9714
SA | 216.6923 | 332.062 | 425.6555 | 519.098 | 586.9545 | 657.1112 | 732.3723 | 810.9931 | 895.9604 | 972.6306 | 1048.0368 | 1134.8439 | 1199.471 | 1255.3831 | 1304.9516 | 1350.6422 | 1392.7518 | 1430.6581 | 1464.2175 | 1494.4282 | 1523.4975 | 1553.2816 | 1593.8832 | 1627.7832 | 1712.5109 | 1737.3009 | 1750.0212 | 1753.9493 | 1732.2447 | 1729.3168 | 822.6369
TAS | 71.9524 | 110.5316 | 145.8261 | 182.0222 | 216.2168 | 250.7146 | 286.4459 | 324.5051 | 363.6137 | 400.7396 | 435.0793 | 467.6665 | 495.7663 | 513.8053 | 538.088 | 561.6866 | 583.8277 | 604.3977 | 623.265 | 641.0512 | 656.829 | 664.6828 | 680.0126 | 692.1163 | 689.3308 | 697.8718 | 707.1295 | 713.787 | 711.037 | 710.6714 | 322.1884
VIC | 268.0507 | 340.8784 | 566.9007 | 815.169 | 1098.4794 | 1382.1814 | 1670.5778 | 1953.8352 | 2223.6544 | 2441.2917 | 2649.6666 | 2859.7263 | 3056.3216 | 3229.2787 | 3378.3492 | 3509.9798 | 3669.6715 | 3838.3133 | 3977.8984 | 4068.3752 | 4146.5799 | 4206.9771 | 4239.9665 | 4296.5257 | 4388.3445 | 4438.5244 | 4474.7444 | 4486.3602 | 4419.7569 | 4411.3259 | 2112.333
Hydrogen Superpower
| 2021-22 | 2022-23 | 2023-24 | 2024-25 | 2025-26 | 2026-27 | 2027-28 | 2028-29 | 2029-30 | 2030-31 | 2031-32 | 2032-33 | 2033-34 | 2034-35 | 2035-36 | 2036-37 | 2037-38 | 2038-39 | 2039-40 | 2040-41 | 2041-42 | 2042-43 | 2043-44 | 2044-45 | 2045-46 | 2046-47 | 2047-48 | 2048-49 | 2049-50 | 2050-51 | 2051-52
NSW | 1074.2875 | 1561.9803 | 1980.2586 | 2392.4146 | 2724.1978 | 3040.8477 | 3358.1291 | 3703.1709 | 4157.076 | 4453.877 | 4703.3477 | 4956.6001 | 5181.2939 | 5371.0128 | 5523.9431 | 5660.0011 | 5798.0378 | 5982.5697 | 6079.1049 | 6149.8938 | 6215.8137 | 6268.9027 | 6307.2664 | 6333.3522 | 6371.1826 | 6373.008 | 6348.705 | 6279.6136 | 6107.1552 | 6084.3547 | 3041.4979
QLD | 665.8329 | 1013.2098 | 1309.2361 | 1604.7952 | 1879.9037 | 2170.5224 | 2480.0137 | 2805.9459 | 3153.0115 | 3526.4813 | 3840.0928 | 4131.517 | 4396.093 | 4636.7819 | 4858.4807 | 5065.9125 | 5258.4513 | 5433.6165 | 5593.0072 | 5754.3011 | 5956.7469 | 6109.9248 | 6248.7022 | 6401.4898 | 6632.9308 | 6776.4693 | 6897.7997 | 6996.2174 | 7004.1516 | 7003.3744 | 3542.3945
SA | 217.0955 | 333.0746 | 427.0861 | 520.9966 | 589.533 | 660.7729 | 737.2356 | 816.967 | 902.9649 | 980.4902 | 1056.6839 | 1144.3601 | 1209.6859 | 1266.2484 | 1316.4319 | 1362.7181 | 1405.4058 | 1443.8643 | 1477.9394 | 1508.6292 | 1538.1617 | 1568.4199 | 1609.6156 | 1644.0626 | 1729.8598 | 1755.1212 | 1768.1908 | 1772.3802 | 1750.6393 | 1747.7028 | 831.3831
TAS | 72.0139 | 110.6934 | 146.0847 | 182.4326 | 216.8557 | 251.6722 | 287.8258 | 326.4121 | 366.1385 | 403.9403 | 438.9967 | 472.3496 | 501.2381 | 520.0163 | 545.17 | 569.6902 | 592.786 | 614.3331 | 634.194 | 652.9992 | 669.7964 | 678.5424 | 694.9491 | 708.0887 | 706.0181 | 715.5653 | 725.8738 | 733.5367 | 731.4203 | 731.1128 | 331.4557
VIC | 268.4285 | 341.7385 | 568.6416 | 818.364 | 1104.2979 | 1391.9629 | 1685.8334 | 1976.2242 | 2254.9375 | 2482.6246 | 2702.51 | 2925.5244 | 3136.045 | 3323.4569 | 3487.2881 | 3634.0203 | 3810.7133 | 3997.6815 | 4155.2962 | 4262.3034 | 4356.9368 | 4433.1985 | 4480.7913 | 4553.5052 | 4663.928 | 4730.4627 | 4782.353 | 4808.0155 | 4747.8653 | 4740.048 | 2269.7394
Strong Electrification Sensitivity
| 2021-22 | 2022-23 | 2023-24 | 2024-25 | 2025-26 | 2026-27 | 2027-28 | 2028-29 | 2029-30 | 2030-31 | 2031-32 | 2032-33 | 2033-34 | 2034-35 | 2035-36 | 2036-37 | 2037-38 | 2038-39 | 2039-40 | 2040-41 | 2041-42 | 2042-43 | 2043-44 | 2044-45 | 2045-46 | 2046-47 | 2047-48 | 2048-49 | 2049-50 | 2050-51 | 2051-52
NSW | 1143.4137 | 1634.592 | 2041.2985 | 2403.2826 | 2711.8183 | 3005.2694 | 3274.2402 | 3556.0228 | 3910.2245 | 4150.5166 | 4360.5914 | 4560.7172 | 4738.0574 | 4898.3417 | 5033.8686 | 5155.2886 | 5274.373 | 5424.7223 | 5519.0215 | 5592.4712 | 5657.801 | 5716.4728 | 5767.5404 | 5812.7048 | 5865.691 | 5896.6741 | 5912.8456 | 5898.9985 | 5804.8356 | 5791.9911 | 2895.3488
QLD | 712.3691 | 1061.4797 | 1368.4512 | 1651.1335 | 1919.5372 | 2205.0472 | 2499.3213 | 2797.5831 | 3106.77 | 3439.5897 | 3716.9932 | 3974.9808 | 4208.4291 | 4420.6505 | 4613.6494 | 4793.7685 | 4959.604 | 5111.4894 | 5251.5075 | 5394.8563 | 5575.2662 | 5705.9978 | 5822.6915 | 5954.4053 | 6167.0566 | 6293.7363 | 6400.1216 | 6484.428 | 6483.1153 | 6481.1852 | 3278.2648
SA | 235.2079 | 352.0541 | 448.4947 | 538.0845 | 603.0647 | 672.1387 | 741.4711 | 813.482 | 890.5392 | 958.9188 | 1028.553 | 1110.9444 | 1172.3341 | 1228.2823 | 1277.9612 | 1323.9572 | 1366.5925 | 1405.7871 | 1441.2053 | 1472.7877 | 1501.8766 | 1532.1567 | 1574.977 | 1612.5404 | 1704.6959 | 1733.3225 | 1750.8125 | 1758.9066 | 1735.569 | 1732.3609 | 824.085
TAS | 76.916 | 114.2251 | 150.1955 | 185.9094 | 220.0558 | 254.8815 | 289.5099 | 326.376 | 363.3998 | 397.8351 | 430.665 | 462.0945 | 489.2357 | 506.8548 | 531.2577 | 555.1347 | 577.6569 | 598.7735 | 618.2567 | 636.5054 | 652.3362 | 659.9355 | 675.7266 | 688.557 | 685.6685 | 694.847 | 704.9623 | 712.5257 | 710.3315 | 710.0165 | 321.8915
VIC | 347.5025 | 444.8847 | 682.1522 | 902.0545 | 1158.6723 | 1420.0952 | 1664.1737 | 1888.5048 | 2088.7756 | 2242.2577 | 2397.182 | 2560.2876 | 2718.1259 | 2865.0034 | 2992.5595 | 3104.1774 | 3244.3036 | 3396.8057 | 3523.2611 | 3597.8783 | 3653.2672 | 3690.6922 | 3703.4914 | 3749.5293 | 3833.0144 | 3871.8464 | 3898.7462 | 3902.3584 | 3827.1489 | 3817.7529 | 1828.0977
Business Energy Efficiency (GWh)
Slow Change
| 2021-22 | 2022-23 | 2023-24 | 2024-25 | 2025-26 | 2026-27 | 2027-28 | 2028-29 | 2029-30 | 2030-31 | 2031-32 | 2032-33 | 2033-34 | 2034-35 | 2035-36 | 2036-37 | 2037-38 | 2038-39 | 2039-40 | 2040-41 | 2041-42 | 2042-43 | 2043-44 | 2044-45 | 2045-46 | 2046-47 | 2047-48 | 2048-49 | 2049-50 | 2050-51 | 2051-52
NSW | 271.3593 | 389.1449 | 631.4626 | 894.2941 | 1116.4896 | 1325.9547 | 1535.1039 | 1809.4146 | 2085.5928 | 2312.7794 | 2559.5482 | 2806.8525 | 3041.4437 | 3264.5691 | 3480.0092 | 3683.5277 | 3864.7906 | 4024.6951 | 4176.4665 | 4325.4186 | 4471.6388 | 4615.4227 | 4757.5049 | 4898.7974 | 5038.4241 | 5112.4945 | 5098.8871 | 5038.5475 | 4929.0593 | 4795.5791 | 2367.7845
QLD | 36.328 | 94.6828 | 237.2985 | 428.2807 | 614.4466 | 782.6872 | 933.2805 | 1072.3107 | 1222.3508 | 1394.5193 | 1565.1664 | 1719.3794 | 1875.3147 | 2037.95 | 2196.5983 | 2347.5654 | 2491.0383 | 2627.3053 | 2759.4954 | 2888.7778 | 3016.2697 | 3142.1054 | 3267.1863 | 3391.5573 | 3513.7784 | 3589.3965 | 3601.7984 | 3580.4903 | 3523.2926 | 3447.7377 | 1733.1276
SA | 61.2809 | 93.3988 | 149.5559 | 205.9345 | 248.7977 | 278.4272 | 306.9629 | 339.0699 | 371.5798 | 396.9265 | 419.1844 | 436.8434 | 446.5679 | 453.516 | 464.511 | 478.9418 | 494.234 | 510.3398 | 529.6079 | 552.5276 | 578.9236 | 608.7284 | 642.0629 | 677.3702 | 712.7029 | 733.5605 | 734.4676 | 724.921 | 704.3994 | 678.4974 | 337.5818
TAS | 4.2213 | 14.3063 | 33.1581 | 54.083 | 74.4375 | 94.0517 | 110.9282 | 125.8376 | 141.0751 | 157.3992 | 174.8523 | 192.1571 | 208.3601 | 223.9012 | 239.5755 | 255.1441 | 269.6344 | 283.0823 | 296.2436 | 309.2065 | 321.9572 | 334.5062 | 346.9339 | 359.2819 | 371.4852 | 378.1138 | 377.0034 | 371.3282 | 360.8463 | 348.0874 | 169.9448
VIC | 399.2494 | 410.9636 | 295.7914 | 139.5226 | 166.8629 | 242.2708 | 255.5554 | 222.7912 | 127.7478 | 19.1462 | 6.1078 | 51.7817 | 95.0095 | 181.7154 | 330.0435 | 489.3761 | 669.184 | 922.0077 | 1163.1744 | 1340.5556 | 1503.6187 | 1666.1017 | 1837.1494 | 2010.5154 | 2171.0458 | 2264.5302 | 2272.8969 | 2230.7672 | 2141.8021 | 2034.0565 | 985.9449
Steady Progress
| 2021-22 | 2022-23 | 2023-24 | 2024-25 | 2025-26 | 2026-27 | 2027-28 | 2028-29 | 2029-30 | 2030-31 | 2031-32 | 2032-33 | 2033-34 | 2034-35 | 2035-36 | 2036-37 | 2037-38 | 2038-39 | 2039-40 | 2040-41 | 2041-42 | 2042-43 | 2043-44 | 2044-45 | 2045-46 | 2046-47 | 2047-48 | 2048-49 | 2049-50 | 2050-51 | 2051-52
NSW | 655.5683 | 934.1517 | 1251.3633 | 1557.08 | 1834.1902 | 2104.2737 | 2422.4655 | 2845.1568 | 3280.7667 | 3620.6657 | 3900.0594 | 4167.4129 | 4421.7558 | 4662.7099 | 4890.6124 | 5105.0653 | 5305.9139 | 5492.9931 | 5671.1949 | 5846.0271 | 6018.374 | 6188.1896 | 6355.4966 | 6520.3871 | 6682.8747 | 6775.3309 | 6775.2591 | 6727.9258 | 6630.7065 | 6508.4036 | 3227.8901
QLD | 366.1455 | 570.4323 | 791.7784 | 1020.5598 | 1251.7776 | 1490.7419 | 1778.2768 | 2115.4987 | 2456.2413 | 2717.4677 | 2896.6678 | 3072.9467 | 3245.8295 | 3415.1308 | 3580.9376 | 3743.1552 | 3901.4719 | 4055.0042 | 4204.814 | 4352.6659 | 4498.9066 | 4643.4438 | 4786.1958 | 4927.0903 | 5066.2097 | 5156.0305 | 5179.0773 | 5168.0359 | 5121.0583 | 5055.3158 | 2552.6662
SA | 147.7163 | 209.9826 | 277.4012 | 342.4988 | 403.1582 | 458.0767 | 530.087 | 622.9348 | 724.4422 | 791.7878 | 819.1513 | 839.3108 | 852.1308 | 862.6771 | 876.2277 | 892.6018 | 911.7238 | 933.5181 | 958.3891 | 986.7837 | 1018.7771 | 1054.2581 | 1093.1329 | 1133.6705 | 1174.1044 | 1199.0944 | 1203.0852 | 1196.6037 | 1179.0585 | 1155.8263 | 580.2926
TAS | 49.5462 | 72.8434 | 97.1818 | 122.2315 | 147.8906 | 174.6393 | 207.2855 | 245.7232 | 284.651 | 312.8001 | 330.1954 | 347.1689 | 363.6781 | 379.7448 | 395.4451 | 410.7886 | 425.7833 | 440.3607 | 454.5559 | 468.516 | 482.3188 | 495.9645 | 509.4684 | 522.8391 | 536.078 | 543.5695 | 543.1725 | 538.2449 | 528.5304 | 516.4606 | 253.788
VIC | 721.1009 | 873.3986 | 823.0584 | 694.9585 | 755.602 | 869.8968 | 972.8553 | 1072.2238 | 1098.6795 | 1061.8768 | 1069.7912 | 1130.3564 | 1188.4154 | 1290.2312 | 1450.984 | 1621.3305 | 1818.8813 | 2096.063 | 2361.5651 | 2562.8503 | 2749.6411 | 2935.5473 | 3129.5709 | 3324.5672 | 3505.4905 | 3614.6237 | 3634.0348 | 3602.4174 | 3523.1315 | 3423.2644 | 1678.6801
Progressive Change
| 2021-22 | 2022-23 | 2023-24 | 2024-25 | 2025-26 | 2026-27 | 2027-28 | 2028-29 | 2029-30 | 2030-31 | 2031-32 | 2032-33 | 2033-34 | 2034-35 | 2035-36 | 2036-37 | 2037-38 | 2038-39 | 2039-40 | 2040-41 | 2041-42 | 2042-43 | 2043-44 | 2044-45 | 2045-46 | 2046-47 | 2047-48 | 2048-49 | 2049-50 | 2050-51 | 2051-52
NSW | 655.5683 | 934.1517 | 1251.3633 | 1557.08 | 1834.1902 | 2104.2737 | 2422.4655 | 2845.1568 | 3280.7667 | 3673.2351 | 4060.8772 | 4444.0915 | 4823.0607 | 5193.9161 | 5554.9629 | 5914.016 | 6267.5251 | 6607.1269 | 6940.1982 | 7271.0741 | 7599.8614 | 7926.6024 | 8249.6563 | 8570.1633 | 8896.7289 | 9158.3718 | 9325.2449 | 9444.84 | 9514.6593 | 9558.4296 | 4796.1614
QLD | 366.1455 | 570.4323 | 791.7784 | 1020.5598 | 1251.7776 | 1490.7419 | 1778.2768 | 2115.4987 | 2456.2413 | 2799.0581 | 3146.6225 | 3495.2559 | 3846.6113 | 4202.2998 | 4557.5541 | 4914.8244 | 5273.9164 | 5628.9663 | 5982.304 | 6335.1145 | 6687.3695 | 7038.6555 | 7388.6307 | 7737.4201 | 8090.7593 | 8399.8137 | 8641.8549 | 8850.9706 | 9024.3229 | 9179.8091 | 4706.476
SA | 147.7163 | 209.9826 | 277.4012 | 342.4988 | 403.1582 | 458.0767 | 530.087 | 622.9348 | 724.4422 | 825.9312 | 926.0527 | 1026.4456 | 1127.0598 | 1226.7939 | 1324.805 | 1422.5183 | 1519.4956 | 1613.9978 | 1707.4208 | 1800.3513 | 1892.7182 | 1984.5875 | 2075.6512 | 2166.1301 | 2257.9707 | 2335.1796 | 2390.4784 | 2434.9098 | 2467.9476 | 2495.0535 | 1272.4417
TAS | 49.5462 | 72.8434 | 97.1818 | 122.2315 | 147.8906 | 174.6393 | 207.2855 | 245.7232 | 284.651 | 323.4871 | 362.4681 | 401.9605 | 442.0869 | 482.5573 | 523.0302 | 563.8403 | 604.7573 | 645.2169 | 685.5869 | 725.907 | 766.0236 | 805.9461 | 845.589 | 884.9885 | 925.0034 | 959.8235 | 986.5614 | 1008.7721 | 1026.2575 | 1041.399 | 521.4614
VIC | 721.1009 | 873.3986 | 823.0584 | 694.9585 | 755.602 | 869.8968 | 972.8553 | 1072.2238 | 1098.6795 | 1092.1974 | 1157.5735 | 1264.4241 | 1349.3887 | 1463.2868 | 1630.0991 | 1785.0089 | 1963.3542 | 2294.6698 | 2617.7933 | 2787.7655 | 2890.3412 | 2956.2292 | 3096.0997 | 3326.809 | 3562.3281 | 3741.4625 | 3839.3833 | 3896.4131 | 3910.6249 | 3902.5835 | 1939.5127
Step Change
| 2021-22 | 2022-23 | 2023-24 | 2024-25 | 2025-26 | 2026-27 | 2027-28 | 2028-29 | 2029-30 | 2030-31 | 2031-32 | 2032-33 | 2033-34 | 2034-35 | 2035-36 | 2036-37 | 2037-38 | 2038-39 | 2039-40 | 2040-41 | 2041-42 | 2042-43 | 2043-44 | 2044-45 | 2045-46 | 2046-47 | 2047-48 | 2048-49 | 2049-50 | 2050-51 | 2051-52
NSW | 849.3231 | 1195.3222 | 1573.575 | 1988.9118 | 2398.9592 | 2818.7514 | 3278.1312 | 3796.36 | 4337.2507 | 4860.033 | 5375.8792 | 5875.8576 | 6367.9111 | 6845.1851 | 7304.7948 | 7763.7616 | 8218.8976 | 8657.9676 | 9091.448 | 9534.6988 | 9979.5666 | 10418.3533 | 10846.0241 | 11261.0636 | 11672.7297 | 12003.2582 | 12225.7399 | 12398.4903 | 12519.8161 | 12611.9254 | 6336.9884
QLD | 553.4741 | 846.0049 | 1139.6051 | 1485.6625 | 1868.7441 | 2286.4264 | 2754.7918 | 3237.5858 | 3723.9774 | 4233.0301 | 4749.1241 | 5249.2124 | 5734.8663 | 6214.5913 | 6685.2615 | 7149.5942 | 7606.5118 | 8049.9281 | 8490.7327 | 8941.0637 | 9395.0098 | 9847.1191 | 10297.6961 | 10739.6927 | 11174.0951 | 11552.6379 | 11858.4702 | 12134.1168 | 12376.118 | 12599.7371 | 6462.5559
SA | 174.6759 | 250.2735 | 328.1197 | 415.9461 | 507.1464 | 597.4063 | 703.2579 | 821.1147 | 950.1133 | 1083.5321 | 1215.1439 | 1345.0559 | 1474.7032 | 1601.5763 | 1723.4946 | 1843.8039 | 1962.537 | 2077.1085 | 2189.7304 | 2303.724 | 2417.4098 | 2529.0973 | 2637.6796 | 2742.5495 | 2846.2524 | 2931.7104 | 2991.7646 | 3039.788 | 3075.7964 | 3105.0025 | 1582.333
TAS | 61.9142 | 95.3492 | 128.8791 | 169.7663 | 215.8796 | 265.8234 | 320.1006 | 376.1693 | 434.0503 | 492.3778 | 548.9738 | 603.8318 | 657.6088 | 709.8346 | 759.9411 | 808.8863 | 856.735 | 902.5951 | 947.732 | 993.8047 | 1040.0717 | 1085.9884 | 1130.931 | 1174.6103 | 1218.4132 | 1256.5779 | 1286.1528 | 1311.1834 | 1331.7115 | 1349.8348 | 675.5253
VIC | 833.4192 | 1039.9287 | 1037.5375 | 1009.8589 | 1196.4119 | 1452.2678 | 1695.1749 | 1904.782 | 2053.4155 | 2185.0105 | 2380.9507 | 2602.0282 | 2791.2203 | 2997.4748 | 3245.7251 | 3479.5523 | 3736.742 | 4148.3515 | 4553.3887 | 4812.0565 | 5005.0264 | 5156.3069 | 5375.9629 | 5682.4488 | 5990.6273 | 6231.2581 | 6380.1494 | 6488.7111 | 6557.3197 | 6603.3918 | 3296.5743
Hydrogen Superpower
| 2021-22 | 2022-23 | 2023-24 | 2024-25 | 2025-26 | 2026-27 | 2027-28 | 2028-29 | 2029-30 | 2030-31 | 2031-32 | 2032-33 | 2033-34 | 2034-35 | 2035-36 | 2036-37 | 2037-38 | 2038-39 | 2039-40 | 2040-41 | 2041-42 | 2042-43 | 2043-44 | 2044-45 | 2045-46 | 2046-47 | 2047-48 | 2048-49 | 2049-50 | 2050-51 | 2051-52
NSW | 849.3231 | 1195.3222 | 1573.575 | 1988.9118 | 2398.9592 | 2818.7514 | 3278.1312 | 3796.36 | 4337.2507 | 4860.033 | 5375.8792 | 5875.8576 | 6367.9111 | 6845.1851 | 7304.7948 | 7763.7616 | 8218.8976 | 8657.9676 | 9091.448 | 9534.6988 | 9979.5666 | 10418.3533 | 10846.0241 | 11261.0636 | 11672.7297 | 12003.2582 | 12225.7399 | 12398.4903 | 12519.8161 | 12611.9254 | 6336.9884
QLD | 553.4741 | 846.0049 | 1139.6051 | 1485.6625 | 1868.7441 | 2286.4264 | 2754.7918 | 3237.5858 | 3723.9774 | 4233.0301 | 4749.1241 | 5249.2124 | 5734.8663 | 6214.5913 | 6685.2615 | 7149.5942 | 7606.5118 | 8049.9281 | 8490.7327 | 8941.0637 | 9395.0098 | 9847.1191 | 10297.6961 | 10739.6927 | 11174.0951 | 11552.6379 | 11858.4702 | 12134.1168 | 12376.118 | 12599.7371 | 6462.5559
SA | 174.6759 | 250.2735 | 328.1197 | 415.9461 | 507.1464 | 597.4063 | 703.2579 | 821.1147 | 950.1133 | 1083.5321 | 1215.1439 | 1345.0559 | 1474.7032 | 1601.5763 | 1723.4946 | 1843.8039 | 1962.537 | 2077.1085 | 2189.7304 | 2303.724 | 2417.4098 | 2529.0973 | 2637.6796 | 2742.5495 | 2846.2524 | 2931.7104 | 2991.7646 | 3039.788 | 3075.7964 | 3105.0025 | 1582.333
TAS | 61.9142 | 95.3492 | 128.8791 | 169.7663 | 215.8796 | 265.8234 | 320.1006 | 376.1693 | 434.0503 | 492.3778 | 548.9738 | 603.8318 | 657.6088 | 709.8346 | 759.9411 | 808.8863 | 856.735 | 902.5951 | 947.732 | 993.8047 | 1040.0717 | 1085.9884 | 1130.931 | 1174.6103 | 1218.4132 | 1256.5779 | 1286.1528 | 1311.1834 | 1331.7115 | 1349.8348 | 675.5253
VIC | 833.4192 | 1039.9287 | 1037.5375 | 1009.8589 | 1196.4119 | 1452.2678 | 1695.1749 | 1904.782 | 2053.4155 | 2185.0105 | 2380.9507 | 2602.0282 | 2791.2203 | 2997.4748 | 3245.7251 | 3479.5523 | 3736.742 | 4148.3515 | 4553.3887 | 4812.0565 | 5005.0264 | 5156.3069 | 5375.9629 | 5682.4488 | 5990.6273 | 6231.2581 | 6380.1494 | 6488.7111 | 6557.3197 | 6603.3918 | 3296.5743
Strong Electrification Sensitivity
| 2021-22 | 2022-23 | 2023-24 | 2024-25 | 2025-26 | 2026-27 | 2027-28 | 2028-29 | 2029-30 | 2030-31 | 2031-32 | 2032-33 | 2033-34 | 2034-35 | 2035-36 | 2036-37 | 2037-38 | 2038-39 | 2039-40 | 2040-41 | 2041-42 | 2042-43 | 2043-44 | 2044-45 | 2045-46 | 2046-47 | 2047-48 | 2048-49 | 2049-50 | 2050-51 | 2051-52
NSW | 1094.0078 | 1484.7915 | 1845.3542 | 2229.9359 | 2637.8701 | 3022.0307 | 3403.7295 | 3818.1754 | 4249.6326 | 4676.8455 | 5105.4505 | 5525.091 | 5945.1901 | 6363.7493 | 6772.1183 | 7175.0081 | 7573.7162 | 7963.805 | 8348.5943 | 8729.9838 | 9105.3601 | 9478.512 | 9847.8113 | 10209.462 | 10567.9575 | 10853.5339 | 11039.3853 | 11175.6353 | 11259.5051 | 11313.9766 | 5677.7216
QLD | 671.1929 | 978.7642 | 1276.6676 | 1611.0521 | 2008.8979 | 2439.2753 | 2896.9011 | 3338.587 | 3772.3722 | 4231.5015 | 4701.3033 | 5161.7795 | 5610.0099 | 6054.0332 | 6494.1595 | 6928.312 | 7353.1362 | 7766.7178 | 8177.5684 | 8588.1146 | 8994.2423 | 9400.633 | 9808.8921 | 10213.8143 | 10617.1186 | 10971.2086 | 11256.0121 | 11508.6511 | 11726.0525 | 11924.1847 | 6112.5065
SA | 220.1879 | 302.4511 | 377.7658 | 459.9604 | 550.162 | 632.8261 | 723.2651 | 821.2973 | 929.2021 | 1044.5415 | 1160.2238 | 1275.6495 | 1392.498 | 1509.0004 | 1622.0075 | 1732.6595 | 1841.6614 | 1947.8101 | 2051.8473 | 2154.391 | 2254.9359 | 2354.2987 | 2452.1618 | 2547.6032 | 2641.7509 | 2718.9991 | 2772.6867 | 2814.4206 | 2843.7155 | 2866.0315 | 1459.3465
TAS | 75.6235 | 109.3356 | 143.0996 | 182.7594 | 228.093 | 275.7287 | 326.922 | 378.8317 | 430.9135 | 484.2349 | 537.0501 | 588.5174 | 639.1055 | 688.476 | 736.0989 | 782.7553 | 828.5505 | 872.6537 | 915.8509 | 958.9888 | 1001.809 | 1044.6277 | 1087.383 | 1129.7326 | 1172.144 | 1209.0245 | 1237.801 | 1262.1704 | 1281.9036 | 1299.1495 | 650.1115
VIC | 1025.2749 | 1275.3249 | 1266.1996 | 1201.2115 | 1365.7715 | 1583.0757 | 1750.9278 | 1860.2104 | 1905.8341 | 1948.3738 | 2063.7178 | 2212.8858 | 2339.59 | 2494.0146 | 2697.0079 | 2882.7504 | 3090.4407 | 3456.8245 | 3816.6586 | 4018.4499 | 4145.9956 | 4234.1989 | 4401.0572 | 4661.1169 | 4920.1624 | 5118.238 | 5232.8674 | 5306.739 | 5338.0741 | 5345.7096 | 2661.3359

## Rooftop PV
Go to Assumptions Summary
Distributed Energy Resources: Rooftop PV | [13 empty] | Note: | Further information is available at http://forecasting.aemo.com.au
Rooftop PV forecasts based on CSIRO and Green Energy Markets (GEM) trajectories developed for AEMO in 2021
The Higher DER uptake rate sensitivity will consider forecasts prepared by the CER and will be published when available.
The Capacity values (MW) represent the installed capacity at the end of the financial year i.e. as at 30th June. Energy values (GWh) present the total production across the year of interest, which captures the influence in intra-year PV developments.
Consultant forecast mapping
| Slow Change | Steady Progress | Progressive Change | Step Change | Hydrogen Superpower | Strong Electrification Sensitivity
Consultant's scenario name | CSIRO Slow Growth | Average of CSIRO and GEM Current Trajectory | Average of CSIRO and GEM Net Zero | GEM Sustainable Growth | GEM Export Superpower | CSIRO Rapid Decarbonisation
Rooftop PV (Capacity, MW)
Capacity of behind-the-meter rooftop PV
Slow Change
| 2021-22 | 2022-23 | 2023-24 | 2024-25 | 2025-26 | 2026-27 | 2027-28 | 2028-29 | 2029-30 | 2030-31 | 2031-32 | 2032-33 | 2033-34 | 2034-35 | 2035-36 | 2036-37 | 2037-38 | 2038-39 | 2039-40 | 2040-41 | 2041-42 | 2042-43 | 2043-44 | 2044-45 | 2045-46 | 2046-47 | 2047-48 | 2048-49 | 2049-50
NSW | 5063.7008 | 5860.6546 | 6322.083 | 6816.9367 | 7335.7997 | 7844.0197 | 8331.7306 | 8776.0582 | 9089.5196 | 9355.4031 | 9560.5952 | 9724.6202 | 9864.4488 | 9999.5131 | 10109.0358 | 10214.3314 | 10337.9789 | 10461.4296 | 10584.769 | 10708.6348 | 10831.6998 | 10954.3709 | 11077.5946 | 11257.7772 | 11609.3004 | 11999.7422 | 12384.7826 | 12751.0627 | 13101.4769
QLD | 4993.2176 | 5701.6305 | 6108.1584 | 6483.7449 | 6868.9135 | 7243.7209 | 7601.986 | 7930.6587 | 8183.9595 | 8400.848 | 8575.9515 | 8729.295 | 8870.7624 | 9009.7204 | 9138.1091 | 9275.0862 | 9421.1546 | 9569.2864 | 9718.4599 | 9868.9814 | 10021.5794 | 10176.073 | 10332.3501 | 10499.1106 | 10764.3309 | 11071.2082 | 11379.6823 | 11680.2369 | 11973.0403
SA | 2053.4064 | 2318.2525 | 2431.9664 | 2565.2613 | 2702.2768 | 2831.8934 | 2952.6514 | 3060.8306 | 3142.2065 | 3206.8796 | 3256.4259 | 3298.1493 | 3334.7306 | 3370.2645 | 3401.2332 | 3432.8506 | 3469.9241 | 3507.5552 | 3545.5923 | 3584.0657 | 3623.0696 | 3662.4136 | 3702.1374 | 3744.1191 | 3815.8869 | 3902.7226 | 3987.1648 | 4067.1325 | 4144.3161
TAS | 228.6325 | 261.6912 | 285.9216 | 312.6006 | 340.4132 | 367.6799 | 393.7167 | 417.0209 | 432.8213 | 445.3658 | 453.9318 | 460.2706 | 465.3902 | 470.3373 | 474.1926 | 477.7938 | 481.8379 | 485.9187 | 489.9326 | 494.2914 | 498.9499 | 503.8077 | 508.5689 | 514.9185 | 529.0636 | 545.1432 | 560.6776 | 575.2091 | 588.8121
VIC | 3544.9273 | 4189.722 | 4844.9253 | 5498.7936 | 6144.4862 | 6783.2279 | 7413.7669 | 7823.6533 | 8120.8375 | 8382.594 | 8601.5114 | 8790.0155 | 8961.1839 | 9127.9363 | 9271.8149 | 9408.7939 | 9547.2328 | 9687.5189 | 9829.7527 | 9979.4662 | 10146.3507 | 10326.2534 | 10506.9776 | 10762.3552 | 11144.3254 | 11552.3166 | 11950.9203 | 12332.4174 | 12702.5898
Steady Progress
| 2021-22 | 2022-23 | 2023-24 | 2024-25 | 2025-26 | 2026-27 | 2027-28 | 2028-29 | 2029-30 | 2030-31 | 2031-32 | 2032-33 | 2033-34 | 2034-35 | 2035-36 | 2036-37 | 2037-38 | 2038-39 | 2039-40 | 2040-41 | 2041-42 | 2042-43 | 2043-44 | 2044-45 | 2045-46 | 2046-47 | 2047-48 | 2048-49 | 2049-50
NSW | 4925.2969 | 5673.7741 | 6242.9296 | 6773.4568 | 7314.9002 | 7845.6317 | 8363.8364 | 8849.7288 | 9251.2415 | 9616.2483 | 9826.5378 | 10017.9549 | 10197.4851 | 10374.7442 | 10540.3781 | 10698.7168 | 10859.0398 | 11018.3215 | 11178.064 | 11339.2832 | 11502.0417 | 11671.2778 | 11847.51 | 12028.9828 | 12288.2225 | 12610.87 | 12935.3543 | 13253.031 | 13566.3985
QLD | 4834.2119 | 5465.8497 | 5939.9612 | 6352.8331 | 6760.5777 | 7139.2175 | 7501.0502 | 7837.1768 | 8124.6055 | 8390.9058 | 8588.8117 | 8778.919 | 8966.0657 | 9149.8059 | 9320.1531 | 9487.2537 | 9657.3272 | 9823.1846 | 9989.8087 | 10157.9178 | 10328.6524 | 10507.2487 | 10696.3951 | 10915.4004 | 11159.9435 | 11432.9224 | 11709.313 | 11984.6038 | 12255.4929
SA | 1999.1142 | 2247.1646 | 2413.5445 | 2572.1313 | 2724.0524 | 2871.2922 | 3013.9956 | 3147.2871 | 3242.6169 | 3326.0101 | 3385.0194 | 3439.5763 | 3492.3235 | 3544.7409 | 3592.5102 | 3638.7489 | 3688.308 | 3737.7491 | 3786.3262 | 3835.6553 | 3886.1195 | 3938.0973 | 3991.6402 | 4055.2436 | 4130.5275 | 4215.3608 | 4299.4951 | 4382.7314 | 4465.0528
TAS | 229.7345 | 263.1455 | 293.0905 | 320.5075 | 348.4509 | 375.3815 | 401.5988 | 426.5975 | 446.3952 | 465.1456 | 477.1775 | 488.0234 | 498.2829 | 508.3276 | 517.8918 | 527.1623 | 536.8124 | 546.4952 | 556.4364 | 567.025 | 578.3606 | 590.6102 | 603.4532 | 617.3827 | 633.7741 | 654.8266 | 675.8713 | 696.409 | 716.4428
VIC | 3494.1365 | 4106.6149 | 4723.1182 | 5337.1599 | 5941.9148 | 6536.5577 | 7126.021 | 7475.258 | 7735.8329 | 7972.8551 | 8135.6776 | 8284.0404 | 8425.2409 | 8564.3416 | 8690.731 | 8809.362 | 8925.6414 | 9040.6566 | 9158.0135 | 9286.1935 | 9425.9507 | 9573.4356 | 9724.3774 | 9907.3967 | 10144.4412 | 10422.2549 | 10698.1617 | 10968.6214 | 11235.2712
Progressive Change
| 2021-22 | 2022-23 | 2023-24 | 2024-25 | 2025-26 | 2026-27 | 2027-28 | 2028-29 | 2029-30 | 2030-31 | 2031-32 | 2032-33 | 2033-34 | 2034-35 | 2035-36 | 2036-37 | 2037-38 | 2038-39 | 2039-40 | 2040-41 | 2041-42 | 2042-43 | 2043-44 | 2044-45 | 2045-46 | 2046-47 | 2047-48 | 2048-49 | 2049-50
NSW | 4925.2969 | 5673.7741 | 6242.9296 | 6773.4568 | 7314.9002 | 7845.6317 | 8363.8364 | 8849.7288 | 9251.2415 | 9616.8764 | 10054.4429 | 10479.0237 | 10892.0426 | 11295.8069 | 11655.128 | 11981.6055 | 12299.0904 | 12606.157 | 12903.746 | 13190.144 | 13471.1311 | 13775.3154 | 14089.4021 | 14489.3265 | 14927.893 | 15382.1953 | 15829.1463 | 16262.3746 | 16687.5187
QLD | 4834.2119 | 5465.8497 | 5939.9612 | 6352.8331 | 6760.5777 | 7139.2175 | 7501.0502 | 7837.1768 | 8124.6055 | 8391.4809 | 8796.307 | 9218.9554 | 9636.7446 | 10046.3577 | 10414.7278 | 10756.8525 | 11091.3003 | 11411.603 | 11719.7176 | 12012.4217 | 12294.8837 | 12573.0513 | 12847.2008 | 13162.2168 | 13501.7569 | 13853.2947 | 14200.9776 | 14535.4287 | 14861.0639
SA | 1999.1142 | 2247.1646 | 2413.5445 | 2572.1313 | 2724.0524 | 2871.2922 | 3013.9956 | 3147.2871 | 3242.6169 | 3326.1717 | 3443.323 | 3558.8946 | 3672.1593 | 3781.2551 | 3876.1797 | 3962.8478 | 4049.4277 | 4133.3341 | 4214.7051 | 4294.2704 | 4373.0913 | 4452.2831 | 4535.4369 | 4635.9168 | 4744.9674 | 4855.5598 | 4962.7933 | 5066.8535 | 5167.6393
TAS | 229.7345 | 263.1455 | 293.0905 | 320.5075 | 348.4509 | 375.3815 | 401.5988 | 426.5975 | 446.3952 | 465.1836 | 491.0168 | 515.5719 | 539.2269 | 561.768 | 581.3977 | 599.642 | 617.7919 | 635.7309 | 653.6822 | 671.9438 | 691.1501 | 711.2541 | 731.9313 | 758.1452 | 786.2325 | 814.4718 | 841.9042 | 868.3612 | 894.0521
VIC | 3494.1365 | 4106.6149 | 4723.1182 | 5337.1599 | 5941.9148 | 6536.5577 | 7126.021 | 7475.258 | 7735.8329 | 7973.1932 | 8258.9928 | 8547.7246 | 8837.9126 | 9132.4387 | 9405.0617 | 9663.9884 | 9914.2876 | 10157.4921 | 10399.9533 | 10619.9196 | 10846.0931 | 11090.6474 | 11342.2021 | 11673.9437 | 12040.7341 | 12420.6857 | 12795.2814 | 13161.3536 | 13522.9071
Step Change
| 2021-22 | 2022-23 | 2023-24 | 2024-25 | 2025-26 | 2026-27 | 2027-28 | 2028-29 | 2029-30 | 2030-31 | 2031-32 | 2032-33 | 2033-34 | 2034-35 | 2035-36 | 2036-37 | 2037-38 | 2038-39 | 2039-40 | 2040-41 | 2041-42 | 2042-43 | 2043-44 | 2044-45 | 2045-46 | 2046-47 | 2047-48 | 2048-49 | 2049-50
NSW | 4792.3915 | 5618.0314 | 6365.9914 | 7032.2815 | 7661.8139 | 8241.1786 | 8791.5854 | 9326.1533 | 9870.5588 | 10422.1089 | 10972.8898 | 11531.4835 | 12096.7336 | 12647.2208 | 13151.7617 | 13609.3754 | 14035.3396 | 14451.9575 | 14855.199 | 15247.4463 | 15637.2608 | 16022.6031 | 16407.259 | 16791.4649 | 17161.4116 | 17529.8244 | 17892.0897 | 18256.2233 | 18613.7576
QLD | 4676.8928 | 5305.9946 | 5858.7578 | 6450.5081 | 7064.4336 | 7604.5775 | 8118.0578 | 8643.4801 | 9183.9953 | 9734.724 | 10179.4009 | 10641.2085 | 11106.3526 | 11546.819 | 11952.5659 | 12315.3419 | 12666.6512 | 13013.3894 | 13358.3388 | 13694.0796 | 14020.4278 | 14328.2257 | 14632.3194 | 14910.9259 | 15183.6416 | 15444.4648 | 15704.6442 | 15965.6175 | 16210.988
SA | 1940.0077 | 2187.3682 | 2410.7876 | 2593.4486 | 2768.166 | 2919.205 | 3059.7353 | 3197.2402 | 3335.8696 | 3474.766 | 3615.2876 | 3755.6698 | 3895.7765 | 4030.7081 | 4154.7083 | 4265.8959 | 4369.7458 | 4469.5902 | 4564.9031 | 4658.7281 | 4748.636 | 4836.716 | 4925.1322 | 5012.5276 | 5097.5803 | 5179.3119 | 5258.7618 | 5338.1792 | 5416.2921
TAS | 230.7303 | 268.9853 | 304.8769 | 343.7899 | 382.7172 | 418.2142 | 451.7449 | 484.7491 | 517.8528 | 551.2305 | 581.7643 | 612.588 | 643.2837 | 672.8021 | 700.3134 | 727.1979 | 754.641 | 782.4744 | 810.8013 | 839.4085 | 867.7477 | 896.1527 | 924.9121 | 953.7846 | 981.4205 | 1008.3115 | 1034.4876 | 1059.9719 | 1084.8391
VIC | 3443.6957 | 4017.8389 | 4586.747 | 5166.5511 | 5744.2081 | 6316.983 | 6882.5234 | 7188.3628 | 7488.1157 | 7789.9643 | 8023.7358 | 8261.6225 | 8502.9411 | 8740.4917 | 8961.0062 | 9163.0984 | 9359.161 | 9558.6531 | 9769.5913 | 9985.5716 | 10198.0425 | 10403.7119 | 10612.0205 | 10817.6594 | 11020.4288 | 11221.9279 | 11424.1801 | 11627.9218 | 11830.8325
Hydrogen Superpower
| 2021-22 | 2022-23 | 2023-24 | 2024-25 | 2025-26 | 2026-27 | 2027-28 | 2028-29 | 2029-30 | 2030-31 | 2031-32 | 2032-33 | 2033-34 | 2034-35 | 2035-36 | 2036-37 | 2037-38 | 2038-39 | 2039-40 | 2040-41 | 2041-42 | 2042-43 | 2043-44 | 2044-45 | 2045-46 | 2046-47 | 2047-48 | 2048-49 | 2049-50
NSW | 5039.2685 | 5981.7597 | 6844.3759 | 7652.8571 | 8384.8617 | 9064.3617 | 9747.0822 | 10435.7284 | 11108.6311 | 11742.3362 | 12363.211 | 12985.8301 | 13603.5142 | 14202.499 | 14755.7699 | 15272.7628 | 15760.2789 | 16235.8601 | 16701.0335 | 17150.969 | 17601.7501 | 18048.2455 | 18499.4541 | 18952.8592 | 19396.7455 | 19828.9495 | 20258.668 | 20686.0362 | 21103.1166
QLD | 4865.0032 | 5576.615 | 6207.5317 | 6858.7451 | 7559.6853 | 8206.2933 | 8843.0953 | 9492.2909 | 10113.3032 | 10702.1808 | 11245.863 | 11787.1308 | 12321.5003 | 12835.1736 | 13282.5605 | 13663.284 | 13997.2389 | 14317.2309 | 14662.9067 | 15021.6582 | 15378.3521 | 15723.1901 | 16066.8334 | 16396.2618 | 16724.0794 | 17050.6347 | 17371.2447 | 17696.8098 | 18017.77
SA | 2026.9724 | 2318.2965 | 2591.0665 | 2828.3103 | 3044.1188 | 3246.303 | 3449.3626 | 3649.9391 | 3847.1087 | 4033.5103 | 4217.7168 | 4399.9959 | 4583.3771 | 4758.9317 | 4917.0627 | 5059.7828 | 5191.3947 | 5317.6167 | 5435.9077 | 5548.4758 | 5659.9872 | 5769.4989 | 5877.7967 | 5988.8536 | 6094.1847 | 6198.8272 | 6299.722 | 6400.5548 | 6501.2909
TAS | 245.5509 | 292.2534 | 336.7752 | 380.5573 | 422.7891 | 462.1795 | 501.3209 | 540.2455 | 577.7959 | 613.1727 | 648.4196 | 683.61 | 718.5916 | 751.9845 | 782.1404 | 811.9007 | 841.407 | 871.0085 | 900.7582 | 930.4077 | 960.2273 | 990.2756 | 1020.7725 | 1051.5833 | 1081.2514 | 1109.5089 | 1136.8764 | 1163.3618 | 1189.2642
VIC | 3440.3523 | 4012.0005 | 4579.5565 | 5157.9765 | 5737.6566 | 6319.4944 | 6906.0921 | 7346.6908 | 7773.0081 | 8165.2777 | 8448.8931 | 8734.795 | 9016.3621 | 9291.4697 | 9550.2358 | 9796.8574 | 10041.1576 | 10298.071 | 10579.3605 | 10871.1525 | 11169.6877 | 11460.8133 | 11758.9225 | 12060.9602 | 12358.2699 | 12656.5851 | 12959.5886 | 13263.8488 | 13574.5989
Strong Electrification Sensitivity
| 2021-22 | 2022-23 | 2023-24 | 2024-25 | 2025-26 | 2026-27 | 2027-28 | 2028-29 | 2029-30 | 2030-31 | 2031-32 | 2032-33 | 2033-34 | 2034-35 | 2035-36 | 2036-37 | 2037-38 | 2038-39 | 2039-40 | 2040-41 | 2041-42 | 2042-43 | 2043-44 | 2044-45 | 2045-46 | 2046-47 | 2047-48 | 2048-49 | 2049-50
NSW | 5361.4851 | 6714.583 | 7907.1685 | 9067.242 | 10143.4556 | 10978.0894 | 11585.0673 | 12063.6008 | 12371.9219 | 12613.8164 | 12848.1428 | 13141.3766 | 13522.7599 | 14025.6895 | 14616.601 | 15279.6913 | 15909.8109 | 16441.0644 | 16763.6991 | 17051.8359 | 17327.0598 | 17600.7556 | 17877.8226 | 18159.024 | 18444.1508 | 18732.2286 | 19022.5268 | 19314.7737 | 19611.9238
QLD | 5289.0195 | 6478.7589 | 7458.6518 | 8320.4658 | 9081.0755 | 9673.308 | 10146.2337 | 10552.7225 | 10850.6269 | 11108.6698 | 11364.9202 | 11661.8443 | 12018.3 | 12457.8713 | 12963.3854 | 13525.4749 | 14061.1633 | 14525.3013 | 14848.2577 | 15175.4843 | 15506.3441 | 15844.7175 | 16190.4085 | 16542.5578 | 16899.7469 | 17264.5234 | 17637.8229 | 18023.4462 | 18426.9715
SA | 2176.2267 | 2662.7094 | 3044.8835 | 3338.0827 | 3570.2704 | 3728.847 | 3849.0227 | 3943.6731 | 4008.5652 | 4061.0255 | 4112.8374 | 4171.8736 | 4243.5349 | 4353.57 | 4486.3773 | 4638.1751 | 4776.2311 | 4885.7902 | 4951.5167 | 5022.3892 | 5091.5368 | 5161.6753 | 5233.156 | 5306.0096 | 5380.2241 | 5455.7989 | 5532.8007 | 5611.2512 | 5691.0212
TAS | 242.1549 | 302.632 | 363.4957 | 426.4792 | 487.7288 | 532.5856 | 562.6612 | 583.0997 | 595.809 | 605.2502 | 614.366 | 626.0619 | 641.484 | 662.2903 | 686.9525 | 716.9523 | 746.8906 | 770.105 | 781.7961 | 791.6456 | 801.6473 | 811.9228 | 822.3781 | 832.5777 | 843.0094 | 853.7061 | 864.6788 | 875.9261 | 887.256
VIC | 3754.0439 | 4799.8213 | 5806.7918 | 6794.9599 | 7743.2864 | 8536.4848 | 9237.7758 | 9789.3733 | 10172.8162 | 10509.4985 | 10845.679 | 11235.3996 | 11703.6034 | 12277.0306 | 12930.1787 | 13654.0964 | 14362.3102 | 15005.3317 | 15491.7194 | 15895.2881 | 16289.2394 | 16686.723 | 17093.119 | 17508.5703 | 17932.4642 | 18369.225 | 18835.1433 | 19378.5947 | 19948.1414
Rooftop PV (Energy, GWh)
Amount of energy generated by behind-the-meter rooftop PV
Slow Change
| 2021-22 | 2022-23 | 2023-24 | 2024-25 | 2025-26 | 2026-27 | 2027-28 | 2028-29 | 2029-30 | 2030-31 | 2031-32 | 2032-33 | 2033-34 | 2034-35 | 2035-36 | 2036-37 | 2037-38 | 2038-39 | 2039-40 | 2040-41 | 2041-42 | 2042-43 | 2043-44 | 2044-45 | 2045-46 | 2046-47 | 2047-48 | 2048-49 | 2049-50
NSW | 5648.5468 | 6763.2053 | 7562.5343 | 8146.5902 | 8766.9362 | 9403.7061 | 10042.6351 | 10609.8711 | 11070.6888 | 11430.334 | 11747.8445 | 11963.9421 | 12140.838 | 12311.3167 | 12489.595 | 12608.681 | 12738.0925 | 12891.261 | 13071.8951 | 13210.3941 | 13350.5352 | 13502.8591 | 13684.1369 | 13855.9623 | 14170.3081 | 14629.8754 | 15142.7431 | 15591.7201 | 16020.993
QLD | 5956.1836 | 6985.5834 | 7736.9911 | 8234.0278 | 8727.7711 | 9224.9315 | 9727.5244 | 10158.8212 | 10535.8688 | 10843.8045 | 11126.8116 | 11320.8454 | 11508.6576 | 11692.1039 | 11894.9786 | 12045.9979 | 12225.5999 | 12417.9878 | 12642.1222 | 12814.2201 | 13006.6298 | 13207.4503 | 13442.246 | 13627.812 | 13902.7903 | 14276.4955 | 14713.6107 | 15084.2348 | 15465.6258
SA | 2365.0857 | 2753.6031 | 2997.0834 | 3153.4665 | 3317.7583 | 3485.7018 | 3649.6009 | 3794.8401 | 3907.0267 | 3999.0125 | 4077.865 | 4136.3361 | 4177.7412 | 4223.1694 | 4272.3027 | 4312.7225 | 4347.7641 | 4394.8179 | 4450.0353 | 4499.2791 | 4539.4709 | 4588.82 | 4646.5085 | 4699.0229 | 4761.6514 | 4861.5809 | 4977.9241 | 5082.7328 | 5172.0217
TAS | 229.5436 | 265.1796 | 296.7139 | 324.5567 | 353.2672 | 383.0835 | 412.5817 | 439.726 | 459.8868 | 475.2476 | 487.4519 | 495.9771 | 500.9836 | 506.4351 | 511.9983 | 516.4912 | 519.3763 | 523.7733 | 528.9759 | 533.9811 | 537.5657 | 542.7169 | 548.7735 | 555.2654 | 564.972 | 581.324 | 599.3679 | 616.2032 | 629.9485
VIC | 3632.6015 | 4359.7164 | 5100.4846 | 5842.8761 | 6562.9284 | 7286.9304 | 8015.1721 | 8608.0244 | 8987.805 | 9302.8379 | 9588.7144 | 9824.9743 | 10006.103 | 10196.615 | 10387.9133 | 10553.2137 | 10685.2654 | 10842.3786 | 11018.8491 | 11190.8456 | 11344.6767 | 11540.1761 | 11761.7231 | 12015.4818 | 12348.4807 | 12793.864 | 13269.2538 | 13718.321 | 14111.9614
Steady Progress
| 2021-22 | 2022-23 | 2023-24 | 2024-25 | 2025-26 | 2026-27 | 2027-28 | 2028-29 | 2029-30 | 2030-31 | 2031-32 | 2032-33 | 2033-34 | 2034-35 | 2035-36 | 2036-37 | 2037-38 | 2038-39 | 2039-40 | 2040-41 | 2041-42 | 2042-43 | 2043-44 | 2044-45 | 2045-46 | 2046-47 | 2047-48 | 2048-49 | 2049-50
NSW | 5539.6559 | 6566.5849 | 7400.3261 | 8073.3531 | 8729.8679 | 9394.4495 | 10066.1526 | 10677.7567 | 11218.4346 | 11693.9726 | 12074.0458 | 12309.6754 | 12527.691 | 12748.8965 | 12989.2126 | 13175.585 | 13360.3338 | 13558.4942 | 13785.4513 | 13968.8928 | 14156.0595 | 14361.7529 | 14606.7187 | 14811.8442 | 15069.6574 | 15429.703 | 15864.3965 | 16244.7257 | 16620.0702
QLD | 5827.7781 | 6731.9614 | 7474.5079 | 8040.3997 | 8573.4305 | 9087.7406 | 9594.7551 | 10033.3161 | 10437.2894 | 10799.7088 | 11127.4433 | 11360.224 | 11601.8036 | 11844.4593 | 12104.7621 | 12302.7227 | 12517.7334 | 12737.5526 | 12985.5221 | 13179.887 | 13395.4783 | 13623.8365 | 13896.8214 | 14137.0731 | 14433.4389 | 14771.5785 | 15166.5022 | 15498.6451 | 15848.9297
SA | 2321.4459 | 2676.7627 | 2942.4941 | 3147.6462 | 3337.0713 | 3525.4396 | 3714.3459 | 3889.2706 | 4025.5468 | 4138.0974 | 4234.0376 | 4306.6064 | 4365.9503 | 4432.2014 | 4503.0082 | 4563.3286 | 4614.985 | 4677.3574 | 4747.1756 | 4809.9897 | 4863.6571 | 4928.1937 | 5003.1455 | 5078.1403 | 5155.8811 | 5256.7441 | 5372.2935 | 5479.0528 | 5572.8757
TAS | 229.8034 | 266.8095 | 301.5729 | 332.9073 | 362.064 | 391.7541 | 421.177 | 449.3398 | 472.5528 | 493.4279 | 510.7144 | 523.5772 | 533.7382 | 544.7325 | 556.2212 | 566.9303 | 575.7991 | 586.2643 | 597.8144 | 609.4754 | 619.8699 | 632.6372 | 647.2225 | 662.3078 | 677.0985 | 697.3354 | 721.2372 | 744.4221 | 764.5877
VIC | 3601.2949 | 4288.4607 | 4988.9636 | 5686.9558 | 6361.6921 | 7037.612 | 7717.3748 | 8250.0706 | 8575.6087 | 8855.9978 | 9094.0809 | 9275.6707 | 9418.4519 | 9576.4845 | 9741.449 | 9886.1729 | 9996.8809 | 10127.2835 | 10274.3219 | 10419.6176 | 10547.6893 | 10709.6093 | 10894.8027 | 11090.4026 | 11302.7928 | 11593.0429 | 11923.7719 | 12239.9865 | 12515.8537
Progressive Change
| 2021-22 | 2022-23 | 2023-24 | 2024-25 | 2025-26 | 2026-27 | 2027-28 | 2028-29 | 2029-30 | 2030-31 | 2031-32 | 2032-33 | 2033-34 | 2034-35 | 2035-36 | 2036-37 | 2037-38 | 2038-39 | 2039-40 | 2040-41 | 2041-42 | 2042-43 | 2043-44 | 2044-45 | 2045-46 | 2046-47 | 2047-48 | 2048-49 | 2049-50
NSW | 5539.6559 | 6566.5849 | 7400.3261 | 8073.3531 | 8729.8679 | 9394.4495 | 10066.1526 | 10677.7567 | 11218.4346 | 11693.9735 | 12211.4669 | 12732.4725 | 13239.484 | 13746.1333 | 14250.3913 | 14660.2382 | 15045.515 | 15432.9403 | 15841.5717 | 16185.9981 | 16521.9413 | 16884.4582 | 17304.1706 | 17726.4545 | 18228.5649 | 18781.917 | 19381.7071 | 19905.7699 | 20418.5918
QLD | 5827.7781 | 6731.9614 | 7474.5079 | 8040.3997 | 8573.4305 | 9087.7406 | 9594.7551 | 10033.3161 | 10437.2894 | 10799.7097 | 11258.8783 | 11778.1961 | 12322.7013 | 12864.1524 | 13405.723 | 13845.7667 | 14282.5442 | 14711.0858 | 15158.044 | 15522.557 | 15891.9511 | 16258.7807 | 16659.2957 | 17012.7063 | 17432.8697 | 17884.903 | 18385.5463 | 18797.1535 | 19220.5218
SA | 2321.4459 | 2676.7627 | 2942.4941 | 3147.6462 | 3337.0713 | 3525.4396 | 3714.3459 | 3889.2706 | 4025.5468 | 4138.0976 | 4270.5404 | 4418.312 | 4554.0635 | 4694.1812 | 4831.0065 | 4946.7062 | 5046.4939 | 5153.9304 | 5267.0252 | 5369.7458 | 5459.2792 | 5558.8313 | 5670.718 | 5787.8099 | 5908.7338 | 6047.0894 | 6194.8195 | 6329.4595 | 6446.4285
TAS | 229.8034 | 266.8095 | 301.5729 | 332.9073 | 362.064 | 391.7541 | 421.177 | 449.3398 | 472.5528 | 493.4279 | 518.066 | 545.8634 | 570.6615 | 595.6882 | 619.5107 | 640.6135 | 658.7742 | 678.3138 | 698.8282 | 719.0849 | 737.6283 | 758.9045 | 782.1869 | 808.2744 | 835.7108 | 866.2003 | 897.7286 | 927.7465 | 953.7429
VIC | 3601.2949 | 4288.4607 | 4988.9636 | 5686.9558 | 6361.6921 | 7037.612 | 7717.3748 | 8250.0706 | 8575.6087 | 8855.9981 | 9162.9388 | 9493.1191 | 9798.5207 | 10128.0956 | 10464.3522 | 10771.4125 | 11034.9719 | 11313.2437 | 11605.2063 | 11874.171 | 12099.5537 | 12364.9219 | 12664.2449 | 13001.8855 | 13367.1966 | 13788.1735 | 14235.7194 | 14663.1453 | 15041.1327
Step Change
| 2021-22 | 2022-23 | 2023-24 | 2024-25 | 2025-26 | 2026-27 | 2027-28 | 2028-29 | 2029-30 | 2030-31 | 2031-32 | 2032-33 | 2033-34 | 2034-35 | 2035-36 | 2036-37 | 2037-38 | 2038-39 | 2039-40 | 2040-41 | 2041-42 | 2042-43 | 2043-44 | 2044-45 | 2045-46 | 2046-47 | 2047-48 | 2048-49 | 2049-50
NSW | 5434.0183 | 6456.129 | 7447.2796 | 8315.0172 | 9110.3729 | 9859.5087 | 10582.0573 | 11242.8167 | 11900.8331 | 12580.0474 | 13278.4815 | 13951.2742 | 14634.2165 | 15326.3008 | 16015.8499 | 16595.6277 | 17128.1464 | 17650.9107 | 18198.2672 | 18671.4603 | 19138.1479 | 19618.8125 | 20138.9545 | 20593.0114 | 21040.5338 | 21498.2331 | 21997.8848 | 22423.4889 | 22849.1634
QLD | 5700.3658 | 6530.07 | 7320.1378 | 8054.4606 | 8839.5863 | 9594.1709 | 10307.4731 | 10967.4037 | 11659.717 | 12373.5023 | 13044.1451 | 13611.8855 | 14211.9908 | 14804.9151 | 15395.7585 | 15870.4058 | 16330.709 | 16787.4078 | 17280.6 | 17693.457 | 18118.7686 | 18534.0098 | 18979.0238 | 19324.9121 | 19676.7966 | 20026.0508 | 20414.7724 | 20717.0429 | 21039.1632
SA | 2274.6623 | 2604.5369 | 2905.6397 | 3161.3963 | 3380.4563 | 3585.1014 | 3774.882 | 3951.0314 | 4117.4766 | 4292.2307 | 4472.2331 | 4650.3839 | 4818.2218 | 4991.5477 | 5163.6872 | 5313.3768 | 5438.8886 | 5567.3307 | 5700.0494 | 5820.6863 | 5925.376 | 6037.5222 | 6159.16 | 6271.4764 | 6368.0804 | 6473.1453 | 6585.8798 | 6687.5484 | 6774.0373
TAS | 229.9988 | 270.9023 | 311.4864 | 352.3315 | 393.636 | 433.8796 | 471.9473 | 508.4427 | 543.0145 | 579.0001 | 613.8047 | 647.6158 | 679.3657 | 711.9845 | 744.0668 | 774.2369 | 801.7903 | 831.7226 | 863.4731 | 895.1212 | 923.8023 | 954.5256 | 987.011 | 1019.1444 | 1047.2755 | 1076.7959 | 1107.2432 | 1136.2391 | 1160.757
VIC | 3570.207 | 4214.5808 | 4866.2804 | 5518.2893 | 6158.8061 | 6807.0744 | 7460.5055 | 7953.792 | 8277.6697 | 8616.721 | 8925.9752 | 9198.0385 | 9447.9406 | 9717.9584 | 9992.1773 | 10237.549 | 10439.654 | 10662.6528 | 10910.9925 | 11159.1206 | 11376.1692 | 11611.9128 | 11863.8233 | 12105.3435 | 12308.8855 | 12536.766 | 12784.3127 | 13021.831 | 13222.4294
Hydrogen Superpower
| 2021-22 | 2022-23 | 2023-24 | 2024-25 | 2025-26 | 2026-27 | 2027-28 | 2028-29 | 2029-30 | 2030-31 | 2031-32 | 2032-33 | 2033-34 | 2034-35 | 2035-36 | 2036-37 | 2037-38 | 2038-39 | 2039-40 | 2040-41 | 2041-42 | 2042-43 | 2043-44 | 2044-45 | 2045-46 | 2046-47 | 2047-48 | 2048-49 | 2049-50
NSW | 5588.3922 | 6835.0201 | 7970.7626 | 8997.1262 | 9943.4025 | 10818.1326 | 11687.3649 | 12524.6481 | 13356.604 | 14166.2257 | 14960.8976 | 15714.9907 | 16468.5691 | 17223.2497 | 17977.272 | 18621.7951 | 19227.3827 | 19825.0577 | 20452.0098 | 20996.8092 | 21534.7481 | 22091.1396 | 22695.7235 | 23231.2738 | 23764.839 | 24308.1428 | 24895.1518 | 25398.5101 | 25897.4328
QLD | 5824.1186 | 6830.2041 | 7726.3413 | 8549.6413 | 9430.4312 | 10311.6524 | 11177.4199 | 11997.4166 | 12822.8616 | 13614.039 | 14375.0847 | 15057.4883 | 15754.4044 | 16440.4074 | 17111.3268 | 17622.4836 | 18083.3914 | 18511.5122 | 18991.1153 | 19415.782 | 19875.1074 | 20334.3417 | 20833.8091 | 21235.0461 | 21655.2701 | 22083.2874 | 22559.7526 | 22939.6625 | 23352.2097
SA | 2331.2727 | 2742.5801 | 3102.8695 | 3424.1619 | 3702.7763 | 3965.8132 | 4228.2515 | 4483.7248 | 4725.7392 | 4967.1246 | 5204.6109 | 5436.863 | 5656.7994 | 5882.995 | 6103.9679 | 6295.4057 | 6456.4584 | 6618.9638 | 6784.634 | 6931.8795 | 7059.8345 | 7199.1168 | 7348.8592 | 7488.9127 | 7610.9011 | 7743.1503 | 7886.0322 | 8015.018 | 8126.6702
TAS | 238.247 | 291.6474 | 341.5338 | 389.6399 | 435.268 | 479.4212 | 522.7353 | 565.5251 | 605.5599 | 645.0075 | 683.5051 | 722.308 | 758.5677 | 795.6142 | 831.3609 | 864.6012 | 894.6135 | 926.6178 | 960.2425 | 993.3165 | 1023.1221 | 1055.5379 | 1090.0133 | 1124.2343 | 1154.2616 | 1185.6275 | 1217.6307 | 1247.9102 | 1273.2602
VIC | 3568.2363 | 4209.351 | 4858.9096 | 5509.371 | 6150.3628 | 6805.0527 | 7475.5678 | 8058.4848 | 8529.4038 | 8990.2451 | 9377.4294 | 9705.0502 | 10003.6904 | 10317.5909 | 10635.5725 | 10928.0921 | 11180.9911 | 11463.4711 | 11785.1307 | 12116.3613 | 12422.5304 | 12755.0079 | 13107.6361 | 13455.0742 | 13763.3598 | 14099.0895 | 14460.5999 | 14812.8845 | 15126.9818
Strong Electrification Sensitivity
| 2021-22 | 2022-23 | 2023-24 | 2024-25 | 2025-26 | 2026-27 | 2027-28 | 2028-29 | 2029-30 | 2030-31 | 2031-32 | 2032-33 | 2033-34 | 2034-35 | 2035-36 | 2036-37 | 2037-38 | 2038-39 | 2039-40 | 2040-41 | 2041-42 | 2042-43 | 2043-44 | 2044-45 | 2045-46 | 2046-47 | 2047-48 | 2048-49 | 2049-50
NSW | 5840.8322 | 7470.6919 | 9069.8147 | 10518.9372 | 11896.4304 | 13083.4591 | 14009.1037 | 14667.8912 | 15143.1646 | 15484.8527 | 15813.4954 | 16122.0489 | 16523.4766 | 17070.3434 | 17785.1623 | 18542.0479 | 19326.1814 | 20047.3118 | 20622.2576 | 20978.0581 | 21306.8996 | 21647.1616 | 22035.1572 | 22356.3671 | 22685.5205 | 23040.7943 | 23448.9122 | 23783.5958 | 24125.6295
QLD | 6160.1222 | 7681.0669 | 9125.3669 | 10313.8484 | 11371.438 | 12257.9323 | 12986.5047 | 13537.9456 | 13993.9914 | 14357.9901 | 14728.9199 | 15062.3242 | 15482.0799 | 16001.7048 | 16658.2967 | 17324.4881 | 18035.0648 | 18689.8847 | 19251.3325 | 19640.3592 | 20061.8378 | 20499.4279 | 20996.0869 | 21412.7152 | 21866.894 | 22338.9705 | 22875.3473 | 23328.2718 | 23833.6035
SA | 2447.7268 | 3047.7552 | 3601.2805 | 4028.0811 | 4351.4197 | 4597.4359 | 4781.0844 | 4917.6562 | 5008.7692 | 5082.6548 | 5157.072 | 5228.1331 | 5300.4334 | 5414.8857 | 5577.3231 | 5758.1277 | 5929.7636 | 6085.7393 | 6206.5738 | 6294.169 | 6370.3323 | 6458.0633 | 6558.3988 | 6650.8892 | 6730.8067 | 6825.1529 | 6933.0259 | 7032.6117 | 7118.8251
TAS | 237.3572 | 294.4585 | 360.7166 | 428.2003 | 494.4796 | 551.9904 | 593.5426 | 621.5194 | 638.0115 | 650.0136 | 661.0813 | 672.9313 | 685.958 | 705.5389 | 731.2624 | 761.5209 | 792.1353 | 820.9496 | 841.1983 | 853.6337 | 862.3096 | 873.2832 | 885.8771 | 897.8596 | 906.8498 | 918.284 | 931.4559 | 944.3228 | 954.2554
VIC | 3757.3072 | 4821.633 | 5988.4594 | 7118.9823 | 8195.5474 | 9176.9108 | 10034.7269 | 10748.7512 | 11252.4065 | 11658.2347 | 12056.2548 | 12473.9078 | 12930.1793 | 13517.4213 | 14231.1111 | 15018.0709 | 15792.6503 | 16554.346 | 17217.5907 | 17731.3155 | 18141.9891 | 18588.1141 | 19071.0376 | 19547.4576 | 19977.6516 | 20462.7673 | 21004.3014 | 21587.8129 | 22167.887

## PVNSG
Go to Assumptions Summary
Distributed Energy Resources: Small-scale non-scheduled generation (PVNSG) | [13 empty] | Note: | Further information is available at http://forecasting.aemo.com.au
PVNSG trajectories based on CSIRO and Green Energy Markets (GEM) forecasts developed for AEMO in 2021
The Higher DER uptake rate sensitivity will consider forecasts prepared by the CER and will be published when available.
The Capacity values (MW) represent the installed capacity at the end of the financial year i.e. as at 30th June. Energy values (GWh) present the total production across the year of interest, which captures the influence in intra-year PV developments.
Consultant forecast mapping
| Slow Change | Steady Progress | Progressive Change | Step Change | Hydrogen Superpower | Strong Electrification Sensitivity
Consultant's scenario name | CSIRO Slow Growth | Average of CSIRO and GEM Current Trajectory | Average of CSIRO and GEM Net Zero | GEM Sustainable Growth | GEM Export Superpower | CSIRO Rapid Decarbonisation
PVNSG (Capacity, MW)
Capacity of small-scale non-scheduled generating systems
Slow Change
| 2021-22 | 2022-23 | 2023-24 | 2024-25 | 2025-26 | 2026-27 | 2027-28 | 2028-29 | 2029-30 | 2030-31 | 2031-32 | 2032-33 | 2033-34 | 2034-35 | 2035-36 | 2036-37 | 2037-38 | 2038-39 | 2039-40 | 2040-41 | 2041-42 | 2042-43 | 2043-44 | 2044-45 | 2045-46 | 2046-47 | 2047-48 | 2048-49 | 2049-50
NSW | 325.1474 | 369.5714 | 413.9944 | 424.1634 | 451.3724 | 461.1664 | 485.4124 | 511.9174 | 543.1574 | 552.0354 | 575.3734 | 600.9784 | 631.3284 | 639.3234 | 661.7884 | 686.5304 | 716.0244 | 723.1734 | 744.7994 | 768.7094 | 797.3824 | 803.7174 | 824.5384 | 847.6524 | 875.5334 | 881.0884 | 901.1364 | 923.4844 | 950.6074
QLD | 271.1843 | 310.3173 | 349.4473 | 354.8773 | 376.3923 | 406.1023 | 428.0153 | 457.2093 | 481.1103 | 509.7733 | 530.6493 | 558.8173 | 581.7013 | 609.3583 | 629.2383 | 656.4213 | 678.3303 | 705.0213 | 723.9443 | 750.1793 | 771.1503 | 796.9133 | 814.9173 | 840.2433 | 860.3143 | 885.1843 | 902.3063 | 926.7573 | 945.9633
SA | 213.102 | 252.904 | 292.705 | 298.925 | 322.223 | 335.647 | 346.437 | 359.619 | 387.22 | 399.994 | 410.141 | 422.686 | 449.656 | 461.806 | 471.335 | 483.268 | 509.632 | 521.183 | 530.117 | 541.464 | 567.246 | 578.22 | 586.584 | 597.365 | 622.587 | 633.008 | 640.825 | 651.063 | 675.749
TAS | 3.0864 | 3.7024 | 4.3184 | 4.6204 | 7.4184 | 7.4184 | 7.5734 | 7.8424 | 10.6084 | 10.6084 | 10.7014 | 10.9384 | 13.6734 | 13.6734 | 13.7054 | 13.9124 | 16.6184 | 16.6184 | 16.5904 | 16.7694 | 19.4464 | 19.4464 | 19.3624 | 19.5134 | 22.1624 | 22.1624 | 22.0254 | 22.1494 | 24.7724
VIC | 398.6332 | 493.4032 | 588.1732 | 597.0942 | 603.4242 | 636.7432 | 642.6762 | 675.6012 | 681.1472 | 713.6872 | 718.8532 | 751.0152 | 755.8072 | 787.6012 | 792.0272 | 823.4572 | 827.5242 | 858.6022 | 862.3172 | 893.0452 | 896.4162 | 926.8032 | 929.8382 | 959.8922 | 962.5932 | 992.3202 | 994.6982 | 1024.1042 | 1026.1642
Steady Progress
| 2021-22 | 2022-23 | 2023-24 | 2024-25 | 2025-26 | 2026-27 | 2027-28 | 2028-29 | 2029-30 | 2030-31 | 2031-32 | 2032-33 | 2033-34 | 2034-35 | 2035-36 | 2036-37 | 2037-38 | 2038-39 | 2039-40 | 2040-41 | 2041-42 | 2042-43 | 2043-44 | 2044-45 | 2045-46 | 2046-47 | 2047-48 | 2048-49 | 2049-50
NSW | 345.4894 | 385.9859 | 430.2434 | 466.6439 | 527.9834 | 586.3059 | 660.2174 | 735.0109 | 811.5504 | 931.9844 | 998.5914 | 1067.5124 | 1137.5219 | 1197.9164 | 1266.7284 | 1339.3479 | 1413.4009 | 1475.9999 | 1546.3054 | 1618.6709 | 1693.6719 | 1757.7179 | 1833.6814 | 1910.3324 | 1988.5294 | 2055.4954 | 2129.2584 | 2203.7239 | 2280.1354
QLD | 257.9843 | 288.8618 | 322.1588 | 341.3258 | 372.4758 | 418.5383 | 463.3718 | 515.9388 | 565.7788 | 660.0673 | 717.9453 | 781.5503 | 842.1288 | 904.0083 | 961.4473 | 1026.1593 | 1087.8773 | 1151.7638 | 1211.6298 | 1275.1593 | 1336.7023 | 1400.5718 | 1460.4928 | 1523.7178 | 1586.6273 | 1652.5633 | 1714.2498 | 1779.2283 | 1841.2168
SA | 219.6585 | 250.714 | 276.393 | 288.63 | 312.0945 | 332.492 | 351.288 | 372.763 | 401.1525 | 445.643 | 463.6255 | 483.449 | 511.6625 | 532.803 | 553.1545 | 575.198 | 602.964 | 622.6905 | 641.317 | 661.0765 | 688.226 | 709.435 | 729.229 | 750.122 | 778.1275 | 798.624 | 817.711 | 837.9035 | 865.213
TAS | 3.1739 | 3.5869 | 4.0674 | 6.9299 | 8.7684 | 9.0084 | 12.0699 | 15.1089 | 19.6324 | 25.0309 | 27.9204 | 30.8094 | 34.9879 | 37.6764 | 40.5544 | 43.3914 | 47.4594 | 50.0579 | 53.1524 | 55.9814 | 60.0449 | 62.8859 | 65.9059 | 68.9719 | 73.2659 | 76.0839 | 79.0754 | 82.0449 | 86.2489
VIC | 368.4682 | 429.4277 | 490.1297 | 513.3287 | 553.3502 | 615.2632 | 668.7912 | 739.1322 | 795.2167 | 923.9062 | 972.2982 | 1035.7202 | 1086.2992 | 1154.2557 | 1210.6907 | 1278.8732 | 1332.7407 | 1399.2837 | 1452.2882 | 1520.2837 | 1574.7302 | 1647.5472 | 1706.3292 | 1778.2207 | 1835.9912 | 1906.9242 | 1963.7907 | 2033.8512 | 2094.7322
Progressive Change
| 2021-22 | 2022-23 | 2023-24 | 2024-25 | 2025-26 | 2026-27 | 2027-28 | 2028-29 | 2029-30 | 2030-31 | 2031-32 | 2032-33 | 2033-34 | 2034-35 | 2035-36 | 2036-37 | 2037-38 | 2038-39 | 2039-40 | 2040-41 | 2041-42 | 2042-43 | 2043-44 | 2044-45 | 2045-46 | 2046-47 | 2047-48 | 2048-49 | 2049-50
NSW | 345.4894 | 385.9859 | 430.2434 | 466.6439 | 527.9834 | 586.3059 | 660.2174 | 735.0109 | 811.5504 | 931.9844 | 1066.4179 | 1202.8784 | 1339.7639 | 1470.5784 | 1609.1264 | 1746.0789 | 1883.5674 | 2009.6004 | 2142.7049 | 2247.8149 | 2355.2934 | 2452.0294 | 2555.1639 | 2658.9804 | 2766.0139 | 2862.1829 | 2964.7539 | 3068.0134 | 3173.2094
QLD | 257.9843 | 288.8618 | 322.1588 | 341.3258 | 372.4758 | 418.5383 | 463.3718 | 515.9388 | 565.7788 | 660.0673 | 749.5428 | 846.6883 | 940.7598 | 1035.7068 | 1125.9803 | 1220.4058 | 1311.8158 | 1403.6683 | 1491.3313 | 1562.3813 | 1631.8658 | 1703.4333 | 1771.1408 | 1842.0973 | 1914.4068 | 1988.4918 | 2058.4863 | 2131.7128 | 2202.0763
SA | 219.6585 | 250.714 | 276.393 | 288.63 | 312.0945 | 332.492 | 351.288 | 372.763 | 401.1525 | 445.643 | 488.5995 | 533.409 | 587.2855 | 634.0975 | 678.3605 | 725.3765 | 777.7525 | 821.06 | 862.913 | 895.9765 | 936.2995 | 969.2135 | 1000.5815 | 1033.1525 | 1074.9065 | 1109.2425 | 1141.8825 | 1175.824 | 1216.5975
TAS | 3.1739 | 3.5869 | 4.0674 | 6.9299 | 8.7684 | 9.0084 | 12.0699 | 15.1089 | 19.6324 | 25.0309 | 30.7049 | 36.3594 | 43.4714 | 48.8554 | 54.4389 | 59.9634 | 66.8854 | 72.1029 | 77.7589 | 81.1364 | 85.9354 | 89.2454 | 92.7554 | 96.2474 | 101.4074 | 104.8779 | 108.5464 | 112.1894 | 117.2484
VIC | 368.4682 | 429.4277 | 490.1297 | 513.3287 | 553.3502 | 615.2632 | 668.7912 | 739.1322 | 795.2167 | 923.9062 | 1038.0187 | 1166.8852 | 1288.5372 | 1424.9317 | 1549.1342 | 1684.7962 | 1805.0317 | 1938.1132 | 2053.5127 | 2153.7492 | 2240.3687 | 2340.6702 | 2426.8572 | 2526.1462 | 2616.8937 | 2720.7137 | 2810.0462 | 2913.1592 | 3001.7897
Step Change
| 2021-22 | 2022-23 | 2023-24 | 2024-25 | 2025-26 | 2026-27 | 2027-28 | 2028-29 | 2029-30 | 2030-31 | 2031-32 | 2032-33 | 2033-34 | 2034-35 | 2035-36 | 2036-37 | 2037-38 | 2038-39 | 2039-40 | 2040-41 | 2041-42 | 2042-43 | 2043-44 | 2044-45 | 2045-46 | 2046-47 | 2047-48 | 2048-49 | 2049-50
NSW | 391.3414 | 455.9254 | 556.7364 | 696.9494 | 858.8074 | 1029.7374 | 1199.4694 | 1383.3204 | 1565.8844 | 1747.9204 | 1928.9204 | 2111.7884 | 2291.5934 | 2474.0324 | 2658.3474 | 2839.8674 | 3026.5714 | 3215.6374 | 3407.3894 | 3600.0644 | 3792.4094 | 3983.4084 | 4174.6014 | 4364.4554 | 4552.9804 | 4740.1884 | 4926.0824 | 5110.6774 | 5293.9794
QLD | 265.0073 | 312.9613 | 390.0783 | 496.5593 | 610.9603 | 724.5603 | 841.7013 | 958.0213 | 1073.5253 | 1189.1923 | 1303.3313 | 1421.4973 | 1538.7603 | 1653.7233 | 1767.4463 | 1881.6393 | 1999.9663 | 2120.4143 | 2243.0083 | 2365.6123 | 2487.3573 | 2608.6833 | 2729.1613 | 2848.7943 | 2967.5913 | 3085.5553 | 3202.6953 | 3319.0143 | 3434.5203
SA | 232.054 | 261.274 | 310.286 | 358.955 | 410.063 | 460.813 | 515.379 | 569.562 | 623.367 | 676.832 | 730.396 | 785.049 | 841.862 | 899.162 | 954.531 | 1011.297 | 1065.085 | 1120.497 | 1177.605 | 1234.592 | 1289.095 | 1345.718 | 1401.946 | 1457.779 | 1511.136 | 1566.206 | 1620.889 | 1675.191 | 1729.111
TAS | 8.5524 | 14.0894 | 19.7584 | 26.4864 | 33.1684 | 39.9394 | 46.7994 | 53.6114 | 60.3754 | 67.1144 | 73.7844 | 80.4474 | 87.1834 | 93.7434 | 100.2864 | 107.2734 | 114.2224 | 121.3444 | 128.5254 | 135.6574 | 142.7514 | 149.8114 | 156.8214 | 163.7814 | 170.6934 | 177.5574 | 184.3714 | 191.1394 | 197.8594
VIC | 362.5512 | 413.6332 | 501.3002 | 618.2582 | 773.6022 | 927.8572 | 1090.3352 | 1251.6732 | 1411.8842 | 1571.2882 | 1729.7492 | 1890.8042 | 2051.6832 | 2215.2152 | 2375.6822 | 2534.7022 | 2705.2232 | 2878.2452 | 3053.0472 | 3230.5462 | 3406.8012 | 3582.7542 | 3757.4752 | 3930.9732 | 4103.2562 | 4274.3342 | 4444.2142 | 4612.9062 | 4780.4152
Hydrogen Superpower
| 2021-22 | 2022-23 | 2023-24 | 2024-25 | 2025-26 | 2026-27 | 2027-28 | 2028-29 | 2029-30 | 2030-31 | 2031-32 | 2032-33 | 2033-34 | 2034-35 | 2035-36 | 2036-37 | 2037-38 | 2038-39 | 2039-40 | 2040-41 | 2041-42 | 2042-43 | 2043-44 | 2044-45 | 2045-46 | 2046-47 | 2047-48 | 2048-49 | 2049-50
NSW | 416.7334 | 508.0854 | 648.8754 | 853.8244 | 1099.9024 | 1344.2574 | 1594.5544 | 1843.1004 | 2089.9054 | 2335.7334 | 2580.0794 | 2818.1964 | 3052.8644 | 3297.4344 | 3543.4464 | 3788.7714 | 4031.3354 | 4284.8614 | 4543.1294 | 4803.8454 | 5062.7364 | 5320.5804 | 5576.6194 | 5830.8664 | 6083.3344 | 6334.0364 | 6582.2154 | 6828.6584 | 7074.1414
QLD | 270.7853 | 334.2423 | 439.8133 | 598.8173 | 756.7073 | 913.4933 | 1073.5163 | 1232.4183 | 1390.2073 | 1547.8613 | 1703.6953 | 1863.2643 | 2021.6403 | 2177.4273 | 2331.6903 | 2486.7163 | 2642.2343 | 2800.9173 | 2966.7963 | 3131.5153 | 3295.0803 | 3457.9343 | 3619.6483 | 3780.2293 | 3939.6873 | 4098.0283 | 4255.2633 | 4411.3953 | 4566.4353
SA | 240.93 | 279.937 | 355.705 | 430.941 | 507.736 | 583.995 | 659.718 | 734.912 | 809.58 | 881.677 | 953.743 | 1026.769 | 1101.825 | 1177.24 | 1252.685 | 1330.272 | 1404.833 | 1482.577 | 1559.774 | 1636.641 | 1712.971 | 1788.765 | 1864.029 | 1938.765 | 2012.771 | 2086.258 | 2161.316 | 2235.848 | 2309.859
TAS | 8.7094 | 14.4154 | 20.3204 | 31.3054 | 42.2134 | 53.0444 | 64.0044 | 74.8874 | 85.6954 | 96.2434 | 106.6974 | 117.1164 | 127.5834 | 137.8484 | 148.2744 | 159.1324 | 169.9274 | 180.6704 | 191.8494 | 202.9514 | 213.9744 | 224.9404 | 235.8314 | 246.6454 | 257.3624 | 268.0054 | 278.5734 | 289.0684 | 299.4884
VIC | 372.1182 | 440.1402 | 556.8592 | 731.9012 | 955.5572 | 1177.6462 | 1412.1322 | 1644.9772 | 1876.1922 | 2106.1042 | 2334.5792 | 2551.2092 | 2767.2712 | 2999.5532 | 3228.2872 | 3456.0532 | 3681.6342 | 3917.5272 | 4157.6852 | 4401.1452 | 4642.9002 | 4884.3592 | 5124.1282 | 5362.2192 | 5598.6422 | 5833.4112 | 6065.1412 | 6295.2512 | 6525.1432
Strong Electrification Sensitivity
| 2021-22 | 2022-23 | 2023-24 | 2024-25 | 2025-26 | 2026-27 | 2027-28 | 2028-29 | 2029-30 | 2030-31 | 2031-32 | 2032-33 | 2033-34 | 2034-35 | 2035-36 | 2036-37 | 2037-38 | 2038-39 | 2039-40 | 2040-41 | 2041-42 | 2042-43 | 2043-44 | 2044-45 | 2045-46 | 2046-47 | 2047-48 | 2048-49 | 2049-50
NSW | 329.2924 | 382.7424 | 436.1924 | 457.3534 | 498.3554 | 518.8944 | 551.7784 | 588.8364 | 628.5214 | 647.7604 | 679.3564 | 715.1354 | 753.5574 | 771.5454 | 801.9044 | 836.4584 | 873.6674 | 890.4554 | 919.6244 | 953.0014 | 989.0454 | 1004.6784 | 1032.7054 | 1064.9524 | 1099.8764 | 1114.4004 | 1141.3304 | 1172.4904 | 1206.3404
QLD | 274.7203 | 321.5863 | 368.4523 | 381.4603 | 415.8893 | 452.9743 | 482.1893 | 518.6113 | 551.6683 | 587.3943 | 615.2653 | 650.3563 | 682.0963 | 716.5183 | 743.0973 | 776.9113 | 807.3853 | 840.5563 | 865.8923 | 898.4783 | 927.7383 | 959.7033 | 983.8503 | 1015.2563 | 1043.3463 | 1074.1573 | 1097.1593 | 1127.4313 | 1154.4013
SA | 216.363 | 263.428 | 310.491 | 323.925 | 357.275 | 377.74 | 393.502 | 413.604 | 446.056 | 465.635 | 480.516 | 499.748 | 531.34 | 550.064 | 564.103 | 582.5 | 613.264 | 631.169 | 644.396 | 661.99 | 691.958 | 709.077 | 721.525 | 738.348 | 767.552 | 783.916 | 795.615 | 811.698 | 840.168
TAS | 3.1174 | 3.8564 | 4.6274 | 5.2354 | 10.3364 | 10.3364 | 10.7424 | 11.2884 | 16.3294 | 16.3294 | 16.6164 | 17.1044 | 22.0874 | 22.0874 | 22.2594 | 22.6904 | 27.6164 | 27.6164 | 27.6804 | 28.0564 | 32.9294 | 32.9294 | 32.8874 | 33.2114 | 38.0324 | 38.0324 | 37.8884 | 38.1634 | 42.9344
VIC | 405.3972 | 514.0162 | 622.6372 | 667.2332 | 682.3362 | 726.3362 | 740.8462 | 784.2622 | 798.1932 | 841.0362 | 854.3992 | 896.6792 | 909.4872 | 951.2152 | 963.4772 | 1004.6672 | 1016.3942 | 1057.0542 | 1068.2572 | 1108.3992 | 1119.0892 | 1158.7232 | 1168.9092 | 1208.0442 | 1217.7372 | 1256.3842 | 1265.5952 | 1303.7632 | 1312.4992
PVNSG (Energy, GWh)
Amount of energy generated by small-scale non-scheduled generating systems
Slow Change
| 2021-22 | 2022-23 | 2023-24 | 2024-25 | 2025-26 | 2026-27 | 2027-28 | 2028-29 | 2029-30 | 2030-31 | 2031-32 | 2032-33 | 2033-34 | 2034-35 | 2035-36 | 2036-37 | 2037-38 | 2038-39 | 2039-40 | 2040-41 | 2041-42 | 2042-43 | 2043-44 | 2044-45 | 2045-46 | 2046-47 | 2047-48 | 2048-49 | 2049-50
NSW | 524.8482 | 626.9154 | 708.8919 | 755.1206 | 789.2481 | 822.0935 | 855.4913 | 898.9129 | 951.049 | 986.5638 | 1018.7611 | 1060.1096 | 1110.6345 | 1144.5525 | 1175.5974 | 1214.9548 | 1263.9311 | 1296.3167 | 1326.2536 | 1363.6982 | 1411.1872 | 1442.1002 | 1470.9737 | 1506.581 | 1552.6401 | 1582.1389 | 1609.9903 | 1643.8333 | 1688.5211
QLD | 469.3198 | 561.9895 | 639.1657 | 679.6729 | 706.049 | 755.6641 | 807.3745 | 854.7652 | 905.8686 | 956.693 | 1006.9047 | 1051.7931 | 1100.9257 | 1149.8001 | 1198.5723 | 1241.0584 | 1288.2977 | 1335.2985 | 1382.6876 | 1422.8649 | 1468.2868 | 1513.4877 | 1559.5483 | 1597.5084 | 1641.1833 | 1684.6556 | 1729.4395 | 1765.2694 | 1807.2672
SA | 364.6086 | 460.2623 | 540.3888 | 582.3738 | 612.1339 | 647.8666 | 673.7942 | 695.2671 | 735.9826 | 775.0994 | 800.1686 | 819.968 | 859.4372 | 897.3198 | 921.5643 | 939.756 | 978.0272 | 1014.7236 | 1038.1759 | 1054.8235 | 1091.9436 | 1127.501 | 1150.1929 | 1165.357 | 1201.3716 | 1235.8355 | 1257.7959 | 1271.5345 | 1306.4882
TAS | 4.4214 | 4.9889 | 5.9101 | 6.552 | 8.8993 | 10.7717 | 10.9327 | 11.2931 | 13.5928 | 15.4179 | 15.5474 | 15.847 | 18.1016 | 19.8815 | 19.9804 | 20.2219 | 22.4324 | 24.1694 | 24.239 | 24.4243 | 26.5925 | 28.2879 | 28.3295 | 28.461 | 30.5893 | 32.2444 | 32.259 | 32.3386 | 34.4278
VIC | 607.2901 | 826.7845 | 1004.978 | 1093.4281 | 1107.3784 | 1145.0764 | 1184.0466 | 1217.0928 | 1251.4185 | 1287.6764 | 1325.6892 | 1356.855 | 1389.7831 | 1424.6571 | 1461.7495 | 1491.1098 | 1522.6958 | 1556.2404 | 1592.4491 | 1620.0746 | 1650.3701 | 1682.639 | 1717.9982 | 1743.9575 | 1773.015 | 1804.0561 | 1838.601 | 1862.9594 | 1890.826
Steady Progress
| 2021-22 | 2022-23 | 2023-24 | 2024-25 | 2025-26 | 2026-27 | 2027-28 | 2028-29 | 2029-30 | 2030-31 | 2031-32 | 2032-33 | 2033-34 | 2034-35 | 2035-36 | 2036-37 | 2037-38 | 2038-39 | 2039-40 | 2040-41 | 2041-42 | 2042-43 | 2043-44 | 2044-45 | 2045-46 | 2046-47 | 2047-48 | 2048-49 | 2049-50
NSW | 569.9151 | 660.2719 | 738.8288 | 809.3782 | 898.3904 | 1006.245 | 1129.0702 | 1259.8791 | 1396.206 | 1575.9557 | 1746.2887 | 1862.7422 | 1988.9914 | 2106.3558 | 2226.4697 | 2350.2708 | 2482.3812 | 2605.1262 | 2732.5338 | 2853.5997 | 2986.3946 | 3111.3197 | 3246.7387 | 3375.2865 | 3514.7649 | 3645.185 | 3782.4591 | 3905.5981 | 4041.521
QLD | 460.6986 | 528.5863 | 592.1557 | 640.9386 | 689.8142 | 764.9448 | 854.8972 | 946.9147 | 1045.6485 | 1186.8623 | 1335.3899 | 1450.1639 | 1569.5464 | 1687.485 | 1806.141 | 1920.3133 | 2042.2145 | 2163.4436 | 2288.6601 | 2401.8814 | 2522.5195 | 2643.5695 | 2770.0608 | 2881.7895 | 3003.5289 | 3127.9244 | 3259.3564 | 3373.2227 | 3495.6419
SA | 382.1523 | 464.4187 | 521.6102 | 556.6551 | 592.2653 | 635.405 | 676.1291 | 713.6645 | 763.0053 | 835.971 | 898.6236 | 932.4197 | 980.0076 | 1029.3989 | 1072.0783 | 1111.5204 | 1160.7224 | 1207.1045 | 1248.9085 | 1282.6106 | 1329.0715 | 1376.4459 | 1421.404 | 1456.8017 | 1505.2004 | 1552.6104 | 1596.7468 | 1630.1841 | 1677.209
TAS | 4.5355 | 4.9633 | 5.639 | 8.1849 | 11.5524 | 13.0249 | 15.6256 | 20.0382 | 25.6215 | 32.9592 | 39.0226 | 43.1272 | 48.3803 | 53.3188 | 57.5672 | 61.5819 | 66.6745 | 71.5075 | 75.9397 | 80.0184 | 85.1015 | 90.1218 | 94.7208 | 98.8737 | 104.2998 | 109.4589 | 114.0813 | 118.0782 | 123.3679
VIC | 598.2085 | 738.7641 | 853.8172 | 926.7717 | 986.2027 | 1081.3178 | 1191.5381 | 1302.561 | 1418.5403 | 1593.3394 | 1757.5427 | 1854.3799 | 1959.8176 | 2069.5987 | 2189.9424 | 2299.9331 | 2411.8695 | 2523.425 | 2641.8925 | 2745.3534 | 2857.7016 | 2975.9481 | 3107.0417 | 3217.7559 | 3336.7248 | 3455.9592 | 3585.1283 | 3690.8117 | 3811.283
Progressive Change
| 2021-22 | 2022-23 | 2023-24 | 2024-25 | 2025-26 | 2026-27 | 2027-28 | 2028-29 | 2029-30 | 2030-31 | 2031-32 | 2032-33 | 2033-34 | 2034-35 | 2035-36 | 2036-37 | 2037-38 | 2038-39 | 2039-40 | 2040-41 | 2041-42 | 2042-43 | 2043-44 | 2044-45 | 2045-46 | 2046-47 | 2047-48 | 2048-49 | 2049-50
NSW | 569.9151 | 660.2719 | 738.8288 | 809.3782 | 898.3904 | 1006.245 | 1129.0702 | 1259.8791 | 1396.206 | 1575.9557 | 1810.907 | 2049.0284 | 2296.2998 | 2537.4794 | 2785.3571 | 3028.0571 | 3275.193 | 3512.1902 | 3756.087 | 3958.8853 | 4150.4084 | 4334.0291 | 4526.5991 | 4700.5692 | 4890.5677 | 5073.2708 | 5266.8405 | 5437.7832 | 5625.5623
QLD | 460.6986 | 528.5863 | 592.1557 | 640.9386 | 689.8142 | 764.9448 | 854.8972 | 946.9147 | 1045.6485 | 1186.8623 | 1367.4168 | 1545.0205 | 1729.0704 | 1911.2109 | 2094.2014 | 2267.8153 | 2447.026 | 2623.8083 | 2804.1596 | 2949.1833 | 3084.7551 | 3220.8878 | 3363.8525 | 3489.0197 | 3627.36 | 3768.635 | 3917.6469 | 4045.7871 | 4184.2463
SA | 382.1523 | 464.4187 | 521.6102 | 556.6551 | 592.2653 | 635.405 | 676.1291 | 713.6645 | 763.0053 | 835.971 | 924.9723 | 1007.8117 | 1105.2825 | 1205.1779 | 1297.2865 | 1384.1339 | 1482.1003 | 1575.8224 | 1665.0466 | 1732.6345 | 1805.1426 | 1876.8931 | 1946.4816 | 2003.0269 | 2076.5868 | 2151.142 | 2224.285 | 2282.5237 | 2356.3086
TAS | 4.5355 | 4.9633 | 5.639 | 8.1849 | 11.5524 | 13.0249 | 15.6256 | 20.0382 | 25.6215 | 32.9592 | 41.2044 | 49.3617 | 58.791 | 67.8419 | 76.1047 | 84.0048 | 93.1588 | 101.9905 | 110.3217 | 116.4684 | 122.4982 | 128.3904 | 133.8169 | 138.5122 | 144.9013 | 151.166 | 156.8996 | 161.7477 | 168.1614
VIC | 598.2085 | 738.7641 | 853.8172 | 926.7717 | 986.2027 | 1081.3178 | 1191.5381 | 1302.561 | 1418.5403 | 1593.3394 | 1822.6937 | 2040.1977 | 2271.9027 | 2510.1636 | 2758.0095 | 2990.7669 | 3226.0679 | 3460.1957 | 3700.8533 | 3886.0588 | 4057.809 | 4230.7612 | 4416.8291 | 4573.7198 | 4748.734 | 4928.6979 | 5123.2291 | 5284.2492 | 5460.4488
Step Change
| 2021-22 | 2022-23 | 2023-24 | 2024-25 | 2025-26 | 2026-27 | 2027-28 | 2028-29 | 2029-30 | 2030-31 | 2031-32 | 2032-33 | 2033-34 | 2034-35 | 2035-36 | 2036-37 | 2037-38 | 2038-39 | 2039-40 | 2040-41 | 2041-42 | 2042-43 | 2043-44 | 2044-45 | 2045-46 | 2046-47 | 2047-48 | 2048-49 | 2049-50
NSW | 639.2068 | 766.1966 | 919.5012 | 1135.918 | 1409.0176 | 1709.1633 | 2021.5247 | 2335.0193 | 2664.9404 | 2993.2055 | 3329.0209 | 3645.8372 | 3974.5565 | 4301.2253 | 4639.1469 | 4960.4691 | 5292.3381 | 5630.8635 | 5990.4157 | 6320.2032 | 6666.926 | 7012.0911 | 7376.5368 | 7699.3908 | 8040.0866 | 8378.3962 | 8738.2904 | 9047.929 | 9379.1855
QLD | 472.5154 | 559.8239 | 683.6381 | 860.3085 | 1073.7789 | 1293.7201 | 1520.4874 | 1741.7052 | 1965.3329 | 2188.7131 | 2416.2791 | 2636.0203 | 2862.4211 | 3085.9347 | 3313.0525 | 3525.8788 | 3750.4029 | 3980.869 | 4226.39 | 4452.0228 | 4687.7319 | 4922.2282 | 5168.8343 | 5387.1027 | 5617.1018 | 5845.4915 | 6087.993 | 6297.4861 | 6521.1129
SA | 405.8323 | 487.3432 | 567.5486 | 661.7293 | 760.0632 | 860.2572 | 967.3537 | 1071.1045 | 1177.3272 | 1282.821 | 1392.668 | 1493.5296 | 1603.247 | 1717.7817 | 1831.2503 | 1937.9747 | 2046.5487 | 2154.098 | 2272.4241 | 2377.1685 | 2486.6955 | 2596.174 | 2716.1403 | 2817.4091 | 2924.6752 | 3031.4709 | 3149.8114 | 3246.6329 | 3353.0857
TAS | 8.7779 | 16.84 | 25.1333 | 34.1754 | 43.9888 | 53.8397 | 64.0301 | 73.827 | 83.7623 | 93.6532 | 103.7912 | 113.217 | 123.1057 | 132.7491 | 142.7635 | 152.2672 | 162.4657 | 172.7733 | 183.8362 | 193.7198 | 204.1314 | 214.4901 | 225.509 | 235.0094 | 245.1612 | 255.242 | 266.1045 | 275.1923 | 285.0626
VIC | 613.0703 | 719.121 | 852.3554 | 1040.0779 | 1293.6972 | 1579.1353 | 1878.1075 | 2170.3043 | 2466.7603 | 2761.4128 | 3064.6534 | 3347.0271 | 3645.5552 | 3944.1952 | 4254.5397 | 4538.6813 | 4843.3303 | 5160.3068 | 5499.528 | 5806.2451 | 6132.3932 | 6457.1759 | 6803.1453 | 7101.5265 | 7420.3226 | 7736.8878 | 8078.1159 | 8363.3849 | 8673.3483
Hydrogen Superpower
| 2021-22 | 2022-23 | 2023-24 | 2024-25 | 2025-26 | 2026-27 | 2027-28 | 2028-29 | 2029-30 | 2030-31 | 2031-32 | 2032-33 | 2033-34 | 2034-35 | 2035-36 | 2036-37 | 2037-38 | 2038-39 | 2039-40 | 2040-41 | 2041-42 | 2042-43 | 2043-44 | 2044-45 | 2045-46 | 2046-47 | 2047-48 | 2048-49 | 2049-50
NSW | 663.3193 | 837.351 | 1051.8026 | 1363.3492 | 1771.5502 | 2213.1382 | 2666.3437 | 3108.0634 | 3554.0795 | 3997.627 | 4451.0202 | 4871.1411 | 5299.0058 | 5731.3933 | 6185.0675 | 6615.2585 | 7054.5042 | 7501.8105 | 7984.9008 | 8430.458 | 8898.3152 | 9363.6234 | 9853.3675 | 10285.7918 | 10742.0409 | 11195.0949 | 11676.256 | 12089.6126 | 12532.5835
QLD | 478.3551 | 586.6408 | 753.6578 | 1009.3595 | 1315.049 | 1618.599 | 1929.4711 | 2232.0513 | 2537.5442 | 2842.2179 | 3152.427 | 3450.4073 | 3756.4059 | 4058.9595 | 4367.3 | 4655.9118 | 4955.5472 | 5258.8327 | 5586.7596 | 5891.2091 | 6207.885 | 6522.7822 | 6853.5799 | 7146.772 | 7455.4952 | 7762.0579 | 8087.345 | 8368.7598 | 8668.9295
SA | 415.1619 | 515.0964 | 632.6321 | 779.0273 | 928.7153 | 1079.2672 | 1232.8754 | 1377.2156 | 1524.6282 | 1668.8318 | 1816.6127 | 1952.3394 | 2098.0748 | 2248.3742 | 2401.4374 | 2546.5619 | 2696.0567 | 2846.1204 | 3008.4671 | 3150.0907 | 3300.7824 | 3450.419 | 3610.9202 | 3746.5569 | 3892.8542 | 4037.9364 | 4198.0329 | 4331.3394 | 4477.4548
TAS | 8.9002 | 17.2019 | 25.7977 | 38.3202 | 54.3411 | 70.2493 | 86.489 | 102.1916 | 118.065 | 133.6927 | 149.5356 | 164.3309 | 179.6988 | 194.783 | 210.5793 | 225.5393 | 241.3855 | 257.1477 | 274.0959 | 289.5205 | 305.7116 | 321.805 | 338.8871 | 353.683 | 369.439 | 385.0708 | 401.8805 | 416.0064 | 431.3123
VIC | 622.518 | 753.495 | 930.2142 | 1199.9044 | 1570.7522 | 1981.7117 | 2411.743 | 2834.4301 | 3262.2746 | 3687.3958 | 4123.7544 | 4517.4389 | 4918.0821 | 5331.8973 | 5773.6495 | 6179.0918 | 6597.0196 | 7023.2592 | 7487.5263 | 7908.7481 | 8356.0978 | 8801.6936 | 9276.268 | 9685.9328 | 10123.4155 | 10557.8359 | 11024.5208 | 11413.634 | 11837.828
Strong Electrification Sensitivity
| 2021-22 | 2022-23 | 2023-24 | 2024-25 | 2025-26 | 2026-27 | 2027-28 | 2028-29 | 2029-30 | 2030-31 | 2031-32 | 2032-33 | 2033-34 | 2034-35 | 2035-36 | 2036-37 | 2037-38 | 2038-39 | 2039-40 | 2040-41 | 2041-42 | 2042-43 | 2043-44 | 2044-45 | 2045-46 | 2046-47 | 2047-48 | 2048-49 | 2049-50
NSW | 528.7503 | 642.7692 | 741.0974 | 805.3182 | 861.8427 | 916.7047 | 967.8099 | 1028.2542 | 1097.4392 | 1149.9436 | 1199.348 | 1256.852 | 1323.7516 | 1373.9935 | 1421.7626 | 1476.4431 | 1541.1466 | 1589.2147 | 1635.4135 | 1687.3814 | 1749.9758 | 1795.9554 | 1840.6451 | 1890.0078 | 1950.5756 | 1994.5494 | 2037.7905 | 2084.6502 | 2143.2714
QLD | 472.9161 | 576.463 | 668.6442 | 723.8439 | 770.1191 | 839.1773 | 905.3025 | 966.4527 | 1033.4079 | 1099.8329 | 1164.0148 | 1221.9209 | 1286.3214 | 1350.218 | 1412.5324 | 1467.3232 | 1529.2696 | 1590.7368 | 1651.2577 | 1703.0552 | 1762.6445 | 1821.7785 | 1880.5763 | 1929.4987 | 1986.823 | 2043.7153 | 2100.8583 | 2147.0194 | 2202.1696
SA | 367.966 | 474.1451 | 568.6628 | 624.7895 | 671.6539 | 724.0803 | 762.0269 | 794.993 | 847.2 | 897.8719 | 934.6464 | 965.3268 | 1015.8307 | 1064.8153 | 1100.4642 | 1128.9486 | 1177.8162 | 1225.1812 | 1259.748 | 1286.1224 | 1333.4185 | 1379.2275 | 1412.7552 | 1437.1038 | 1482.8895 | 1527.2037 | 1559.7334 | 1582.1348 | 1626.4708
TAS | 4.4311 | 5.1067 | 6.2551 | 7.2378 | 11.5575 | 15.0203 | 15.3892 | 16.1437 | 20.3741 | 23.7491 | 24.0584 | 24.698 | 28.8431 | 32.1333 | 32.3851 | 32.9157 | 36.9779 | 40.187 | 40.3843 | 40.8092 | 44.7932 | 47.9237 | 48.0678 | 48.392 | 52.3002 | 55.3559 | 55.4487 | 55.6761 | 59.5112
VIC | 612.7662 | 852.6378 | 1056.5554 | 1191.4038 | 1245.2126 | 1300.9356 | 1358.1569 | 1408.288 | 1459.9279 | 1513.5041 | 1569.2971 | 1616.626 | 1666.1826 | 1717.6962 | 1772.1183 | 1816.755 | 1864.3104 | 1913.8421 | 1966.9477 | 2008.9975 | 2054.6309 | 2102.2596 | 2154.0982 | 2193.6657 | 2237.4528 | 2283.2526 | 2333.8765 | 2371.0574 | 2413.0694

## DSP
Go to Assumptions Summary
Demand Side Participation (MW)
Expected voluntary consumer demand management representing the most likely amount of operational demand reduction, in MW, as a result of DSP, including wholesale demand response (WDR). The Reliability Response value reflects responses to both price and network reliability programs combined, as expected during actual LOR2 or LOR3 events. Forecast maximum demand is 'gross' of this demand response. | [13 empty] | See AEMO’s reserve level declaration guidelines for more detail about LOR2 and LOR3.
For example, users assessing forecast DSP demand reductions in QLD, summer, 2030-31 under the Slow Change scenario would find a reduction of 21.4 MW is forecast when the price is between $300/MWh and $500/MWh, a reduction of 39.9 MW if the price is between $500/MWh and $7500/MWh, and a reduction of 43.4 MW for prices above $7500/MWh. In case of a reliability event, the combined response would be 101 MW. | [13 empty] | https://www.aemo.com.au/-/media/files/electricity/nem/security_and_reliability/power_system_ops/ reserve-level-declaration-guidelines.pdf
Slow Change
Queensland
Summer
Price band | 2021-22 | 2022-23 | 2023-24 | 2024-25 | 2025-26 | 2026-27 | 2027-28 | 2028-29 | 2029-30 | 2030-31 | 2031-32 | 2032-33 | 2033-34 | 2034-35 | 2035-36 | 2036-37 | 2037-38 | 2038-39 | 2039-40 | 2040-41 | 2041-42 | 2042-43 | 2043-44 | 2044-45 | 2045-46 | 2046-47 | 2047-48 | 2048-49 | 2049-50
$300 - $500 | 22.05 | 22.0886 | 22.1082 | 22.2547 | 22.4253 | 22.625 | 22.8775 | 22.9926 | 21.2541 | 21.405 | 21.6752 | 22.0083 | 22.1595 | 22.4383 | 22.5446 | 22.8618 | 23.0912 | 23.4317 | 23.5054 | 23.7726 | 24.0994 | 24.3321 | 24.6292 | 24.9327 | 25.2077 | 25.3258 | 25.6042 | 25.9612 | 26.4382
$500 - $1,000 | 41.11 | 41.182 | 41.2185 | 41.4917 | 41.8096 | 42.1821 | 42.6527 | 42.8673 | 39.626 | 39.9075 | 40.4113 | 41.0323 | 41.3141 | 41.834 | 42.0322 | 42.6236 | 43.0511 | 43.6861 | 43.8234 | 44.3216 | 44.9309 | 45.3648 | 45.9187 | 46.4844 | 46.9972 | 47.2173 | 47.7365 | 48.4021 | 49.2914
$1,000 - $7,500 | 41.11 | 41.182 | 41.2185 | 41.4917 | 41.8096 | 42.1821 | 42.6527 | 42.8673 | 39.626 | 39.9075 | 40.4113 | 41.0323 | 41.3141 | 41.834 | 42.0322 | 42.6236 | 43.0511 | 43.6861 | 43.8234 | 44.3216 | 44.9309 | 45.3648 | 45.9187 | 46.4844 | 46.9972 | 47.2173 | 47.7365 | 48.4021 | 49.2914
$7,500 + | 44.71 | 44.7883 | 44.828 | 45.1251 | 45.4709 | 45.876 | 46.3878 | 46.6212 | 43.0961 | 43.4022 | 43.9501 | 44.6254 | 44.932 | 45.4974 | 45.713 | 46.3561 | 46.8211 | 47.5116 | 47.661 | 48.2028 | 48.8654 | 49.3374 | 49.9398 | 50.5551 | 51.1127 | 51.3521 | 51.9168 | 52.6406 | 53.6078
Reliability Response | 104.0258 | 104.208 | 104.3003 | 104.9917 | 105.7962 | 106.7387 | 107.9295 | 108.4727 | 100.2708 | 100.9831 | 102.2578 | 103.8291 | 104.5423 | 105.8578 | 106.3594 | 107.8559 | 108.9378 | 110.5444 | 110.8918 | 112.1525 | 113.6942 | 114.7923 | 116.194 | 117.6254 | 118.923 | 119.48 | 120.7937 | 122.4779 | 124.7283
Winter
Price band | 2022 | 2023 | 2024 | 2025 | 2026 | 2027 | 2028 | 2029 | 2030 | 2031 | 2032 | 2033 | 2034 | 2035 | 2036 | 2037 | 2038 | 2039 | 2040 | 2041 | 2042 | 2043 | 2044 | 2045 | 2046 | 2047 | 2048 | 2049 | 2050
$300 - $500 | 22.05 | 22.2199 | 22.3473 | 22.5335 | 22.7934 | 22.9852 | 23.2138 | 23.0909 | 21.3563 | 21.5844 | 21.7725 | 21.9964 | 22.2066 | 22.5045 | 22.7497 | 23.0166 | 23.2567 | 23.6145 | 23.8681 | 24.1064 | 24.3345 | 24.6795 | 25.0329 | 25.3076 | 25.6335 | 26.0008 | 26.3138 | 26.809 | 27.1931
$500 - $1,000 | 41.11 | 41.4268 | 41.6642 | 42.0114 | 42.4961 | 42.8536 | 43.2798 | 43.0506 | 39.8167 | 40.2418 | 40.5926 | 41.0101 | 41.402 | 41.9574 | 42.4146 | 42.9121 | 43.3598 | 44.0268 | 44.4997 | 44.944 | 45.3693 | 46.0125 | 46.6714 | 47.1835 | 47.7911 | 48.4759 | 49.0594 | 49.9827 | 50.6988
$1,000 - $7,500 | 41.11 | 41.4268 | 41.6642 | 42.0114 | 42.4961 | 42.8536 | 43.2798 | 43.0506 | 39.8167 | 40.2418 | 40.5926 | 41.0101 | 41.402 | 41.9574 | 42.4146 | 42.9121 | 43.3598 | 44.0268 | 44.4997 | 44.944 | 45.3693 | 46.0125 | 46.6714 | 47.1835 | 47.7911 | 48.4759 | 49.0594 | 49.9827 | 50.6988
$7,500 + | 44.71 | 45.0546 | 45.3128 | 45.6903 | 46.2174 | 46.6063 | 47.0698 | 46.8206 | 43.3034 | 43.7658 | 44.1473 | 44.6013 | 45.0276 | 45.6316 | 46.1288 | 46.67 | 47.1568 | 47.8823 | 48.3966 | 48.8797 | 49.3422 | 50.0418 | 50.7584 | 51.3153 | 51.9762 | 52.7209 | 53.3555 | 54.3597 | 55.1385
Reliability Response | 44.71 | 45.0546 | 45.3128 | 45.6903 | 46.2174 | 46.6063 | 47.0698 | 46.8206 | 43.3034 | 43.7658 | 44.1473 | 44.6013 | 45.0276 | 45.6316 | 46.1288 | 46.67 | 47.1568 | 47.8823 | 48.3966 | 48.8797 | 49.3422 | 50.0418 | 50.7584 | 51.3153 | 51.9762 | 52.7209 | 53.3555 | 54.3597 | 55.1385
New South Wales
Summer
Price band | 2021-22 | 2022-23 | 2023-24 | 2024-25 | 2025-26 | 2026-27 | 2027-28 | 2028-29 | 2029-30 | 2030-31 | 2031-32 | 2032-33 | 2033-34 | 2034-35 | 2035-36 | 2036-37 | 2037-38 | 2038-39 | 2039-40 | 2040-41 | 2041-42 | 2042-43 | 2043-44 | 2044-45 | 2045-46 | 2046-47 | 2047-48 | 2048-49 | 2049-50
$300 - $500 | 18.13 | 17.9808 | 17.9843 | 17.9846 | 18.0347 | 18.0172 | 18.1683 | 18.3733 | 17.1319 | 17.2537 | 17.3958 | 17.5844 | 17.7477 | 18.0688 | 18.1427 | 18.2571 | 18.4791 | 18.74 | 19.0267 | 19.426 | 19.5023 | 19.703 | 20.0787 | 20.4296 | 20.6901 | 20.8714 | 21.1736 | 21.4035 | 21.9498
$500 - $1,000 | 41.7225 | 41.3792 | 41.3871 | 41.3878 | 41.5032 | 41.463 | 41.8107 | 42.2824 | 39.4255 | 39.7058 | 40.0328 | 40.4668 | 40.8426 | 41.5817 | 41.7518 | 42.015 | 42.5258 | 43.1263 | 43.7862 | 44.705 | 44.8807 | 45.3424 | 46.2071 | 47.0145 | 47.614 | 48.0312 | 48.7267 | 49.2559 | 50.513
$1,000 - $7,500 | 45.44 | 45.0662 | 45.0747 | 45.0755 | 45.2011 | 45.1574 | 45.536 | 46.0498 | 42.9383 | 43.2437 | 43.5997 | 44.0725 | 44.4817 | 45.2867 | 45.472 | 45.7585 | 46.3149 | 46.9688 | 47.6875 | 48.6883 | 48.8796 | 49.3825 | 50.3242 | 51.2035 | 51.8564 | 52.3108 | 53.0682 | 53.6446 | 55.0138
$7,500 + | 66.445 | 65.8984 | 65.9109 | 65.912 | 66.0957 | 66.0317 | 66.5854 | 67.3367 | 62.7869 | 63.2334 | 63.7541 | 64.4453 | 65.0438 | 66.2208 | 66.4917 | 66.9108 | 67.7243 | 68.6806 | 69.7315 | 71.1948 | 71.4745 | 72.2099 | 73.5869 | 74.8727 | 75.8275 | 76.4918 | 77.5995 | 78.4423 | 80.4443
Reliability Response | 308.445 | 305.9074 | 305.9654 | 305.9708 | 306.8236 | 306.5264 | 309.0968 | 312.5843 | 291.4637 | 293.5363 | 295.9534 | 299.1622 | 301.9402 | 307.4042 | 308.6619 | 310.6072 | 314.3837 | 318.8227 | 323.7012 | 330.4941 | 331.7927 | 335.2065 | 341.5984 | 347.5674 | 351.9995 | 355.0835 | 360.2253 | 364.1378 | 373.4313
Winter
Price band | 2022 | 2023 | 2024 | 2025 | 2026 | 2027 | 2028 | 2029 | 2030 | 2031 | 2032 | 2033 | 2034 | 2035 | 2036 | 2037 | 2038 | 2039 | 2040 | 2041 | 2042 | 2043 | 2044 | 2045 | 2046 | 2047 | 2048 | 2049 | 2050
$300 - $500 | 18.13 | 18.1442 | 18.1729 | 18.244 | 18.3428 | 18.4699 | 18.5968 | 18.3645 | 17.3965 | 17.5443 | 17.7292 | 17.8926 | 18.0478 | 18.2193 | 18.4537 | 18.7345 | 18.9291 | 19.1625 | 19.404 | 19.6697 | 19.9687 | 20.2312 | 20.4917 | 20.7508 | 21.0465 | 21.3218 | 21.6229 | 21.9541 | 22.234
$500 - $1,000 | 41.7225 | 41.7552 | 41.8212 | 41.9848 | 42.2122 | 42.5048 | 42.7966 | 42.2621 | 40.0344 | 40.3747 | 40.8002 | 41.1761 | 41.5333 | 41.9279 | 42.4674 | 43.1136 | 43.5615 | 44.0987 | 44.6542 | 45.2659 | 45.9539 | 46.558 | 47.1575 | 47.7538 | 48.4343 | 49.0679 | 49.7606 | 50.5228 | 51.1669
$1,000 - $7,500 | 45.44 | 45.4756 | 45.5475 | 45.7256 | 45.9733 | 46.292 | 46.6098 | 46.0277 | 43.6015 | 43.9721 | 44.4355 | 44.8449 | 45.2339 | 45.6637 | 46.2513 | 46.955 | 47.4429 | 48.0279 | 48.633 | 49.2991 | 50.0484 | 50.7064 | 51.3592 | 52.0087 | 52.7498 | 53.4399 | 54.1943 | 55.0245 | 55.7259
$7,500 + | 66.445 | 66.4971 | 66.6022 | 66.8627 | 67.2248 | 67.6908 | 68.1556 | 67.3043 | 63.7567 | 64.2986 | 64.9762 | 65.5749 | 66.1437 | 66.7721 | 67.6313 | 68.6603 | 69.3737 | 70.2291 | 71.1139 | 72.088 | 73.1837 | 74.1458 | 75.1004 | 76.0501 | 77.1339 | 78.1428 | 79.2461 | 80.46 | 81.4857
Reliability Response | 308.445 | 308.687 | 309.1748 | 310.3838 | 312.065 | 314.2281 | 316.3859 | 312.434 | 295.9655 | 298.4812 | 301.6265 | 304.4057 | 307.0463 | 309.9636 | 313.9518 | 318.7288 | 322.0406 | 326.0113 | 330.1187 | 334.6407 | 339.7266 | 344.193 | 348.6245 | 353.033 | 358.0639 | 362.7477 | 367.869 | 373.5039 | 378.2655
Victoria
Summer
Price band | 2021-22 | 2022-23 | 2023-24 | 2024-25 | 2025-26 | 2026-27 | 2027-28 | 2028-29 | 2029-30 | 2030-31 | 2031-32 | 2032-33 | 2033-34 | 2034-35 | 2035-36 | 2036-37 | 2037-38 | 2038-39 | 2039-40 | 2040-41 | 2041-42 | 2042-43 | 2043-44 | 2044-45 | 2045-46 | 2046-47 | 2047-48 | 2048-49 | 2049-50
$300 - $500 | 3.04 | 2.922 | 2.9205 | 2.9057 | 2.8646 | 2.8352 | 2.833 | 2.8441 | 2.8736 | 2.8877 | 2.9013 | 2.8924 | 2.9094 | 2.9363 | 2.9624 | 2.9704 | 2.9822 | 3.0018 | 2.9974 | 3.0273 | 3.0488 | 3.058 | 3.0811 | 3.1015 | 3.1206 | 3.1466 | 3.1806 | 3.2084 | 3.2575
$500 - $1,000 | 41.805 | 40.1827 | 40.1615 | 39.9585 | 39.3924 | 38.9886 | 38.9587 | 39.1112 | 39.5164 | 39.7106 | 39.8972 | 39.7758 | 40.0096 | 40.3788 | 40.7385 | 40.8478 | 41.0098 | 41.2791 | 41.2197 | 41.631 | 41.9258 | 42.052 | 42.3702 | 42.6501 | 42.9137 | 43.2713 | 43.7382 | 44.1205 | 44.7961
$1,000 - $7,500 | 49.55 | 47.6271 | 47.602 | 47.3614 | 46.6904 | 46.2119 | 46.1764 | 46.3571 | 46.8374 | 47.0676 | 47.2888 | 47.1449 | 47.4219 | 47.8596 | 48.2859 | 48.4155 | 48.6075 | 48.9267 | 48.8562 | 49.3438 | 49.6932 | 49.8427 | 50.2199 | 50.5516 | 50.8641 | 51.2879 | 51.8414 | 52.2944 | 53.0952
$7,500 + | 65.22 | 62.689 | 62.6559 | 62.3393 | 61.4561 | 60.8262 | 60.7796 | 61.0174 | 61.6495 | 61.9525 | 62.2437 | 62.0543 | 62.419 | 62.995 | 63.5561 | 63.7267 | 63.9794 | 64.3996 | 64.3068 | 64.9486 | 65.4085 | 65.6053 | 66.1017 | 66.5384 | 66.9497 | 67.5075 | 68.236 | 68.8324 | 69.8864
Reliability Response | 212.22 | 203.9845 | 203.8767 | 202.8464 | 199.9725 | 197.923 | 197.7712 | 198.5451 | 200.602 | 201.588 | 202.5353 | 201.9191 | 203.1057 | 204.98 | 206.8059 | 207.3611 | 208.1833 | 209.5504 | 209.2486 | 211.3368 | 212.8332 | 213.4737 | 215.089 | 216.5099 | 217.8484 | 219.6633 | 222.0338 | 223.9743 | 227.4039
Winter
Price band | 2022 | 2023 | 2024 | 2025 | 2026 | 2027 | 2028 | 2029 | 2030 | 2031 | 2032 | 2033 | 2034 | 2035 | 2036 | 2037 | 2038 | 2039 | 2040 | 2041 | 2042 | 2043 | 2044 | 2045 | 2046 | 2047 | 2048 | 2049 | 2050
$300 - $500 | 3.04 | 3.0214 | 3.0353 | 3.0397 | 3.0669 | 3.104 | 3.1455 | 3.1897 | 3.2288 | 3.2856 | 3.3291 | 3.3743 | 3.4185 | 3.4776 | 3.5148 | 3.5606 | 3.6106 | 3.6569 | 3.7018 | 3.745 | 3.7957 | 3.8549 | 3.9055 | 3.9532 | 4.0138 | 4.0702 | 4.1352 | 4.2021 | 4.2611
$500 - $1,000 | 41.805 | 41.5493 | 41.7403 | 41.801 | 42.1752 | 42.6857 | 43.2558 | 43.8639 | 44.4016 | 45.182 | 45.781 | 46.4024 | 47.0096 | 47.8234 | 48.3348 | 48.9644 | 49.6519 | 50.2882 | 50.9059 | 51.4996 | 52.1966 | 53.0118 | 53.7067 | 54.3633 | 55.1968 | 55.9724 | 56.8651 | 57.7862 | 58.5966
$1,000 - $7,500 | 49.55 | 49.247 | 49.4733 | 49.5452 | 49.9887 | 50.5939 | 51.2696 | 51.9904 | 52.6277 | 53.5527 | 54.2626 | 54.9992 | 55.7188 | 56.6834 | 57.2895 | 58.0358 | 58.8507 | 59.6048 | 60.337 | 61.0406 | 61.8668 | 62.833 | 63.6567 | 64.4349 | 65.4229 | 66.3422 | 67.4003 | 68.4919 | 69.4524
$7,500 + | 65.22 | 64.8212 | 65.119 | 65.2137 | 65.7975 | 66.594 | 67.4834 | 68.4322 | 69.271 | 70.4885 | 71.423 | 72.3924 | 73.3397 | 74.6093 | 75.4071 | 76.3894 | 77.462 | 78.4546 | 79.4183 | 80.3445 | 81.4319 | 82.7037 | 83.7879 | 84.8122 | 86.1126 | 87.3226 | 88.7153 | 90.1522 | 91.4165
Reliability Response | 187.22 | 186.0751 | 186.9301 | 187.202 | 188.8778 | 191.1642 | 193.7174 | 196.4408 | 198.8488 | 202.3437 | 205.0262 | 207.8092 | 210.5284 | 214.1729 | 216.4629 | 219.2829 | 222.3618 | 225.2111 | 227.9776 | 230.6363 | 233.7577 | 237.4086 | 240.5207 | 243.4613 | 247.1941 | 250.6676 | 254.6655 | 258.7903 | 262.4195
South Australia
Summer
Price band | 2021-22 | 2022-23 | 2023-24 | 2024-25 | 2025-26 | 2026-27 | 2027-28 | 2028-29 | 2029-30 | 2030-31 | 2031-32 | 2032-33 | 2033-34 | 2034-35 | 2035-36 | 2036-37 | 2037-38 | 2038-39 | 2039-40 | 2040-41 | 2041-42 | 2042-43 | 2043-44 | 2044-45 | 2045-46 | 2046-47 | 2047-48 | 2048-49 | 2049-50
$300 - $500 | 4.2975 | 4.2544 | 4.2528 | 4.2358 | 4.217 | 4.1995 | 4.2537 | 4.2734 | 4.2673 | 4.2676 | 4.3105 | 4.3051 | 4.3419 | 4.4093 | 4.4405 | 4.5306 | 4.5518 | 4.6036 | 4.6473 | 4.6613 | 4.7082 | 4.7307 | 4.7585 | 4.7697 | 4.8124 | 4.7782 | 4.8518 | 4.8898 | 4.9428
$500 - $1,000 | 12.3975 | 12.2733 | 12.2685 | 12.2196 | 12.1651 | 12.1147 | 12.2712 | 12.328 | 12.3103 | 12.3111 | 12.4351 | 12.4195 | 12.5255 | 12.72 | 12.8101 | 13.0698 | 13.1312 | 13.2806 | 13.4065 | 13.4469 | 13.5822 | 13.6473 | 13.7273 | 13.7598 | 13.883 | 13.7842 | 13.9965 | 14.106 | 14.2591
$1,000 - $7,500 | 14.3275 | 14.184 | 14.1784 | 14.122 | 14.059 | 14.0007 | 14.1815 | 14.2472 | 14.2267 | 14.2277 | 14.3709 | 14.3529 | 14.4754 | 14.7002 | 14.8043 | 15.1045 | 15.1754 | 15.3481 | 15.4936 | 15.5403 | 15.6967 | 15.7719 | 15.8643 | 15.9019 | 16.0442 | 15.93 | 16.1754 | 16.302 | 16.4789
$7,500 + | 32.945 | 32.615 | 32.6022 | 32.4724 | 32.3275 | 32.1935 | 32.6093 | 32.7603 | 32.7132 | 32.7155 | 33.0448 | 33.0033 | 33.2852 | 33.802 | 34.0414 | 34.7317 | 34.8948 | 35.2917 | 35.6264 | 35.7336 | 36.0933 | 36.2662 | 36.4788 | 36.5652 | 36.8925 | 36.6299 | 37.1941 | 37.4852 | 37.8919
Reliability Response | 32.945 | 32.615 | 32.6022 | 32.4724 | 32.3275 | 32.1935 | 32.6093 | 32.7603 | 32.7132 | 32.7155 | 33.0448 | 33.0033 | 33.2852 | 33.802 | 34.0414 | 34.7317 | 34.8948 | 35.2917 | 35.6264 | 35.7336 | 36.0933 | 36.2662 | 36.4788 | 36.5652 | 36.8925 | 36.6299 | 37.1941 | 37.4852 | 37.8919
Winter
Price band | 2022 | 2023 | 2024 | 2025 | 2026 | 2027 | 2028 | 2029 | 2030 | 2031 | 2032 | 2033 | 2034 | 2035 | 2036 | 2037 | 2038 | 2039 | 2040 | 2041 | 2042 | 2043 | 2044 | 2045 | 2046 | 2047 | 2048 | 2049 | 2050
$300 - $500 | 4.2975 | 4.3038 | 4.3016 | 4.3091 | 4.3234 | 4.3805 | 4.4186 | 4.4358 | 4.4574 | 4.4986 | 4.5585 | 4.6047 | 4.6677 | 4.7203 | 4.8048 | 4.8556 | 4.948 | 5.0127 | 5.0791 | 5.1452 | 5.2009 | 5.2678 | 5.3149 | 5.3443 | 5.3749 | 5.4451 | 5.5068 | 5.6102 | 5.6799
$500 - $1,000 | 12.3975 | 12.4158 | 12.4093 | 12.4311 | 12.4721 | 12.637 | 12.747 | 12.7964 | 12.8589 | 12.9776 | 13.1504 | 13.2836 | 13.4653 | 13.6172 | 13.8609 | 14.0075 | 14.2741 | 14.4607 | 14.6524 | 14.8429 | 15.0038 | 15.1965 | 15.3326 | 15.4174 | 15.5056 | 15.7082 | 15.886 | 16.1843 | 16.3854
$1,000 - $7,500 | 14.3275 | 14.3487 | 14.3411 | 14.3663 | 14.4137 | 14.6043 | 14.7314 | 14.7885 | 14.8608 | 14.9979 | 15.1976 | 15.3515 | 15.5616 | 15.7371 | 16.0187 | 16.1881 | 16.4963 | 16.7118 | 16.9334 | 17.1536 | 17.3395 | 17.5622 | 17.7196 | 17.8176 | 17.9195 | 18.1536 | 18.359 | 18.7038 | 18.9363
$7,500 + | 32.945 | 32.9936 | 32.9763 | 33.0342 | 33.1433 | 33.5816 | 33.8736 | 34.005 | 34.1712 | 34.4865 | 34.9458 | 35.2997 | 35.7826 | 36.1862 | 36.8339 | 37.2234 | 37.932 | 38.4276 | 38.9371 | 39.4435 | 39.8709 | 40.383 | 40.7448 | 40.9701 | 41.2046 | 41.7429 | 42.2152 | 43.008 | 43.5425
Reliability Response | 32.945 | 32.9936 | 32.9763 | 33.0342 | 33.1433 | 33.5816 | 33.8736 | 34.005 | 34.1712 | 34.4865 | 34.9458 | 35.2997 | 35.7826 | 36.1862 | 36.8339 | 37.2234 | 37.932 | 38.4276 | 38.9371 | 39.4435 | 39.8709 | 40.383 | 40.7448 | 40.9701 | 41.2046 | 41.7429 | 42.2152 | 43.008 | 43.5425
Tasmania
Summer
Price band | 2021-22 | 2022-23 | 2023-24 | 2024-25 | 2025-26 | 2026-27 | 2027-28 | 2028-29 | 2029-30 | 2030-31 | 2031-32 | 2032-33 | 2033-34 | 2034-35 | 2035-36 | 2036-37 | 2037-38 | 2038-39 | 2039-40 | 2040-41 | 2041-42 | 2042-43 | 2043-44 | 2044-45 | 2045-46 | 2046-47 | 2047-48 | 2048-49 | 2049-50
$300 - $500 | 9.07 | 9.184 | 9.202 | 9.2598 | 9.2792 | 9.2995 | 6.8964 | 6.8916 | 6.9172 | 6.9429 | 6.9604 | 6.9788 | 6.9753 | 7.0101 | 7.0253 | 7.0761 | 7.0967 | 7.1178 | 7.1397 | 7.167 | 7.1941 | 7.2404 | 7.2459 | 7.2761 | 7.3232 | 7.3508 | 7.4231 | 7.4557 | 7.5297
$500 - $1,000 | 26.35 | 26.6813 | 26.7335 | 26.9014 | 26.9577 | 27.0167 | 20.0352 | 20.0214 | 20.0956 | 20.1704 | 20.2214 | 20.2745 | 20.2646 | 20.3655 | 20.4097 | 20.5573 | 20.6173 | 20.6785 | 20.7421 | 20.8216 | 20.9003 | 21.0346 | 21.0505 | 21.1385 | 21.2751 | 21.3554 | 21.5654 | 21.6603 | 21.8752
$1,000 - $7,500 | 26.35 | 26.6813 | 26.7335 | 26.9014 | 26.9577 | 27.0167 | 20.0352 | 20.0214 | 20.0956 | 20.1704 | 20.2214 | 20.2745 | 20.2646 | 20.3655 | 20.4097 | 20.5573 | 20.6173 | 20.6785 | 20.7421 | 20.8216 | 20.9003 | 21.0346 | 21.0505 | 21.1385 | 21.2751 | 21.3554 | 21.5654 | 21.6603 | 21.8752
$7,500 + | 26.35 | 26.6813 | 26.7335 | 26.9014 | 26.9577 | 27.0167 | 20.0352 | 20.0214 | 20.0956 | 20.1704 | 20.2214 | 20.2745 | 20.2646 | 20.3655 | 20.4097 | 20.5573 | 20.6173 | 20.6785 | 20.7421 | 20.8216 | 20.9003 | 21.0346 | 21.0505 | 21.1385 | 21.2751 | 21.3554 | 21.5654 | 21.6603 | 21.8752
Reliability Response | 26.35 | 26.6813 | 26.7335 | 26.9014 | 26.9577 | 27.0167 | 20.0352 | 20.0214 | 20.0956 | 20.1704 | 20.2214 | 20.2745 | 20.2646 | 20.3655 | 20.4097 | 20.5573 | 20.6173 | 20.6785 | 20.7421 | 20.8216 | 20.9003 | 21.0346 | 21.0505 | 21.1385 | 21.2751 | 21.3554 | 21.5654 | 21.6603 | 21.8752
Winter
Price band | 2022 | 2023 | 2024 | 2025 | 2026 | 2027 | 2028 | 2029 | 2030 | 2031 | 2032 | 2033 | 2034 | 2035 | 2036 | 2037 | 2038 | 2039 | 2040 | 2041 | 2042 | 2043 | 2044 | 2045 | 2046 | 2047 | 2048 | 2049 | 2050
$300 - $500 | 9.07 | 9.1398 | 9.2078 | 9.2535 | 9.3029 | 9.185 | 7.4846 | 7.5145 | 7.5493 | 7.5764 | 7.6039 | 7.6107 | 7.6418 | 7.687 | 7.7052 | 7.7449 | 7.7564 | 7.8083 | 7.815 | 7.8402 | 7.8924 | 7.922 | 7.9528 | 7.9785 | 8.0293 | 8.0811 | 8.1499 | 8.2032 | 8.2633
$500 - $1,000 | 26.35 | 26.5528 | 26.7504 | 26.8831 | 27.0266 | 26.6842 | 21.7441 | 21.831 | 21.932 | 22.0108 | 22.0907 | 22.1104 | 22.2007 | 22.3322 | 22.385 | 22.5002 | 22.5337 | 22.6846 | 22.7041 | 22.7772 | 22.9289 | 23.0148 | 23.1042 | 23.1789 | 23.3266 | 23.4771 | 23.6769 | 23.8317 | 24.0063
$1,000 - $7,500 | 26.35 | 26.5528 | 26.7504 | 26.8831 | 27.0266 | 26.6842 | 21.7441 | 21.831 | 21.932 | 22.0108 | 22.0907 | 22.1104 | 22.2007 | 22.3322 | 22.385 | 22.5002 | 22.5337 | 22.6846 | 22.7041 | 22.7772 | 22.9289 | 23.0148 | 23.1042 | 23.1789 | 23.3266 | 23.4771 | 23.6769 | 23.8317 | 24.0063
$7,500 + | 26.35 | 26.5528 | 26.7504 | 26.8831 | 27.0266 | 26.6842 | 21.7441 | 21.831 | 21.932 | 22.0108 | 22.0907 | 22.1104 | 22.2007 | 22.3322 | 22.385 | 22.5002 | 22.5337 | 22.6846 | 22.7041 | 22.7772 | 22.9289 | 23.0148 | 23.1042 | 23.1789 | 23.3266 | 23.4771 | 23.6769 | 23.8317 | 24.0063
Reliability Response | 26.35 | 26.5528 | 26.7504 | 26.8831 | 27.0266 | 26.6842 | 21.7441 | 21.831 | 21.932 | 22.0108 | 22.0907 | 22.1104 | 22.2007 | 22.3322 | 22.385 | 22.5002 | 22.5337 | 22.6846 | 22.7041 | 22.7772 | 22.9289 | 23.0148 | 23.1042 | 23.1789 | 23.3266 | 23.4771 | 23.6769 | 23.8317 | 24.0063
Steady Progress
Queensland
Summer
Price band | 2021-22 | 2022-23 | 2023-24 | 2024-25 | 2025-26 | 2026-27 | 2027-28 | 2028-29 | 2029-30 | 2030-31 | 2031-32 | 2032-33 | 2033-34 | 2034-35 | 2035-36 | 2036-37 | 2037-38 | 2038-39 | 2039-40 | 2040-41 | 2041-42 | 2042-43 | 2043-44 | 2044-45 | 2045-46 | 2046-47 | 2047-48 | 2048-49 | 2049-50
$300 - $500 | 22.05 | 24.445 | 26.9306 | 29.4973 | 32.2033 | 35.0261 | 37.9719 | 40.9503 | 43.9859 | 46.9374 | 49.9821 | 53.4894 | 56.7433 | 60.3995 | 63.8414 | 67.5998 | 71.406 | 75.3162 | 78.6995 | 82.3851 | 86.5903 | 91.1398 | 95.3764 | 99.7739 | 104.1063 | 108.1202 | 112.6339 | 117.4647 | 122.8881
$500 - $1,000 | 41.11 | 45.5753 | 50.2094 | 54.9947 | 60.0397 | 65.3027 | 70.7947 | 76.3477 | 82.0073 | 87.51 | 93.1865 | 99.7255 | 105.7921 | 112.6088 | 119.0258 | 126.0329 | 133.1293 | 140.4195 | 146.7272 | 153.5986 | 161.4388 | 169.9209 | 177.8197 | 186.0183 | 194.0958 | 201.5792 | 209.9946 | 219.0011 | 229.1125
$1,000 - $7,500 | 41.11 | 45.5753 | 50.2094 | 54.9947 | 60.0397 | 65.3027 | 70.7947 | 76.3477 | 82.0073 | 87.51 | 93.1865 | 99.7255 | 105.7921 | 112.6088 | 119.0258 | 126.0329 | 133.1293 | 140.4195 | 146.7272 | 153.5986 | 161.4388 | 169.9209 | 177.8197 | 186.0183 | 194.0958 | 201.5792 | 209.9946 | 219.0011 | 229.1125
$7,500 + | 44.71 | 49.5663 | 54.6062 | 59.8106 | 65.2974 | 71.0213 | 76.9942 | 83.0335 | 89.1886 | 95.1733 | 101.3469 | 108.4585 | 115.0563 | 122.47 | 129.4489 | 137.0696 | 144.7874 | 152.716 | 159.5761 | 167.0492 | 175.576 | 184.8009 | 193.3913 | 202.308 | 211.0927 | 219.2315 | 228.3838 | 238.179 | 249.1759
Reliability Response | 104.0258 | 115.3249 | 127.0511 | 139.1602 | 151.9261 | 165.2438 | 179.1409 | 193.1924 | 207.5133 | 221.4377 | 235.8017 | 252.3481 | 267.6991 | 284.9484 | 301.1861 | 318.9171 | 336.8738 | 355.3212 | 371.2826 | 388.6701 | 408.5091 | 429.9724 | 449.9597 | 470.7058 | 491.1451 | 510.0815 | 531.3758 | 554.1663 | 579.7524
Winter
Price band | 2022 | 2023 | 2024 | 2025 | 2026 | 2027 | 2028 | 2029 | 2030 | 2031 | 2032 | 2033 | 2034 | 2035 | 2036 | 2037 | 2038 | 2039 | 2040 | 2041 | 2042 | 2043 | 2044 | 2045 | 2046 | 2047 | 2048 | 2049 | 2050
$300 - $500 | 22.05 | 27.4635 | 32.9078 | 38.6063 | 44.5502 | 50.7652 | 57.0987 | 63.4194 | 69.9005 | 76.7801 | 83.0766 | 90.1712 | 97.7312 | 105.6307 | 113.1659 | 120.9276 | 129.3519 | 137.4131 | 145.9379 | 153.6254 | 162.4688 | 173.0963 | 182.3639 | 192.0873 | 201.5557 | 211.7281 | 222.1142 | 232.8738 | 244.1383
$500 - $1,000 | 41.11 | 51.2029 | 61.3532 | 71.9775 | 83.0594 | 94.6465 | 106.4547 | 118.239 | 130.3224 | 143.1487 | 154.8879 | 168.1151 | 182.21 | 196.9377 | 210.9863 | 225.4573 | 241.1635 | 256.1929 | 272.0864 | 286.419 | 302.9066 | 322.7205 | 339.9991 | 358.1274 | 375.7802 | 394.7457 | 414.1095 | 434.1697 | 455.1713
$1,000 - $7,500 | 41.11 | 51.2029 | 61.3532 | 71.9775 | 83.0594 | 94.6465 | 106.4547 | 118.239 | 130.3224 | 143.1487 | 154.8879 | 168.1151 | 182.21 | 196.9377 | 210.9863 | 225.4573 | 241.1635 | 256.1929 | 272.0864 | 286.419 | 302.9066 | 322.7205 | 339.9991 | 358.1274 | 375.7802 | 394.7457 | 414.1095 | 434.1697 | 455.1713
$7,500 + | 44.71 | 55.6867 | 66.7259 | 78.2805 | 90.3329 | 102.9347 | 115.7769 | 128.5932 | 141.7348 | 155.6842 | 168.4514 | 182.8369 | 198.1661 | 214.1836 | 229.4624 | 245.2006 | 262.2822 | 278.6277 | 295.913 | 311.5007 | 329.4321 | 350.9811 | 369.7728 | 389.4886 | 408.6872 | 429.3135 | 450.373 | 472.1899 | 495.0306
Reliability Response | 44.71 | 55.6867 | 66.7259 | 78.2805 | 90.3329 | 102.9347 | 115.7769 | 128.5932 | 141.7348 | 155.6842 | 168.4514 | 182.8369 | 198.1661 | 214.1836 | 229.4624 | 245.2006 | 262.2822 | 278.6277 | 295.913 | 311.5007 | 329.4321 | 350.9811 | 369.7728 | 389.4886 | 408.6872 | 429.3135 | 450.373 | 472.1899 | 495.0306
New South Wales
Summer
Price band | 2021-22 | 2022-23 | 2023-24 | 2024-25 | 2025-26 | 2026-27 | 2027-28 | 2028-29 | 2029-30 | 2030-31 | 2031-32 | 2032-33 | 2033-34 | 2034-35 | 2035-36 | 2036-37 | 2037-38 | 2038-39 | 2039-40 | 2040-41 | 2041-42 | 2042-43 | 2043-44 | 2044-45 | 2045-46 | 2046-47 | 2047-48 | 2048-49 | 2049-50
$300 - $500 | 18.13 | 18.6228 | 19.2104 | 19.7769 | 20.4814 | 21.2844 | 22.1363 | 23.2254 | 24.1271 | 24.9847 | 26.3097 | 27.302 | 28.4984 | 29.9033 | 31.0213 | 32.0047 | 33.4415 | 34.6983 | 36.263 | 37.6765 | 38.6786 | 39.9491 | 41.3827 | 43.2222 | 44.4967 | 46.0279 | 47.3887 | 48.9564 | 50.9876
$500 - $1,000 | 41.7225 | 42.8565 | 44.2089 | 45.5126 | 47.1337 | 48.9817 | 50.9422 | 53.4486 | 55.5237 | 57.4973 | 60.5465 | 62.83 | 65.5832 | 68.8164 | 71.3891 | 73.6523 | 76.9589 | 79.8511 | 83.452 | 86.7049 | 89.0108 | 91.9348 | 95.2339 | 99.4671 | 102.4002 | 105.9238 | 109.0554 | 112.6631 | 117.3376
$1,000 - $7,500 | 45.44 | 46.675 | 48.148 | 49.5678 | 51.3333 | 53.346 | 55.4812 | 58.2109 | 60.4709 | 62.6203 | 65.9412 | 68.4282 | 71.4267 | 74.948 | 77.7499 | 80.2148 | 83.816 | 86.9658 | 90.8876 | 94.4303 | 96.9417 | 100.1262 | 103.7193 | 108.3297 | 111.5241 | 115.3617 | 118.7723 | 122.7014 | 127.7924
$7,500 + | 66.445 | 68.2509 | 70.4048 | 72.4808 | 75.0626 | 78.0056 | 81.1278 | 85.1194 | 88.424 | 91.567 | 96.423 | 100.0597 | 104.4442 | 109.5933 | 113.6905 | 117.2947 | 122.5605 | 127.1665 | 132.9011 | 138.0815 | 141.7538 | 146.4103 | 151.6644 | 158.4059 | 163.077 | 168.6885 | 173.6757 | 179.4211 | 186.8655
Reliability Response | 308.445 | 316.8283 | 326.8266 | 336.464 | 348.4486 | 362.1105 | 376.6044 | 395.1336 | 410.4739 | 425.0642 | 447.6063 | 464.4882 | 484.8415 | 508.7442 | 527.7637 | 544.4948 | 568.9395 | 590.3209 | 616.9417 | 640.9895 | 658.0369 | 679.6528 | 704.043 | 735.3377 | 757.0212 | 783.0707 | 806.2217 | 832.8926 | 867.4502
Winter
Price band | 2022 | 2023 | 2024 | 2025 | 2026 | 2027 | 2028 | 2029 | 2030 | 2031 | 2032 | 2033 | 2034 | 2035 | 2036 | 2037 | 2038 | 2039 | 2040 | 2041 | 2042 | 2043 | 2044 | 2045 | 2046 | 2047 | 2048 | 2049 | 2050
$300 - $500 | 18.13 | 18.6641 | 19.176 | 19.8031 | 20.5253 | 21.3272 | 22.1912 | 23.019 | 23.7447 | 24.6723 | 25.6983 | 26.6818 | 27.6572 | 28.8509 | 29.92 | 31.0994 | 32.2009 | 33.3032 | 34.4744 | 35.5714 | 36.792 | 38.1567 | 39.3284 | 40.5508 | 41.7868 | 43.1042 | 44.4428 | 45.8006 | 47.2133
$500 - $1,000 | 41.7225 | 42.9516 | 44.1298 | 45.5729 | 47.2349 | 49.0801 | 51.0686 | 52.9736 | 54.6436 | 56.7782 | 59.1395 | 61.4028 | 63.6475 | 66.3944 | 68.8547 | 71.569 | 74.1039 | 76.6405 | 79.3359 | 81.8604 | 84.6693 | 87.8098 | 90.5063 | 93.3194 | 96.1637 | 99.1955 | 102.276 | 105.4007 | 108.6518
$1,000 - $7,500 | 45.44 | 46.7786 | 48.0617 | 49.6334 | 51.4435 | 53.4532 | 55.6189 | 57.6936 | 59.5124 | 61.8372 | 64.4089 | 66.8738 | 69.3185 | 72.3101 | 74.9897 | 77.9458 | 80.7066 | 83.4692 | 86.4047 | 89.1542 | 92.2134 | 95.6337 | 98.5705 | 101.6343 | 104.732 | 108.0339 | 111.3889 | 114.792 | 118.3328
$7,500 + | 66.445 | 68.4024 | 70.2787 | 72.5769 | 75.2237 | 78.1624 | 81.3291 | 84.3629 | 87.0225 | 90.4219 | 94.1824 | 97.7868 | 101.3616 | 105.7361 | 109.6542 | 113.9769 | 118.0138 | 122.0535 | 126.346 | 130.3664 | 134.8398 | 139.8411 | 144.1355 | 148.6155 | 153.1452 | 157.9734 | 162.8793 | 167.8555 | 173.033
Reliability Response | 308.445 | 317.5313 | 326.2413 | 336.9098 | 349.1966 | 362.8384 | 377.5387 | 391.6219 | 403.9681 | 419.7485 | 437.2049 | 453.9369 | 470.5317 | 490.8385 | 509.027 | 529.0933 | 547.8333 | 566.586 | 586.5121 | 605.1752 | 625.9413 | 649.158 | 669.0929 | 689.8895 | 710.9166 | 733.3299 | 756.1036 | 779.2039 | 803.2384
Victoria
Summer
Price band | 2021-22 | 2022-23 | 2023-24 | 2024-25 | 2025-26 | 2026-27 | 2027-28 | 2028-29 | 2029-30 | 2030-31 | 2031-32 | 2032-33 | 2033-34 | 2034-35 | 2035-36 | 2036-37 | 2037-38 | 2038-39 | 2039-40 | 2040-41 | 2041-42 | 2042-43 | 2043-44 | 2044-45 | 2045-46 | 2046-47 | 2047-48 | 2048-49 | 2049-50
$300 - $500 | 3.04 | 3.1415 | 3.245 | 3.3631 | 3.4402 | 3.5462 | 3.6954 | 3.8487 | 3.9868 | 4.1413 | 4.3158 | 4.477 | 4.6435 | 4.8345 | 5.0159 | 5.2087 | 5.3929 | 5.6141 | 5.7645 | 5.9321 | 6.1322 | 6.3287 | 6.5282 | 6.7305 | 6.9297 | 7.1142 | 7.3353 | 7.5443 | 7.8167
$500 - $1,000 | 41.805 | 43.2003 | 44.6235 | 46.2487 | 47.3079 | 48.7659 | 50.8181 | 52.9264 | 54.8246 | 56.9496 | 59.3491 | 61.5664 | 63.8556 | 66.4817 | 68.9763 | 71.6277 | 74.1616 | 77.2031 | 79.2716 | 81.5755 | 84.3284 | 87.0307 | 89.7741 | 92.555 | 95.2946 | 97.8317 | 100.8729 | 103.7463 | 107.4918
$1,000 - $7,500 | 49.55 | 51.2037 | 52.8907 | 54.8169 | 56.0725 | 57.8005 | 60.2329 | 62.7318 | 64.9816 | 67.5003 | 70.3444 | 72.9725 | 75.6858 | 78.7985 | 81.7552 | 84.8979 | 87.9011 | 91.5061 | 93.9578 | 96.6886 | 99.9515 | 103.1544 | 106.406 | 109.7022 | 112.9493 | 115.9564 | 119.5611 | 122.9668 | 127.4063
$7,500 + | 65.22 | 67.3967 | 69.6172 | 72.1526 | 73.8052 | 76.0797 | 79.2813 | 82.5705 | 85.5318 | 88.847 | 92.5905 | 96.0497 | 99.6211 | 103.7182 | 107.61 | 111.7465 | 115.6995 | 120.4445 | 123.6716 | 127.2661 | 131.5608 | 135.7766 | 140.0566 | 144.3951 | 148.6691 | 152.6272 | 157.3718 | 161.8546 | 167.698
Reliability Response | 212.22 | 219.3029 | 226.5281 | 234.7779 | 240.1553 | 247.5564 | 257.9743 | 268.677 | 278.3129 | 289.1003 | 301.2812 | 312.5372 | 324.1582 | 337.4897 | 350.1533 | 363.613 | 376.4757 | 391.9157 | 402.4163 | 414.1123 | 428.087 | 441.8047 | 455.7314 | 469.8486 | 483.756 | 496.6352 | 512.0738 | 526.6603 | 545.6742
Winter
Price band | 2022 | 2023 | 2024 | 2025 | 2026 | 2027 | 2028 | 2029 | 2030 | 2031 | 2032 | 2033 | 2034 | 2035 | 2036 | 2037 | 2038 | 2039 | 2040 | 2041 | 2042 | 2043 | 2044 | 2045 | 2046 | 2047 | 2048 | 2049 | 2050
$300 - $500 | 3.04 | 3.1351 | 3.2366 | 3.346 | 3.4775 | 3.6207 | 3.7742 | 3.9372 | 4.0745 | 4.2736 | 4.4646 | 4.6642 | 4.8598 | 5.0818 | 5.2824 | 5.4989 | 5.7181 | 5.9201 | 6.1215 | 6.3292 | 6.5521 | 6.7988 | 7.032 | 7.2472 | 7.4795 | 7.7228 | 7.965 | 8.2139 | 8.4779
$500 - $1,000 | 41.805 | 43.1134 | 44.5089 | 46.0129 | 47.8211 | 49.7912 | 51.9016 | 54.1434 | 56.0307 | 58.7694 | 61.3953 | 64.141 | 66.8309 | 69.8834 | 72.6423 | 75.6187 | 78.6333 | 81.4105 | 84.18 | 87.0373 | 90.1024 | 93.4947 | 96.7011 | 99.6607 | 102.8556 | 106.2009 | 109.5319 | 112.954 | 116.5847
$1,000 - $7,500 | 49.55 | 51.1007 | 52.7548 | 54.5375 | 56.6806 | 59.0158 | 61.5171 | 64.1743 | 66.4112 | 69.6573 | 72.7697 | 76.0241 | 79.2123 | 82.8304 | 86.1004 | 89.6281 | 93.2012 | 96.493 | 99.7756 | 103.1622 | 106.7952 | 110.816 | 114.6164 | 118.1244 | 121.9111 | 125.8762 | 129.8243 | 133.8804 | 138.1838
$7,500 + | 65.22 | 67.2612 | 69.4383 | 71.7848 | 74.6057 | 77.6793 | 80.9717 | 84.4692 | 87.4134 | 91.6862 | 95.7829 | 100.0665 | 104.2629 | 109.0252 | 113.3293 | 117.9727 | 122.6758 | 127.0086 | 131.3293 | 135.7869 | 140.5688 | 145.8612 | 150.8634 | 155.4807 | 160.4651 | 165.684 | 170.8807 | 176.2196 | 181.8839
Reliability Response | 187.22 | 193.0794 | 199.3291 | 206.0649 | 214.1625 | 222.9857 | 232.4366 | 242.4765 | 250.9283 | 263.1937 | 274.9536 | 287.25 | 299.2962 | 312.9668 | 325.3222 | 338.6515 | 352.1521 | 364.5897 | 376.9928 | 389.7887 | 403.5155 | 418.708 | 433.0674 | 446.3218 | 460.6297 | 475.6112 | 490.5287 | 505.8545 | 522.1144
South Australia
Summer
Price band | 2021-22 | 2022-23 | 2023-24 | 2024-25 | 2025-26 | 2026-27 | 2027-28 | 2028-29 | 2029-30 | 2030-31 | 2031-32 | 2032-33 | 2033-34 | 2034-35 | 2035-36 | 2036-37 | 2037-38 | 2038-39 | 2039-40 | 2040-41 | 2041-42 | 2042-43 | 2043-44 | 2044-45 | 2045-46 | 2046-47 | 2047-48 | 2048-49 | 2049-50
$300 - $500 | 4.2975 | 4.7655 | 5.2608 | 5.7581 | 6.2624 | 6.7435 | 7.3208 | 7.8839 | 8.3856 | 8.9144 | 9.5453 | 10.1629 | 10.9028 | 11.6714 | 12.3759 | 13.1414 | 13.9005 | 14.6639 | 15.5147 | 16.1457 | 16.9438 | 17.7579 | 18.4396 | 19.2419 | 19.9536 | 20.6216 | 21.5119 | 22.4061 | 23.2789
$500 - $1,000 | 12.3975 | 13.7477 | 15.1765 | 16.611 | 18.0659 | 19.4537 | 21.1193 | 22.7437 | 24.1909 | 25.7165 | 27.5365 | 29.318 | 31.4526 | 33.6698 | 35.7022 | 37.9105 | 40.1004 | 42.3026 | 44.7571 | 46.5773 | 48.8798 | 51.2282 | 53.1948 | 55.5095 | 57.5625 | 59.4896 | 62.0578 | 64.6376 | 67.1555
$1,000 - $7,500 | 14.3275 | 15.8879 | 17.5391 | 19.197 | 20.8784 | 22.4822 | 24.4071 | 26.2843 | 27.9569 | 29.72 | 31.8233 | 33.8821 | 36.3491 | 38.9114 | 41.2602 | 43.8122 | 46.3431 | 48.8881 | 51.7247 | 53.8283 | 56.4892 | 59.2032 | 61.4759 | 64.151 | 66.5237 | 68.7508 | 71.7187 | 74.7002 | 77.61
$7,500 + | 32.945 | 36.533 | 40.3298 | 44.1419 | 48.0083 | 51.6961 | 56.1222 | 60.4388 | 64.2847 | 68.3388 | 73.1753 | 77.9094 | 83.5819 | 89.4738 | 94.8748 | 100.7429 | 106.5625 | 112.4144 | 118.9371 | 123.7742 | 129.8927 | 136.1333 | 141.3593 | 147.5104 | 152.9661 | 158.0872 | 164.9118 | 171.7674 | 178.4584
Reliability Response | 32.945 | 36.533 | 40.3298 | 44.1419 | 48.0083 | 51.6961 | 56.1222 | 60.4388 | 64.2847 | 68.3388 | 73.1753 | 77.9094 | 83.5819 | 89.4738 | 94.8748 | 100.7429 | 106.5625 | 112.4144 | 118.9371 | 123.7742 | 129.8927 | 136.1333 | 141.3593 | 147.5104 | 152.9661 | 158.0872 | 164.9118 | 171.7674 | 178.4584
Winter
Price band | 2022 | 2023 | 2024 | 2025 | 2026 | 2027 | 2028 | 2029 | 2030 | 2031 | 2032 | 2033 | 2034 | 2035 | 2036 | 2037 | 2038 | 2039 | 2040 | 2041 | 2042 | 2043 | 2044 | 2045 | 2046 | 2047 | 2048 | 2049 | 2050
$300 - $500 | 4.2975 | 4.6752 | 5.0373 | 5.3908 | 5.7784 | 6.2498 | 6.677 | 7.1057 | 7.5304 | 8.0044 | 8.4736 | 9.063 | 9.6602 | 10.3044 | 10.9075 | 11.5268 | 12.1875 | 12.8216 | 13.4742 | 14.1281 | 14.7512 | 15.4164 | 16.0733 | 16.6787 | 17.3328 | 18.0189 | 18.7666 | 19.5152 | 20.3054
$500 - $1,000 | 12.3975 | 13.487 | 14.5316 | 15.5514 | 16.6696 | 18.0296 | 19.262 | 20.4987 | 21.724 | 23.0911 | 24.4448 | 26.145 | 27.868 | 29.7263 | 31.4663 | 33.2528 | 35.1588 | 36.9879 | 38.8707 | 40.757 | 42.5546 | 44.4736 | 46.3685 | 48.115 | 50.0019 | 51.9811 | 54.1381 | 56.2978 | 58.5773
$1,000 - $7,500 | 14.3275 | 15.5867 | 16.7939 | 17.9724 | 19.2647 | 20.8364 | 22.2606 | 23.6899 | 25.1059 | 26.6858 | 28.2502 | 30.2151 | 32.2064 | 34.354 | 36.3648 | 38.4295 | 40.6322 | 42.7461 | 44.922 | 47.1019 | 49.1793 | 51.3971 | 53.587 | 55.6054 | 57.786 | 60.0733 | 62.5661 | 65.0621 | 67.6964
$7,500 + | 32.945 | 35.8404 | 38.6162 | 41.3261 | 44.2977 | 47.9117 | 51.1866 | 54.4732 | 57.729 | 61.3621 | 64.9593 | 69.4774 | 74.0562 | 78.9944 | 83.6182 | 88.3656 | 93.4308 | 98.2914 | 103.2946 | 108.3073 | 113.0842 | 118.1837 | 123.2192 | 127.8605 | 132.8746 | 138.1341 | 143.866 | 149.6054 | 155.6627
Reliability Response | 32.945 | 35.8404 | 38.6162 | 41.3261 | 44.2977 | 47.9117 | 51.1866 | 54.4732 | 57.729 | 61.3621 | 64.9593 | 69.4774 | 74.0562 | 78.9944 | 83.6182 | 88.3656 | 93.4308 | 98.2914 | 103.2946 | 108.3073 | 113.0842 | 118.1837 | 123.2192 | 127.8605 | 132.8746 | 138.1341 | 143.866 | 149.6054 | 155.6627
Tasmania
Summer
Price band | 2021-22 | 2022-23 | 2023-24 | 2024-25 | 2025-26 | 2026-27 | 2027-28 | 2028-29 | 2029-30 | 2030-31 | 2031-32 | 2032-33 | 2033-34 | 2034-35 | 2035-36 | 2036-37 | 2037-38 | 2038-39 | 2039-40 | 2040-41 | 2041-42 | 2042-43 | 2043-44 | 2044-45 | 2045-46 | 2046-47 | 2047-48 | 2048-49 | 2049-50
$300 - $500 | 9.07 | 9.2441 | 9.3125 | 9.4289 | 9.4775 | 9.5482 | 9.6046 | 9.667 | 9.7182 | 9.7818 | 9.8345 | 9.9257 | 10.024 | 10.1218 | 10.2121 | 10.3358 | 10.4104 | 10.5174 | 10.6083 | 10.6718 | 10.7772 | 10.8867 | 10.965 | 11.0808 | 11.1777 | 11.2875 | 11.4176 | 11.5132 | 11.6762
$500 - $1,000 | 26.35 | 26.8557 | 27.0546 | 27.3926 | 27.5339 | 27.7393 | 27.9031 | 28.0844 | 28.2331 | 28.4178 | 28.571 | 28.8359 | 29.1215 | 29.4058 | 29.6679 | 30.0274 | 30.244 | 30.555 | 30.819 | 31.0036 | 31.3098 | 31.6279 | 31.8552 | 32.1916 | 32.4734 | 32.7924 | 33.1701 | 33.4479 | 33.9215
$1,000 - $7,500 | 26.35 | 26.8557 | 27.0546 | 27.3926 | 27.5339 | 27.7393 | 27.9031 | 28.0844 | 28.2331 | 28.4178 | 28.571 | 28.8359 | 29.1215 | 29.4058 | 29.6679 | 30.0274 | 30.244 | 30.555 | 30.819 | 31.0036 | 31.3098 | 31.6279 | 31.8552 | 32.1916 | 32.4734 | 32.7924 | 33.1701 | 33.4479 | 33.9215
$7,500 + | 26.35 | 26.8557 | 27.0546 | 27.3926 | 27.5339 | 27.7393 | 27.9031 | 28.0844 | 28.2331 | 28.4178 | 28.571 | 28.8359 | 29.1215 | 29.4058 | 29.6679 | 30.0274 | 30.244 | 30.555 | 30.819 | 31.0036 | 31.3098 | 31.6279 | 31.8552 | 32.1916 | 32.4734 | 32.7924 | 33.1701 | 33.4479 | 33.9215
Reliability Response | 26.35 | 26.8557 | 27.0546 | 27.3926 | 27.5339 | 27.7393 | 27.9031 | 28.0844 | 28.2331 | 28.4178 | 28.571 | 28.8359 | 29.1215 | 29.4058 | 29.6679 | 30.0274 | 30.244 | 30.555 | 30.819 | 31.0036 | 31.3098 | 31.6279 | 31.8552 | 32.1916 | 32.4734 | 32.7924 | 33.1701 | 33.4479 | 33.9215
Winter
Price band | 2022 | 2023 | 2024 | 2025 | 2026 | 2027 | 2028 | 2029 | 2030 | 2031 | 2032 | 2033 | 2034 | 2035 | 2036 | 2037 | 2038 | 2039 | 2040 | 2041 | 2042 | 2043 | 2044 | 2045 | 2046 | 2047 | 2048 | 2049 | 2050
$300 - $500 | 9.07 | 9.2843 | 9.5012 | 9.6805 | 9.8792 | 10.0767 | 10.2467 | 10.4406 | 10.5925 | 10.731 | 10.9925 | 11.2013 | 11.4315 | 11.6708 | 11.8737 | 12.0994 | 12.3244 | 12.5479 | 12.7676 | 12.9597 | 13.1822 | 13.4181 | 13.6433 | 13.8854 | 14.152 | 14.4161 | 14.6914 | 14.9496 | 15.2225
$500 - $1,000 | 26.35 | 26.9725 | 27.6028 | 28.1235 | 28.7009 | 29.2746 | 29.7684 | 30.3318 | 30.7731 | 31.1755 | 31.9351 | 32.5417 | 33.2106 | 33.9057 | 34.4953 | 35.1509 | 35.8046 | 36.4539 | 37.0922 | 37.6503 | 38.2967 | 38.9821 | 39.6363 | 40.3395 | 41.1141 | 41.8814 | 42.6811 | 43.4313 | 44.2241
$1,000 - $7,500 | 26.35 | 26.9725 | 27.6028 | 28.1235 | 28.7009 | 29.2746 | 29.7684 | 30.3318 | 30.7731 | 31.1755 | 31.9351 | 32.5417 | 33.2106 | 33.9057 | 34.4953 | 35.1509 | 35.8046 | 36.4539 | 37.0922 | 37.6503 | 38.2967 | 38.9821 | 39.6363 | 40.3395 | 41.1141 | 41.8814 | 42.6811 | 43.4313 | 44.2241
$7,500 + | 26.35 | 26.9725 | 27.6028 | 28.1235 | 28.7009 | 29.2746 | 29.7684 | 30.3318 | 30.7731 | 31.1755 | 31.9351 | 32.5417 | 33.2106 | 33.9057 | 34.4953 | 35.1509 | 35.8046 | 36.4539 | 37.0922 | 37.6503 | 38.2967 | 38.9821 | 39.6363 | 40.3395 | 41.1141 | 41.8814 | 42.6811 | 43.4313 | 44.2241
Reliability Response | 26.35 | 26.9725 | 27.6028 | 28.1235 | 28.7009 | 29.2746 | 29.7684 | 30.3318 | 30.7731 | 31.1755 | 31.9351 | 32.5417 | 33.2106 | 33.9057 | 34.4953 | 35.1509 | 35.8046 | 36.4539 | 37.0922 | 37.6503 | 38.2967 | 38.9821 | 39.6363 | 40.3395 | 41.1141 | 41.8814 | 42.6811 | 43.4313 | 44.2241
Progressive Change
Queensland
Summer
Price band | 2021-22 | 2022-23 | 2023-24 | 2024-25 | 2025-26 | 2026-27 | 2027-28 | 2028-29 | 2029-30 | 2030-31 | 2031-32 | 2032-33 | 2033-34 | 2034-35 | 2035-36 | 2036-37 | 2037-38 | 2038-39 | 2039-40 | 2040-41 | 2041-42 | 2042-43 | 2043-44 | 2044-45 | 2045-46 | 2046-47 | 2047-48 | 2048-49 | 2049-50
$300 - $500 | 22.05 | 24.445 | 26.9306 | 29.4973 | 32.2033 | 35.0261 | 37.9719 | 40.9503 | 43.9859 | 46.9374 | 50.43 | 55.4547 | 60.3594 | 65.2054 | 70.6503 | 77.1127 | 81.8942 | 86.9275 | 91.3179 | 96.4504 | 101.2858 | 106.4329 | 111.8411 | 115.4739 | 121.1717 | 133.12 | 145.4787 | 161.1677 | 177.1166
$500 - $1,000 | 41.11 | 45.5753 | 50.2094 | 54.9947 | 60.0397 | 65.3027 | 70.7947 | 76.3477 | 82.0073 | 87.51 | 94.0217 | 103.3897 | 112.534 | 121.569 | 131.7203 | 143.7688 | 152.6836 | 162.0676 | 170.2531 | 179.8221 | 188.8371 | 198.4334 | 208.5164 | 215.2895 | 225.9124 | 248.1888 | 271.2304 | 300.481 | 330.2161
$1,000 - $7,500 | 41.11 | 45.5753 | 50.2094 | 54.9947 | 60.0397 | 65.3027 | 70.7947 | 76.3477 | 82.0073 | 87.51 | 94.0217 | 103.3897 | 112.534 | 121.569 | 131.7203 | 143.7688 | 152.6836 | 162.0676 | 170.2531 | 179.8221 | 188.8371 | 198.4334 | 208.5164 | 215.2895 | 225.9124 | 248.1888 | 271.2304 | 300.481 | 330.2161
$7,500 + | 44.71 | 49.5663 | 54.6062 | 59.8106 | 65.2974 | 71.0213 | 76.9942 | 83.0335 | 89.1886 | 95.1733 | 102.2552 | 112.4435 | 122.3886 | 132.2147 | 143.255 | 156.3586 | 166.0541 | 176.2598 | 185.1621 | 195.5691 | 205.3735 | 215.8102 | 226.7762 | 234.1424 | 245.6955 | 269.9227 | 294.982 | 326.7941 | 359.1331
Reliability Response | 104.0258 | 115.3249 | 127.0511 | 139.1602 | 151.9261 | 165.2438 | 179.1409 | 193.1924 | 207.5133 | 221.4377 | 237.915 | 261.62 | 284.7589 | 307.6213 | 333.3086 | 363.7964 | 386.3546 | 410.1001 | 430.8129 | 455.0266 | 477.8384 | 502.1212 | 527.6355 | 544.7744 | 571.6547 | 628.0237 | 686.3287 | 760.3452 | 835.5876
Winter
Price band | 2022 | 2023 | 2024 | 2025 | 2026 | 2027 | 2028 | 2029 | 2030 | 2031 | 2032 | 2033 | 2034 | 2035 | 2036 | 2037 | 2038 | 2039 | 2040 | 2041 | 2042 | 2043 | 2044 | 2045 | 2046 | 2047 | 2048 | 2049 | 2050
$300 - $500 | 22.05 | 27.4635 | 32.9078 | 38.6063 | 44.5502 | 50.7652 | 57.0987 | 63.4194 | 69.9005 | 76.7801 | 84.6173 | 94.6918 | 105.1398 | 117.5473 | 129.5527 | 142.9477 | 153.1609 | 163.946 | 174.6824 | 184.9363 | 195.7683 | 206.7521 | 217.5984 | 227.3843 | 240.572 | 267.5248 | 297.64 | 332.0883 | 372.7268
$500 - $1,000 | 41.11 | 51.2029 | 61.3532 | 71.9775 | 83.0594 | 94.6465 | 106.4547 | 118.239 | 130.3224 | 143.1487 | 157.7604 | 176.5434 | 196.0226 | 219.1551 | 241.5379 | 266.5116 | 285.5531 | 305.6607 | 325.6778 | 344.795 | 364.9902 | 385.4683 | 405.6902 | 423.9351 | 448.5223 | 498.773 | 554.9197 | 619.145 | 694.9116
$1,000 - $7,500 | 41.11 | 51.2029 | 61.3532 | 71.9775 | 83.0594 | 94.6465 | 106.4547 | 118.239 | 130.3224 | 143.1487 | 157.7604 | 176.5434 | 196.0226 | 219.1551 | 241.5379 | 266.5116 | 285.5531 | 305.6607 | 325.6778 | 344.795 | 364.9902 | 385.4683 | 405.6902 | 423.9351 | 448.5223 | 498.773 | 554.9197 | 619.145 | 694.9116
$7,500 + | 44.71 | 55.6867 | 66.7259 | 78.2805 | 90.3329 | 102.9347 | 115.7769 | 128.5932 | 141.7348 | 155.6842 | 171.5754 | 192.0033 | 213.1882 | 238.3465 | 262.6893 | 289.85 | 310.559 | 332.4274 | 354.1974 | 374.9887 | 396.9524 | 419.2238 | 441.2165 | 461.059 | 487.7993 | 542.4505 | 603.514 | 673.3635 | 755.7649
Reliability Response | 44.71 | 55.6867 | 66.7259 | 78.2805 | 90.3329 | 102.9347 | 115.7769 | 128.5932 | 141.7348 | 155.6842 | 171.5754 | 192.0033 | 213.1882 | 238.3465 | 262.6893 | 289.85 | 310.559 | 332.4274 | 354.1974 | 374.9887 | 396.9524 | 419.2238 | 441.2165 | 461.059 | 487.7993 | 542.4505 | 603.514 | 673.3635 | 755.7649
New South Wales
Summer
Price band | 2021-22 | 2022-23 | 2023-24 | 2024-25 | 2025-26 | 2026-27 | 2027-28 | 2028-29 | 2029-30 | 2030-31 | 2031-32 | 2032-33 | 2033-34 | 2034-35 | 2035-36 | 2036-37 | 2037-38 | 2038-39 | 2039-40 | 2040-41 | 2041-42 | 2042-43 | 2043-44 | 2044-45 | 2045-46 | 2046-47 | 2047-48 | 2048-49 | 2049-50
$300 - $500 | 18.13 | 18.6228 | 19.2104 | 19.7769 | 20.4814 | 21.2844 | 22.1363 | 23.2254 | 24.1271 | 24.9847 | 36.3873 | 50.6096 | 58.5828 | 67.0672 | 71.6488 | 72.8127 | 74.2453 | 75.6483 | 76.9554 | 78.5015 | 79.0763 | 79.5791 | 81.0027 | 82.9699 | 84.13 | 86.361 | 88.7754 | 91.4829 | 95.3291
$500 - $1,000 | 41.7225 | 42.8565 | 44.2089 | 45.5126 | 47.1337 | 48.9817 | 50.9422 | 53.4486 | 55.5237 | 57.4973 | 83.738 | 116.4677 | 134.8163 | 154.3415 | 164.8851 | 167.5636 | 170.8605 | 174.0891 | 177.0972 | 180.6552 | 181.9779 | 183.1352 | 186.4111 | 190.9384 | 193.608 | 198.7423 | 204.2985 | 210.5293 | 219.3805
$1,000 - $7,500 | 45.44 | 46.675 | 48.148 | 49.5678 | 51.3333 | 53.346 | 55.4812 | 58.2109 | 60.4709 | 62.6203 | 91.1992 | 126.845 | 146.8285 | 168.0935 | 179.5764 | 182.4936 | 186.0843 | 189.6006 | 192.8766 | 196.7517 | 198.1922 | 199.4526 | 203.0205 | 207.9511 | 210.8586 | 216.4504 | 222.5017 | 229.2876 | 238.9274
$7,500 + | 66.445 | 68.2509 | 70.4048 | 72.4808 | 75.0626 | 78.0056 | 81.1278 | 85.1194 | 88.424 | 91.567 | 133.3567 | 185.4801 | 214.7012 | 245.796 | 262.587 | 266.8528 | 272.1032 | 277.2449 | 282.0354 | 287.7018 | 289.8082 | 291.6512 | 296.8683 | 304.0782 | 308.3297 | 316.5063 | 325.3548 | 335.2776 | 349.3735
Reliability Response | 308.445 | 316.8283 | 326.8266 | 336.464 | 348.4486 | 362.1105 | 376.6044 | 395.1336 | 410.4739 | 425.0642 | 619.0564 | 861.0192 | 996.6666 | 1141.012 | 1218.9579 | 1238.7598 | 1263.1331 | 1287.0014 | 1309.2392 | 1335.5434 | 1345.3214 | 1353.877 | 1378.0953 | 1411.5645 | 1431.3004 | 1469.2571 | 1510.3329 | 1556.3956 | 1621.8301
Winter
Price band | 2022 | 2023 | 2024 | 2025 | 2026 | 2027 | 2028 | 2029 | 2030 | 2031 | 2032 | 2033 | 2034 | 2035 | 2036 | 2037 | 2038 | 2039 | 2040 | 2041 | 2042 | 2043 | 2044 | 2045 | 2046 | 2047 | 2048 | 2049 | 2050
$300 - $500 | 18.13 | 18.6641 | 19.176 | 19.8031 | 20.5253 | 21.3272 | 22.1912 | 23.019 | 23.7447 | 24.6723 | 25.796 | 26.9354 | 28.0675 | 29.3307 | 30.6954 | 31.9262 | 33.1789 | 34.3699 | 35.4886 | 36.6799 | 37.8243 | 39.0673 | 40.2498 | 41.4517 | 42.8321 | 44.8658 | 47.0779 | 49.2809 | 51.6342
$500 - $1,000 | 41.7225 | 42.9516 | 44.1298 | 45.5729 | 47.2349 | 49.0801 | 51.0686 | 52.9736 | 54.6436 | 56.7782 | 59.3642 | 61.9863 | 64.5917 | 67.4985 | 70.6393 | 73.4717 | 76.3545 | 79.0953 | 81.6697 | 84.4114 | 87.045 | 89.9055 | 92.6268 | 95.3926 | 98.5694 | 103.2496 | 108.3402 | 113.41 | 118.8256
$1,000 - $7,500 | 45.44 | 46.7786 | 48.0617 | 49.6334 | 51.4435 | 53.4532 | 55.6189 | 57.6936 | 59.5124 | 61.8372 | 64.6536 | 67.5093 | 70.3469 | 73.5127 | 76.9333 | 80.0181 | 83.1578 | 86.1427 | 88.9465 | 91.9325 | 94.8008 | 97.9161 | 100.8799 | 103.8922 | 107.352 | 112.4492 | 117.9934 | 123.5149 | 129.413
$7,500 + | 66.445 | 68.4024 | 70.2787 | 72.5769 | 75.2237 | 78.1624 | 81.3291 | 84.3629 | 87.0225 | 90.4219 | 94.5402 | 98.716 | 102.8653 | 107.4945 | 112.4963 | 117.0071 | 121.5981 | 125.9629 | 130.0628 | 134.429 | 138.6232 | 143.1786 | 147.5125 | 151.9171 | 156.9763 | 164.4297 | 172.5368 | 180.6106 | 189.2352
Reliability Response | 308.445 | 317.5313 | 326.2413 | 336.9098 | 349.1966 | 362.8384 | 377.5387 | 391.6219 | 403.9681 | 419.7485 | 438.8662 | 458.2506 | 477.512 | 499.0015 | 522.2202 | 543.1598 | 564.4717 | 584.7336 | 603.7658 | 624.0344 | 643.504 | 664.6509 | 684.7691 | 705.2161 | 728.7013 | 763.3007 | 800.9349 | 838.4142 | 878.4507
Victoria
Summer
Price band | 2021-22 | 2022-23 | 2023-24 | 2024-25 | 2025-26 | 2026-27 | 2027-28 | 2028-29 | 2029-30 | 2030-31 | 2031-32 | 2032-33 | 2033-34 | 2034-35 | 2035-36 | 2036-37 | 2037-38 | 2038-39 | 2039-40 | 2040-41 | 2041-42 | 2042-43 | 2043-44 | 2044-45 | 2045-46 | 2046-47 | 2047-48 | 2048-49 | 2049-50
$300 - $500 | 3.04 | 3.1415 | 3.245 | 3.3631 | 3.4402 | 3.5462 | 3.6954 | 3.8487 | 3.9868 | 4.1413 | 4.3002 | 4.5367 | 4.798 | 5.1107 | 5.4111 | 5.7131 | 5.9786 | 6.2458 | 6.4794 | 6.7178 | 6.9946 | 7.2466 | 7.5348 | 7.8284 | 8.0875 | 8.5269 | 8.8814 | 9.3596 | 9.9269
$500 - $1,000 | 41.805 | 43.2003 | 44.6235 | 46.2487 | 47.3079 | 48.7659 | 50.8181 | 52.9264 | 54.8246 | 56.9496 | 59.1352 | 62.3871 | 65.9808 | 70.2802 | 74.4109 | 78.5648 | 82.2161 | 85.8898 | 89.1021 | 92.381 | 96.1872 | 99.6526 | 103.6153 | 107.654 | 111.217 | 117.2584 | 122.1337 | 128.7103 | 136.5111
$1,000 - $7,500 | 49.55 | 51.2037 | 52.8907 | 54.8169 | 56.0725 | 57.8005 | 60.2329 | 62.7318 | 64.9816 | 67.5003 | 70.0909 | 73.9452 | 78.2048 | 83.3006 | 88.1966 | 93.1201 | 97.4478 | 101.8022 | 105.6096 | 109.496 | 114.0073 | 118.1147 | 122.8116 | 127.5985 | 131.8216 | 138.9822 | 144.7608 | 152.5558 | 161.8018
$7,500 + | 65.22 | 67.3967 | 69.6172 | 72.1526 | 73.8052 | 76.0797 | 79.2813 | 82.5705 | 85.5318 | 88.847 | 92.2569 | 97.3301 | 102.9367 | 109.6442 | 116.0885 | 122.569 | 128.2653 | 133.9967 | 139.0082 | 144.1237 | 150.0617 | 155.4681 | 161.6503 | 167.951 | 173.5096 | 182.9348 | 190.5408 | 200.8009 | 212.971
Reliability Response | 212.22 | 219.3029 | 226.5281 | 234.7779 | 240.1553 | 247.5564 | 257.9743 | 268.677 | 278.3129 | 289.1003 | 300.1957 | 316.7035 | 334.9468 | 356.7722 | 377.7415 | 398.8285 | 417.3637 | 436.0133 | 452.3203 | 468.9654 | 488.2872 | 505.8791 | 525.9954 | 546.4974 | 564.5847 | 595.2535 | 620.0027 | 653.3882 | 692.9884
Winter
Price band | 2022 | 2023 | 2024 | 2025 | 2026 | 2027 | 2028 | 2029 | 2030 | 2031 | 2032 | 2033 | 2034 | 2035 | 2036 | 2037 | 2038 | 2039 | 2040 | 2041 | 2042 | 2043 | 2044 | 2045 | 2046 | 2047 | 2048 | 2049 | 2050
$300 - $500 | 3.04 | 3.1351 | 3.2366 | 3.346 | 3.4775 | 3.6207 | 3.7742 | 3.9372 | 4.0745 | 4.2736 | 4.469 | 4.8034 | 5.1871 | 5.6279 | 6.035 | 6.3945 | 6.7649 | 7.0016 | 7.2745 | 7.5443 | 7.8216 | 8.1202 | 8.4113 | 8.6975 | 8.9789 | 9.7057 | 10.5171 | 11.3787 | 12.2566
$500 - $1,000 | 41.805 | 43.1134 | 44.5089 | 46.0129 | 47.8211 | 49.7912 | 51.9016 | 54.1434 | 56.0307 | 58.7694 | 61.4556 | 66.054 | 71.3306 | 77.3925 | 82.9907 | 87.9346 | 93.0289 | 96.284 | 100.0358 | 103.7461 | 107.5595 | 111.6659 | 115.6693 | 119.605 | 123.4749 | 133.4691 | 144.6277 | 156.476 | 168.5487
$1,000 - $7,500 | 49.55 | 51.1007 | 52.7548 | 54.5375 | 56.6806 | 59.0158 | 61.5171 | 64.1743 | 66.4112 | 69.6573 | 72.8412 | 78.2915 | 84.5457 | 91.7307 | 98.3659 | 104.2258 | 110.2639 | 114.122 | 118.5689 | 122.9666 | 127.4865 | 132.3537 | 137.0988 | 141.7636 | 146.3504 | 158.1962 | 171.4221 | 185.4655 | 199.7748
$7,500 + | 65.22 | 67.2612 | 69.4383 | 71.7848 | 74.6057 | 77.6793 | 80.9717 | 84.4692 | 87.4134 | 91.6862 | 95.877 | 103.0509 | 111.2829 | 120.7401 | 129.4738 | 137.1869 | 145.1344 | 150.2127 | 156.0659 | 161.8544 | 167.8036 | 174.2101 | 180.4558 | 186.5959 | 192.6332 | 208.2251 | 225.6337 | 244.1182 | 262.9528
Reliability Response | 187.22 | 193.0794 | 199.3291 | 206.0649 | 214.1625 | 222.9857 | 232.4366 | 242.4765 | 250.9283 | 263.1937 | 275.2236 | 295.8172 | 319.4478 | 346.5957 | 371.6664 | 393.8075 | 416.6216 | 431.1993 | 448.0015 | 464.6178 | 481.6956 | 500.0861 | 518.0148 | 535.6405 | 552.9714 | 597.7294 | 647.7022 | 700.7638 | 754.8303
South Australia
Summer
Price band | 2021-22 | 2022-23 | 2023-24 | 2024-25 | 2025-26 | 2026-27 | 2027-28 | 2028-29 | 2029-30 | 2030-31 | 2031-32 | 2032-33 | 2033-34 | 2034-35 | 2035-36 | 2036-37 | 2037-38 | 2038-39 | 2039-40 | 2040-41 | 2041-42 | 2042-43 | 2043-44 | 2044-45 | 2045-46 | 2046-47 | 2047-48 | 2048-49 | 2049-50
$300 - $500 | 4.2975 | 4.7655 | 5.2608 | 5.7581 | 6.2624 | 6.7435 | 7.3208 | 7.8839 | 8.3856 | 8.9144 | 9.6021 | 10.3922 | 11.3446 | 12.1136 | 13.093 | 14.1062 | 15.0006 | 16.0613 | 16.9835 | 17.897 | 18.9333 | 19.9432 | 20.9718 | 21.9272 | 23.1454 | 24.9378 | 26.9223 | 29.1828 | 31.2704
$500 - $1,000 | 12.3975 | 13.7477 | 15.1765 | 16.611 | 18.0659 | 19.4537 | 21.1193 | 22.7437 | 24.1909 | 25.7165 | 27.7004 | 29.9795 | 32.727 | 34.9455 | 37.7709 | 40.6937 | 43.2741 | 46.3339 | 48.9944 | 51.6295 | 54.619 | 57.5325 | 60.4998 | 63.2559 | 66.7703 | 71.9411 | 77.6658 | 84.1872 | 90.2095
$1,000 - $7,500 | 14.3275 | 15.8879 | 17.5391 | 19.197 | 20.8784 | 22.4822 | 24.4071 | 26.2843 | 27.9569 | 29.72 | 32.0127 | 34.6466 | 37.8218 | 40.3857 | 43.651 | 47.0288 | 50.0109 | 53.547 | 56.6217 | 59.667 | 63.1219 | 66.4889 | 69.9182 | 73.1034 | 77.1649 | 83.1406 | 89.7566 | 97.2931 | 104.253
$7,500 + | 32.945 | 36.533 | 40.3298 | 44.1419 | 48.0083 | 51.6961 | 56.1222 | 60.4388 | 64.2847 | 68.3388 | 73.6107 | 79.6671 | 86.9685 | 92.8638 | 100.3721 | 108.1391 | 114.9962 | 123.1272 | 130.1973 | 137.1998 | 145.1439 | 152.8862 | 160.7717 | 168.0958 | 177.4348 | 191.1755 | 206.3884 | 223.7182 | 239.7218
Reliability Response | 32.945 | 36.533 | 40.3298 | 44.1419 | 48.0083 | 51.6961 | 56.1222 | 60.4388 | 64.2847 | 68.3388 | 73.6107 | 79.6671 | 86.9685 | 92.8638 | 100.3721 | 108.1391 | 114.9962 | 123.1272 | 130.1973 | 137.1998 | 145.1439 | 152.8862 | 160.7717 | 168.0958 | 177.4348 | 191.1755 | 206.3884 | 223.7182 | 239.7218
Winter
Price band | 2022 | 2023 | 2024 | 2025 | 2026 | 2027 | 2028 | 2029 | 2030 | 2031 | 2032 | 2033 | 2034 | 2035 | 2036 | 2037 | 2038 | 2039 | 2040 | 2041 | 2042 | 2043 | 2044 | 2045 | 2046 | 2047 | 2048 | 2049 | 2050
$300 - $500 | 4.2975 | 4.6752 | 5.0373 | 5.3908 | 5.7784 | 6.2498 | 6.677 | 7.1057 | 7.5304 | 8.0044 | 8.6056 | 9.4529 | 10.2962 | 11.3146 | 12.2673 | 13.1507 | 14.0759 | 14.8878 | 15.7117 | 16.5153 | 17.3623 | 18.2631 | 19.1962 | 19.9965 | 20.9403 | 22.7682 | 24.7494 | 26.8664 | 29.2856
$500 - $1,000 | 12.3975 | 13.487 | 14.5316 | 15.5514 | 16.6696 | 18.0296 | 19.262 | 20.4987 | 21.724 | 23.0911 | 24.8256 | 27.2698 | 29.7026 | 32.6405 | 35.3889 | 37.9374 | 40.6065 | 42.9485 | 45.3253 | 47.6435 | 50.0872 | 52.6856 | 55.3774 | 57.6862 | 60.4089 | 65.682 | 71.3975 | 77.5046 | 84.4836
$1,000 - $7,500 | 14.3275 | 15.5867 | 16.7939 | 17.9724 | 19.2647 | 20.8364 | 22.2606 | 23.6899 | 25.1059 | 26.6858 | 28.6903 | 31.5151 | 34.3266 | 37.7219 | 40.8981 | 43.8433 | 46.928 | 49.6345 | 52.3814 | 55.0605 | 57.8846 | 60.8876 | 63.9984 | 66.6666 | 69.8132 | 75.9072 | 82.5124 | 89.5703 | 97.6357
$7,500 + | 32.945 | 35.8404 | 38.6162 | 41.3261 | 44.2977 | 47.9117 | 51.1866 | 54.4732 | 57.729 | 61.3621 | 65.9713 | 72.4665 | 78.9313 | 86.7386 | 94.0422 | 100.8144 | 107.9074 | 114.1308 | 120.4471 | 126.6073 | 133.1012 | 140.0063 | 147.1594 | 153.2947 | 160.5301 | 174.5428 | 189.731 | 205.9601 | 224.5059
Reliability Response | 32.945 | 35.8404 | 38.6162 | 41.3261 | 44.2977 | 47.9117 | 51.1866 | 54.4732 | 57.729 | 61.3621 | 65.9713 | 72.4665 | 78.9313 | 86.7386 | 94.0422 | 100.8144 | 107.9074 | 114.1308 | 120.4471 | 126.6073 | 133.1012 | 140.0063 | 147.1594 | 153.2947 | 160.5301 | 174.5428 | 189.731 | 205.9601 | 224.5059
Tasmania
Summer
Price band | 2021-22 | 2022-23 | 2023-24 | 2024-25 | 2025-26 | 2026-27 | 2027-28 | 2028-29 | 2029-30 | 2030-31 | 2031-32 | 2032-33 | 2033-34 | 2034-35 | 2035-36 | 2036-37 | 2037-38 | 2038-39 | 2039-40 | 2040-41 | 2041-42 | 2042-43 | 2043-44 | 2044-45 | 2045-46 | 2046-47 | 2047-48 | 2048-49 | 2049-50
$300 - $500 | 9.07 | 9.2441 | 9.3125 | 9.4289 | 9.4775 | 9.5482 | 9.6046 | 9.667 | 9.7182 | 9.7818 | 9.7979 | 9.9751 | 10.2138 | 10.3529 | 10.5069 | 10.7817 | 10.9148 | 10.9783 | 11.1111 | 11.146 | 11.1763 | 11.278 | 11.351 | 11.4232 | 11.5043 | 11.9789 | 12.4102 | 12.5966 | 12.7811
$500 - $1,000 | 26.35 | 26.8557 | 27.0546 | 27.3926 | 27.5339 | 27.7393 | 27.9031 | 28.0844 | 28.2331 | 28.4178 | 28.4648 | 28.9796 | 29.6729 | 30.0771 | 30.5244 | 31.3227 | 31.7096 | 31.8939 | 32.2797 | 32.3812 | 32.4693 | 32.7645 | 32.9767 | 33.1864 | 33.422 | 34.8008 | 36.0538 | 36.5953 | 37.1314
$1,000 - $7,500 | 26.35 | 26.8557 | 27.0546 | 27.3926 | 27.5339 | 27.7393 | 27.9031 | 28.0844 | 28.2331 | 28.4178 | 28.4648 | 28.9796 | 29.6729 | 30.0771 | 30.5244 | 31.3227 | 31.7096 | 31.8939 | 32.2797 | 32.3812 | 32.4693 | 32.7645 | 32.9767 | 33.1864 | 33.422 | 34.8008 | 36.0538 | 36.5953 | 37.1314
$7,500 + | 26.35 | 26.8557 | 27.0546 | 27.3926 | 27.5339 | 27.7393 | 27.9031 | 28.0844 | 28.2331 | 28.4178 | 28.4648 | 28.9796 | 29.6729 | 30.0771 | 30.5244 | 31.3227 | 31.7096 | 31.8939 | 32.2797 | 32.3812 | 32.4693 | 32.7645 | 32.9767 | 33.1864 | 33.422 | 34.8008 | 36.0538 | 36.5953 | 37.1314
Reliability Response | 26.35 | 26.8557 | 27.0546 | 27.3926 | 27.5339 | 27.7393 | 27.9031 | 28.0844 | 28.2331 | 28.4178 | 28.4648 | 28.9796 | 29.6729 | 30.0771 | 30.5244 | 31.3227 | 31.7096 | 31.8939 | 32.2797 | 32.3812 | 32.4693 | 32.7645 | 32.9767 | 33.1864 | 33.422 | 34.8008 | 36.0538 | 36.5953 | 37.1314
Winter
Price band | 2022 | 2023 | 2024 | 2025 | 2026 | 2027 | 2028 | 2029 | 2030 | 2031 | 2032 | 2033 | 2034 | 2035 | 2036 | 2037 | 2038 | 2039 | 2040 | 2041 | 2042 | 2043 | 2044 | 2045 | 2046 | 2047 | 2048 | 2049 | 2050
$300 - $500 | 9.07 | 9.2843 | 9.5012 | 9.6805 | 9.8792 | 10.0767 | 10.2467 | 10.4406 | 10.5925 | 10.731 | 10.8918 | 11.1794 | 11.4748 | 11.7832 | 12.0757 | 12.4798 | 12.7102 | 12.9061 | 13.1576 | 13.3078 | 13.4857 | 13.6886 | 13.8861 | 14.118 | 14.3348 | 14.9224 | 15.3917 | 15.7316 | 16.1733
$500 - $1,000 | 26.35 | 26.9725 | 27.6028 | 28.1235 | 28.7009 | 29.2746 | 29.7684 | 30.3318 | 30.7731 | 31.1755 | 31.6428 | 32.4783 | 33.3363 | 34.2323 | 35.0821 | 36.2562 | 36.9254 | 37.4945 | 38.2252 | 38.6617 | 39.1785 | 39.7679 | 40.3416 | 41.0154 | 41.6451 | 43.3523 | 44.7157 | 45.7032 | 46.9864
$1,000 - $7,500 | 26.35 | 26.9725 | 27.6028 | 28.1235 | 28.7009 | 29.2746 | 29.7684 | 30.3318 | 30.7731 | 31.1755 | 31.6428 | 32.4783 | 33.3363 | 34.2323 | 35.0821 | 36.2562 | 36.9254 | 37.4945 | 38.2252 | 38.6617 | 39.1785 | 39.7679 | 40.3416 | 41.0154 | 41.6451 | 43.3523 | 44.7157 | 45.7032 | 46.9864
$7,500 + | 26.35 | 26.9725 | 27.6028 | 28.1235 | 28.7009 | 29.2746 | 29.7684 | 30.3318 | 30.7731 | 31.1755 | 31.6428 | 32.4783 | 33.3363 | 34.2323 | 35.0821 | 36.2562 | 36.9254 | 37.4945 | 38.2252 | 38.6617 | 39.1785 | 39.7679 | 40.3416 | 41.0154 | 41.6451 | 43.3523 | 44.7157 | 45.7032 | 46.9864
Reliability Response | 26.35 | 26.9725 | 27.6028 | 28.1235 | 28.7009 | 29.2746 | 29.7684 | 30.3318 | 30.7731 | 31.1755 | 31.6428 | 32.4783 | 33.3363 | 34.2323 | 35.0821 | 36.2562 | 36.9254 | 37.4945 | 38.2252 | 38.6617 | 39.1785 | 39.7679 | 40.3416 | 41.0154 | 41.6451 | 43.3523 | 44.7157 | 45.7032 | 46.9864
Step Change
Queensland
Summer
Price band | 2021-22 | 2022-23 | 2023-24 | 2024-25 | 2025-26 | 2026-27 | 2027-28 | 2028-29 | 2029-30 | 2030-31 | 2031-32 | 2032-33 | 2033-34 | 2034-35 | 2035-36 | 2036-37 | 2037-38 | 2038-39 | 2039-40 | 2040-41 | 2041-42 | 2042-43 | 2043-44 | 2044-45 | 2045-46 | 2046-47 | 2047-48 | 2048-49 | 2049-50
$300 - $500 | 22.05 | 27.978 | 34.3381 | 40.5849 | 47.7133 | 54.823 | 61.7218 | 68.3308 | 75.9197 | 83.5698 | 91.7262 | 98.7743 | 107.3928 | 115.7638 | 125.0669 | 133.8328 | 142.0388 | 151.8671 | 161.9603 | 171.5756 | 181.0042 | 191.2061 | 202.126 | 212.6671 | 222.4561 | 234.8319 | 246.6319 | 258.7919 | 271.0466
$500 - $1,000 | 41.11 | 52.1621 | 64.02 | 75.6664 | 88.9566 | 102.2119 | 115.0741 | 127.3959 | 141.5445 | 155.8075 | 171.0143 | 184.1546 | 200.223 | 215.83 | 233.1746 | 249.5178 | 264.8171 | 283.141 | 301.9587 | 319.8855 | 337.464 | 356.4844 | 376.8435 | 396.4964 | 414.747 | 437.8204 | 459.8203 | 482.4915 | 505.3391
$1,000 - $7,500 | 41.11 | 52.1621 | 64.02 | 75.6664 | 88.9566 | 102.2119 | 115.0741 | 127.3959 | 141.5445 | 155.8075 | 171.0143 | 184.1546 | 200.223 | 215.83 | 233.1746 | 249.5178 | 264.8171 | 283.141 | 301.9587 | 319.8855 | 337.464 | 356.4844 | 376.8435 | 396.4964 | 414.747 | 437.8204 | 459.8203 | 482.4915 | 505.3391
$7,500 + | 44.71 | 56.73 | 69.6262 | 82.2925 | 96.7466 | 111.1626 | 125.1511 | 138.5519 | 153.9396 | 169.4516 | 185.99 | 200.2811 | 217.7565 | 234.7302 | 253.5937 | 271.3681 | 288.0071 | 307.9356 | 328.4012 | 347.8978 | 367.0157 | 387.7017 | 409.8437 | 431.2175 | 451.0664 | 476.1603 | 500.0867 | 524.7432 | 549.5916
Reliability Response | 104.0258 | 131.9925 | 161.9979 | 191.4683 | 225.0982 | 258.6397 | 291.1865 | 322.3659 | 358.1681 | 394.2595 | 432.7392 | 465.9898 | 506.6497 | 546.1419 | 590.0313 | 631.3866 | 670.1002 | 716.4675 | 764.0843 | 809.4467 | 853.928 | 902.0577 | 953.5749 | 1003.305 | 1049.4869 | 1107.8725 | 1163.5416 | 1220.9093 | 1278.7236
Winter
Price band | 2022 | 2023 | 2024 | 2025 | 2026 | 2027 | 2028 | 2029 | 2030 | 2031 | 2032 | 2033 | 2034 | 2035 | 2036 | 2037 | 2038 | 2039 | 2040 | 2041 | 2042 | 2043 | 2044 | 2045 | 2046 | 2047 | 2048 | 2049 | 2050
$300 - $500 | 22.05 | 34.5613 | 47.8398 | 60.7475 | 75.7806 | 90.5636 | 105.4112 | 120.3856 | 135.5294 | 152.8879 | 171.2948 | 188.454 | 206.0696 | 224.3256 | 244.1987 | 263.8469 | 285.243 | 305.4802 | 326.1403 | 346.7009 | 367.6546 | 389.3063 | 412.2687 | 435.0728 | 458.1396 | 482.7934 | 510.101 | 536.5647 | 568.2473
$500 - $1,000 | 41.11 | 64.4361 | 89.1925 | 113.2575 | 141.2852 | 168.8466 | 196.5286 | 224.4467 | 252.6809 | 285.0441 | 319.3619 | 351.3535 | 384.196 | 418.2324 | 455.2838 | 491.916 | 531.8069 | 569.537 | 608.0557 | 646.3888 | 685.4548 | 725.8224 | 768.6334 | 811.1493 | 854.155 | 900.1196 | 951.0318 | 1000.3708 | 1059.4398
$1,000 - $7,500 | 41.11 | 64.4361 | 89.1925 | 113.2575 | 141.2852 | 168.8466 | 196.5286 | 224.4467 | 252.6809 | 285.0441 | 319.3619 | 351.3535 | 384.196 | 418.2324 | 455.2838 | 491.916 | 531.8069 | 569.537 | 608.0557 | 646.3888 | 685.4548 | 725.8224 | 768.6334 | 811.1493 | 854.155 | 900.1196 | 951.0318 | 1000.3708 | 1059.4398
$7,500 + | 44.71 | 70.0788 | 97.0031 | 123.1755 | 153.6576 | 183.6325 | 213.7386 | 244.1015 | 274.8082 | 310.0054 | 347.3284 | 382.1215 | 417.84 | 454.857 | 495.1529 | 534.993 | 578.3772 | 619.4113 | 661.3031 | 702.993 | 745.4801 | 789.3826 | 835.9426 | 882.1816 | 928.9533 | 978.943 | 1034.3136 | 1087.9732 | 1152.2149
Reliability Response | 44.71 | 70.0788 | 97.0031 | 123.1755 | 153.6576 | 183.6325 | 213.7386 | 244.1015 | 274.8082 | 310.0054 | 347.3284 | 382.1215 | 417.84 | 454.857 | 495.1529 | 534.993 | 578.3772 | 619.4113 | 661.3031 | 702.993 | 745.4801 | 789.3826 | 835.9426 | 882.1816 | 928.9533 | 978.943 | 1034.3136 | 1087.9732 | 1152.2149
New South Wales
Summer
Price band | 2021-22 | 2022-23 | 2023-24 | 2024-25 | 2025-26 | 2026-27 | 2027-28 | 2028-29 | 2029-30 | 2030-31 | 2031-32 | 2032-33 | 2033-34 | 2034-35 | 2035-36 | 2036-37 | 2037-38 | 2038-39 | 2039-40 | 2040-41 | 2041-42 | 2042-43 | 2043-44 | 2044-45 | 2045-46 | 2046-47 | 2047-48 | 2048-49 | 2049-50
$300 - $500 | 18.13 | 19.7542 | 21.7123 | 23.5821 | 33.9072 | 46.5946 | 53.3702 | 60.8912 | 64.3276 | 68.0966 | 72.619 | 76.9569 | 81.5278 | 86.0043 | 90.813 | 94.8585 | 100.7158 | 105.105 | 111.4203 | 112.8395 | 112.9349 | 113.7254 | 116.1986 | 116.6256 | 119.0959 | 121.1274 | 122.5007 | 123.3522 | 125.0711
$500 - $1,000 | 41.7225 | 45.4602 | 49.9665 | 54.2694 | 78.0304 | 107.2281 | 122.8206 | 140.1287 | 148.037 | 156.7104 | 167.1178 | 177.1007 | 187.6196 | 197.9213 | 208.9877 | 218.2976 | 231.7769 | 241.8776 | 256.4111 | 259.677 | 259.8966 | 261.7159 | 267.4074 | 268.39 | 274.075 | 278.75 | 281.9105 | 283.87 | 287.8257
$1,000 - $7,500 | 45.44 | 49.5107 | 54.4185 | 59.1049 | 84.983 | 116.7822 | 133.764 | 152.6142 | 161.2271 | 170.6734 | 182.0081 | 192.8805 | 204.3367 | 215.5562 | 227.6086 | 237.748 | 252.4283 | 263.4291 | 279.2575 | 282.8144 | 283.0536 | 285.035 | 291.2335 | 292.3037 | 298.4953 | 303.5867 | 307.0288 | 309.163 | 313.4712
$7,500 + | 66.445 | 72.3974 | 79.5739 | 86.4266 | 124.267 | 170.7657 | 195.5974 | 223.1613 | 235.7557 | 249.5685 | 266.1428 | 282.041 | 298.7929 | 315.1987 | 332.8225 | 347.6489 | 369.1153 | 385.2012 | 408.3465 | 413.5476 | 413.8973 | 416.7946 | 425.8585 | 427.4234 | 436.4771 | 443.9221 | 448.9554 | 452.076 | 458.3757
Reliability Response | 308.445 | 336.0767 | 369.3909 | 401.2017 | 576.8613 | 792.713 | 907.9847 | 1035.9395 | 1094.4037 | 1158.5246 | 1235.4642 | 1309.2652 | 1387.0296 | 1463.187 | 1544.9986 | 1613.8246 | 1713.474 | 1788.1466 | 1895.5896 | 1919.7335 | 1921.3568 | 1934.8066 | 1976.882 | 1984.1465 | 2026.1747 | 2060.7353 | 2084.1002 | 2098.5867 | 2127.8305
Winter
Price band | 2022 | 2023 | 2024 | 2025 | 2026 | 2027 | 2028 | 2029 | 2030 | 2031 | 2032 | 2033 | 2034 | 2035 | 2036 | 2037 | 2038 | 2039 | 2040 | 2041 | 2042 | 2043 | 2044 | 2045 | 2046 | 2047 | 2048 | 2049 | 2050
$300 - $500 | 18.13 | 19.9093 | 21.6844 | 23.5901 | 25.5868 | 27.6622 | 29.7698 | 31.9073 | 33.9644 | 36.3043 | 38.7282 | 40.998 | 43.4012 | 45.9719 | 48.6067 | 51.2118 | 53.8984 | 56.5777 | 59.3405 | 62.0835 | 64.9737 | 67.8602 | 70.814 | 73.6001 | 76.6062 | 79.7395 | 82.8694 | 86.3381 | 90.037
$500 - $1,000 | 41.7225 | 45.8171 | 49.9023 | 54.2878 | 58.8827 | 63.659 | 68.5091 | 73.4281 | 78.1621 | 83.5469 | 89.125 | 94.3484 | 99.8791 | 105.7951 | 111.8585 | 117.8536 | 124.0363 | 130.2021 | 136.5601 | 142.8724 | 149.5236 | 156.1663 | 162.964 | 169.3757 | 176.2934 | 183.5041 | 190.707 | 198.6894 | 207.2017
$1,000 - $7,500 | 45.44 | 49.8994 | 54.3487 | 59.1249 | 64.1292 | 69.331 | 74.6133 | 79.9706 | 85.1263 | 90.991 | 97.0661 | 102.7549 | 108.7784 | 115.2215 | 121.8251 | 128.3544 | 135.088 | 141.8032 | 148.7276 | 155.6025 | 162.8463 | 170.0809 | 177.4842 | 184.4671 | 192.0013 | 199.8544 | 207.6991 | 216.3928 | 225.6635
$7,500 + | 66.445 | 72.9658 | 79.4718 | 86.4558 | 93.7734 | 101.3799 | 109.1039 | 116.9376 | 124.4767 | 133.0523 | 141.9357 | 150.2542 | 159.062 | 168.4835 | 178.1398 | 187.6873 | 197.5335 | 207.3529 | 217.4782 | 227.5309 | 238.1233 | 248.7021 | 259.5277 | 269.7385 | 280.7554 | 292.2387 | 303.7097 | 316.4221 | 329.9783
Reliability Response | 308.445 | 338.7153 | 368.9166 | 401.3373 | 435.3065 | 470.6164 | 506.4724 | 542.8374 | 577.8344 | 617.6436 | 658.8811 | 697.4967 | 738.3833 | 782.119 | 826.9445 | 871.2651 | 916.972 | 962.5549 | 1009.5576 | 1056.2236 | 1105.3945 | 1154.5024 | 1204.7563 | 1252.156 | 1303.2976 | 1356.6043 | 1409.8537 | 1468.8661 | 1531.7954
Victoria
Summer
Price band | 2021-22 | 2022-23 | 2023-24 | 2024-25 | 2025-26 | 2026-27 | 2027-28 | 2028-29 | 2029-30 | 2030-31 | 2031-32 | 2032-33 | 2033-34 | 2034-35 | 2035-36 | 2036-37 | 2037-38 | 2038-39 | 2039-40 | 2040-41 | 2041-42 | 2042-43 | 2043-44 | 2044-45 | 2045-46 | 2046-47 | 2047-48 | 2048-49 | 2049-50
$300 - $500 | 3.04 | 3.4369 | 3.7607 | 4.1097 | 4.3869 | 4.7469 | 5.1057 | 5.4914 | 5.8672 | 6.2948 | 6.8181 | 7.2832 | 7.7531 | 8.2888 | 8.863 | 9.3778 | 9.9283 | 10.5069 | 11.0059 | 11.5525 | 12.1596 | 12.7663 | 13.4 | 13.9686 | 14.552 | 15.1416 | 15.8974 | 16.5029 | 17.3253
$500 - $1,000 | 41.805 | 47.2636 | 51.7157 | 56.5146 | 60.3265 | 65.2775 | 70.212 | 75.5158 | 80.6835 | 86.5632 | 93.7598 | 100.156 | 106.6175 | 113.9847 | 121.8803 | 128.9602 | 136.5301 | 144.487 | 151.3499 | 158.8664 | 167.2146 | 175.5582 | 184.2718 | 192.0909 | 200.114 | 208.222 | 218.6158 | 226.9423 | 238.2515
$1,000 - $7,500 | 49.55 | 56.0199 | 61.2968 | 66.9848 | 71.5029 | 77.3711 | 83.2198 | 89.5062 | 95.6313 | 102.6004 | 111.1302 | 118.7114 | 126.37 | 135.1021 | 144.4604 | 152.852 | 161.8244 | 171.2554 | 179.3897 | 188.2987 | 198.1936 | 208.0829 | 218.411 | 227.6786 | 237.1881 | 246.7983 | 259.1177 | 268.9867 | 282.3912
$7,500 + | 65.22 | 73.736 | 80.6817 | 88.1684 | 94.1154 | 101.8394 | 109.5378 | 117.8122 | 125.8743 | 135.0474 | 146.2748 | 156.2535 | 166.3341 | 177.8276 | 190.1454 | 201.1909 | 213.0007 | 225.4143 | 236.121 | 247.8475 | 260.8716 | 273.8884 | 287.4826 | 299.6811 | 312.198 | 324.8473 | 341.0627 | 354.0527 | 371.6963
Reliability Response | 212.22 | 239.9302 | 262.5309 | 286.8922 | 306.2429 | 331.3762 | 356.426 | 383.3501 | 409.5838 | 439.4319 | 475.9649 | 508.4347 | 541.236 | 578.6351 | 618.7161 | 654.6571 | 693.0851 | 733.4778 | 768.3164 | 806.4734 | 848.8527 | 891.2081 | 935.4424 | 975.1352 | 1015.864 | 1057.0237 | 1109.7871 | 1152.0557 | 1209.4664
Winter
Price band | 2022 | 2023 | 2024 | 2025 | 2026 | 2027 | 2028 | 2029 | 2030 | 2031 | 2032 | 2033 | 2034 | 2035 | 2036 | 2037 | 2038 | 2039 | 2040 | 2041 | 2042 | 2043 | 2044 | 2045 | 2046 | 2047 | 2048 | 2049 | 2050
$300 - $500 | 3.04 | 3.4349 | 3.895 | 4.2243 | 4.5868 | 5.0777 | 5.5168 | 5.9463 | 6.3931 | 6.9206 | 7.6831 | 8.2915 | 8.9228 | 9.5765 | 10.2686 | 11.0146 | 11.7268 | 12.4173 | 13.1521 | 13.8647 | 14.6588 | 15.5514 | 16.4091 | 17.2509 | 18.1441 | 19.1564 | 20.1784 | 21.2889 | 22.3019
$500 - $1,000 | 41.805 | 47.2362 | 53.5621 | 58.0911 | 63.0755 | 69.8272 | 75.8651 | 81.7708 | 87.9162 | 95.1702 | 105.6547 | 114.0222 | 122.7033 | 131.6932 | 141.2106 | 151.4683 | 161.2625 | 170.7578 | 180.8637 | 190.6628 | 201.5831 | 213.8577 | 225.6526 | 237.2287 | 249.5106 | 263.432 | 277.4866 | 292.7573 | 306.6882
$1,000 - $7,500 | 49.55 | 55.9874 | 63.4853 | 68.8534 | 74.7612 | 82.7637 | 89.9203 | 96.92 | 104.204 | 112.8019 | 125.2288 | 135.1465 | 145.4359 | 156.0914 | 167.3719 | 179.5301 | 191.1387 | 202.3932 | 214.3714 | 225.986 | 238.9294 | 253.478 | 267.4581 | 281.1788 | 295.7362 | 312.2367 | 328.8951 | 346.9949 | 363.5067
$7,500 + | 65.22 | 73.6932 | 83.5623 | 90.628 | 98.4041 | 108.9374 | 118.3572 | 127.5706 | 137.1582 | 148.4751 | 164.832 | 177.886 | 191.4294 | 205.4547 | 220.3027 | 236.3058 | 251.5856 | 266.3993 | 282.1655 | 297.4532 | 314.4899 | 333.6394 | 352.0407 | 370.1006 | 389.2617 | 410.9804 | 432.907 | 456.7307 | 478.4643
Reliability Response | 187.22 | 211.5431 | 239.8733 | 260.156 | 282.478 | 312.7148 | 339.7553 | 366.2032 | 393.7251 | 426.2115 | 473.1653 | 510.6382 | 549.5157 | 589.7765 | 632.3991 | 678.3376 | 722.1997 | 764.7237 | 809.9821 | 853.8666 | 902.7722 | 957.7426 | 1010.565 | 1062.4076 | 1117.4114 | 1179.757 | 1242.6992 | 1311.0876 | 1373.4758
South Australia
Summer
Price band | 2021-22 | 2022-23 | 2023-24 | 2024-25 | 2025-26 | 2026-27 | 2027-28 | 2028-29 | 2029-30 | 2030-31 | 2031-32 | 2032-33 | 2033-34 | 2034-35 | 2035-36 | 2036-37 | 2037-38 | 2038-39 | 2039-40 | 2040-41 | 2041-42 | 2042-43 | 2043-44 | 2044-45 | 2045-46 | 2046-47 | 2047-48 | 2048-49 | 2049-50
$300 - $500 | 4.2975 | 5.483 | 6.6979 | 7.8887 | 9.0576 | 10.4005 | 11.6952 | 13.0562 | 14.2645 | 15.6413 | 17.1773 | 18.7008 | 20.2444 | 22.0044 | 23.8046 | 25.647 | 27.5191 | 29.3625 | 31.4736 | 33.2398 | 35.5125 | 37.595 | 39.4892 | 41.6922 | 43.3994 | 45.9212 | 48.3292 | 51.0288 | 53.2846
$500 - $1,000 | 12.3975 | 15.8175 | 19.3223 | 22.7575 | 26.1294 | 30.0036 | 33.7385 | 37.6648 | 41.1504 | 45.1223 | 49.5535 | 53.9483 | 58.4014 | 63.4788 | 68.6719 | 73.9868 | 79.3877 | 84.7055 | 90.7956 | 95.8909 | 102.4471 | 108.4545 | 113.9191 | 120.2744 | 125.1992 | 132.4743 | 139.421 | 147.2087 | 153.7164
$1,000 - $7,500 | 14.3275 | 18.28 | 22.3303 | 26.3003 | 30.1971 | 34.6744 | 38.9908 | 43.5283 | 47.5565 | 52.1468 | 57.2678 | 62.3468 | 67.4931 | 73.361 | 79.3625 | 85.5048 | 91.7465 | 97.8921 | 104.9303 | 110.8188 | 118.3958 | 125.3384 | 131.6536 | 138.9983 | 144.6897 | 153.0975 | 161.1256 | 170.1257 | 177.6464
$7,500 + | 32.945 | 42.0334 | 51.3468 | 60.4756 | 69.436 | 79.7312 | 89.6564 | 100.09 | 109.3526 | 119.9076 | 131.683 | 143.3618 | 155.1953 | 168.688 | 182.488 | 196.6118 | 210.964 | 225.0955 | 241.2792 | 254.8195 | 272.2421 | 288.2061 | 302.7276 | 319.6162 | 332.7031 | 352.036 | 370.496 | 391.1911 | 408.4845
Reliability Response | 32.945 | 42.0334 | 51.3468 | 60.4756 | 69.436 | 79.7312 | 89.6564 | 100.09 | 109.3526 | 119.9076 | 131.683 | 143.3618 | 155.1953 | 168.688 | 182.488 | 196.6118 | 210.964 | 225.0955 | 241.2792 | 254.8195 | 272.2421 | 288.2061 | 302.7276 | 319.6162 | 332.7031 | 352.036 | 370.496 | 391.1911 | 408.4845
Winter
Price band | 2022 | 2023 | 2024 | 2025 | 2026 | 2027 | 2028 | 2029 | 2030 | 2031 | 2032 | 2033 | 2034 | 2035 | 2036 | 2037 | 2038 | 2039 | 2040 | 2041 | 2042 | 2043 | 2044 | 2045 | 2046 | 2047 | 2048 | 2049 | 2050
$300 - $500 | 4.2975 | 5.2484 | 6.2101 | 7.2745 | 8.3347 | 9.4901 | 10.6469 | 11.7913 | 12.9002 | 14.2141 | 15.5666 | 16.887 | 18.3389 | 19.8463 | 21.4515 | 23.0769 | 24.8639 | 26.674 | 28.4652 | 30.1168 | 32.0411 | 33.8925 | 35.7751 | 37.5256 | 39.2747 | 41.2516 | 43.1871 | 45.2693 | 47.389
$500 - $1,000 | 12.3975 | 15.1406 | 17.915 | 20.9856 | 24.0441 | 27.3771 | 30.7145 | 34.0157 | 37.2147 | 41.0051 | 44.9069 | 48.7159 | 52.9043 | 57.2528 | 61.8837 | 66.5726 | 71.7277 | 76.9495 | 82.1168 | 86.8815 | 92.4327 | 97.7736 | 103.2046 | 108.2544 | 113.3003 | 119.0032 | 124.5869 | 130.5936 | 136.7085
$1,000 - $7,500 | 14.3275 | 17.4976 | 20.704 | 24.2526 | 27.7873 | 31.6391 | 35.496 | 39.3112 | 43.0081 | 47.3886 | 51.8979 | 56.2998 | 61.1403 | 66.1658 | 71.5175 | 76.9364 | 82.8941 | 88.9288 | 94.9005 | 100.4069 | 106.8223 | 112.9947 | 119.2711 | 125.1071 | 130.9385 | 137.5292 | 143.9822 | 150.924 | 157.9908
$7,500 + | 32.945 | 40.2345 | 47.6072 | 55.767 | 63.8947 | 72.7517 | 81.6204 | 90.3931 | 98.894 | 108.9665 | 119.3352 | 129.4571 | 140.5875 | 152.1432 | 164.4491 | 176.9095 | 190.6086 | 204.4849 | 218.2165 | 230.878 | 245.6298 | 259.8228 | 274.2549 | 287.6743 | 301.0831 | 316.2381 | 331.0761 | 347.0383 | 363.2879
Reliability Response | 32.945 | 40.2345 | 47.6072 | 55.767 | 63.8947 | 72.7517 | 81.6204 | 90.3931 | 98.894 | 108.9665 | 119.3352 | 129.4571 | 140.5875 | 152.1432 | 164.4491 | 176.9095 | 190.6086 | 204.4849 | 218.2165 | 230.878 | 245.6298 | 259.8228 | 274.2549 | 287.6743 | 301.0831 | 316.2381 | 331.0761 | 347.0383 | 363.2879
Tasmania
Summer
Price band | 2021-22 | 2022-23 | 2023-24 | 2024-25 | 2025-26 | 2026-27 | 2027-28 | 2028-29 | 2029-30 | 2030-31 | 2031-32 | 2032-33 | 2033-34 | 2034-35 | 2035-36 | 2036-37 | 2037-38 | 2038-39 | 2039-40 | 2040-41 | 2041-42 | 2042-43 | 2043-44 | 2044-45 | 2045-46 | 2046-47 | 2047-48 | 2048-49 | 2049-50
$300 - $500 | 9.07 | 9.6365 | 10.1563 | 10.718 | 11.2865 | 11.7799 | 12.1835 | 12.6139 | 13.0257 | 13.3864 | 13.9377 | 14.3072 | 14.6673 | 14.998 | 15.4196 | 15.8923 | 16.2993 | 16.695 | 17.1186 | 17.4878 | 17.8728 | 18.2468 | 18.6465 | 19.1176 | 19.6907 | 20.3962 | 21.1697 | 21.8614 | 22.7005
$500 - $1,000 | 26.35 | 27.9957 | 29.5059 | 31.1377 | 32.7894 | 34.2229 | 35.3952 | 36.6457 | 37.8419 | 38.8899 | 40.4914 | 41.5651 | 42.6111 | 43.572 | 44.7967 | 46.1702 | 47.3523 | 48.5021 | 49.7327 | 50.8052 | 51.9237 | 53.0103 | 54.1715 | 55.54 | 57.2052 | 59.2546 | 61.5019 | 63.5113 | 65.9491
$1,000 - $7,500 | 26.35 | 27.9957 | 29.5059 | 31.1377 | 32.7894 | 34.2229 | 35.3952 | 36.6457 | 37.8419 | 38.8899 | 40.4914 | 41.5651 | 42.6111 | 43.572 | 44.7967 | 46.1702 | 47.3523 | 48.5021 | 49.7327 | 50.8052 | 51.9237 | 53.0103 | 54.1715 | 55.54 | 57.2052 | 59.2546 | 61.5019 | 63.5113 | 65.9491
$7,500 + | 26.35 | 27.9957 | 29.5059 | 31.1377 | 32.7894 | 34.2229 | 35.3952 | 36.6457 | 37.8419 | 38.8899 | 40.4914 | 41.5651 | 42.6111 | 43.572 | 44.7967 | 46.1702 | 47.3523 | 48.5021 | 49.7327 | 50.8052 | 51.9237 | 53.0103 | 54.1715 | 55.54 | 57.2052 | 59.2546 | 61.5019 | 63.5113 | 65.9491
Reliability Response | 26.35 | 27.9957 | 29.5059 | 31.1377 | 32.7894 | 34.2229 | 35.3952 | 36.6457 | 37.8419 | 38.8899 | 40.4914 | 41.5651 | 42.6111 | 43.572 | 44.7967 | 46.1702 | 47.3523 | 48.5021 | 49.7327 | 50.8052 | 51.9237 | 53.0103 | 54.1715 | 55.54 | 57.2052 | 59.2546 | 61.5019 | 63.5113 | 65.9491
Winter
Price band | 2022 | 2023 | 2024 | 2025 | 2026 | 2027 | 2028 | 2029 | 2030 | 2031 | 2032 | 2033 | 2034 | 2035 | 2036 | 2037 | 2038 | 2039 | 2040 | 2041 | 2042 | 2043 | 2044 | 2045 | 2046 | 2047 | 2048 | 2049 | 2050
$300 - $500 | 9.07 | 9.7927 | 10.5474 | 11.2707 | 12.0375 | 12.7553 | 13.3917 | 14.0399 | 14.6796 | 15.2282 | 16.0084 | 16.5724 | 17.1558 | 17.7432 | 18.4075 | 19.0931 | 19.7123 | 20.3615 | 21.0184 | 21.5851 | 22.22 | 22.8377 | 23.5042 | 24.1556 | 24.8856 | 25.625 | 26.4517 | 27.5064 | 28.5081
$500 - $1,000 | 26.35 | 28.4494 | 30.6421 | 32.7434 | 34.9712 | 37.0563 | 38.9053 | 40.7884 | 42.647 | 44.2406 | 46.5073 | 48.146 | 49.8408 | 51.5471 | 53.4771 | 55.4688 | 57.2678 | 59.1538 | 61.0623 | 62.7086 | 64.5531 | 66.3478 | 68.2841 | 70.1765 | 72.2973 | 74.4452 | 76.8469 | 79.911 | 82.8213
$1,000 - $7,500 | 26.35 | 28.4494 | 30.6421 | 32.7434 | 34.9712 | 37.0563 | 38.9053 | 40.7884 | 42.647 | 44.2406 | 46.5073 | 48.146 | 49.8408 | 51.5471 | 53.4771 | 55.4688 | 57.2678 | 59.1538 | 61.0623 | 62.7086 | 64.5531 | 66.3478 | 68.2841 | 70.1765 | 72.2973 | 74.4452 | 76.8469 | 79.911 | 82.8213
$7,500 + | 26.35 | 28.4494 | 30.6421 | 32.7434 | 34.9712 | 37.0563 | 38.9053 | 40.7884 | 42.647 | 44.2406 | 46.5073 | 48.146 | 49.8408 | 51.5471 | 53.4771 | 55.4688 | 57.2678 | 59.1538 | 61.0623 | 62.7086 | 64.5531 | 66.3478 | 68.2841 | 70.1765 | 72.2973 | 74.4452 | 76.8469 | 79.911 | 82.8213
Reliability Response | 26.35 | 28.4494 | 30.6421 | 32.7434 | 34.9712 | 37.0563 | 38.9053 | 40.7884 | 42.647 | 44.2406 | 46.5073 | 48.146 | 49.8408 | 51.5471 | 53.4771 | 55.4688 | 57.2678 | 59.1538 | 61.0623 | 62.7086 | 64.5531 | 66.3478 | 68.2841 | 70.1765 | 72.2973 | 74.4452 | 76.8469 | 79.911 | 82.8213
Hydrogen Superpower
Queensland
Summer
Price band | 2021-22 | 2022-23 | 2023-24 | 2024-25 | 2025-26 | 2026-27 | 2027-28 | 2028-29 | 2029-30 | 2030-31 | 2031-32 | 2032-33 | 2033-34 | 2034-35 | 2035-36 | 2036-37 | 2037-38 | 2038-39 | 2039-40 | 2040-41 | 2041-42 | 2042-43 | 2043-44 | 2044-45 | 2045-46 | 2046-47 | 2047-48 | 2048-49 | 2049-50
$300 - $500 | 22.05 | 28.0382 | 34.3407 | 40.6997 | 47.1723 | 56.1887 | 63.1934 | 70.3653 | 78.4615 | 87.3179 | 97.7923 | 107.0471 | 117.8625 | 128.7313 | 140.3608 | 152.0328 | 165.9815 | 178.1804 | 192.0305 | 203.4228 | 214.5278 | 225.5935 | 237.0333 | 247.703 | 256.7809 | 265.446 | 273.3073 | 282.1014 | 290.6932
$500 - $1,000 | 41.11 | 52.2743 | 64.0247 | 75.8806 | 87.9481 | 104.7581 | 117.8177 | 131.189 | 146.2835 | 162.7954 | 182.3238 | 199.5786 | 219.7427 | 240.0065 | 261.6885 | 283.4498 | 309.4558 | 332.1993 | 358.0215 | 379.2614 | 399.9654 | 420.5963 | 441.9247 | 461.8173 | 478.742 | 494.8973 | 509.5539 | 525.9496 | 541.9681
$1,000 - $7,500 | 41.11 | 52.2743 | 64.0247 | 75.8806 | 87.9481 | 104.7581 | 117.8177 | 131.189 | 146.2835 | 162.7954 | 182.3238 | 199.5786 | 219.7427 | 240.0065 | 261.6885 | 283.4498 | 309.4558 | 332.1993 | 358.0215 | 379.2614 | 399.9654 | 420.5963 | 441.9247 | 461.8173 | 478.742 | 494.8973 | 509.5539 | 525.9496 | 541.9681
$7,500 + | 44.71 | 56.852 | 69.6314 | 82.5254 | 95.6497 | 113.9318 | 128.135 | 142.6772 | 159.0936 | 177.0514 | 198.2899 | 217.0557 | 238.9856 | 261.0239 | 284.6046 | 308.2715 | 336.5549 | 361.29 | 389.3734 | 412.4733 | 434.9903 | 457.4279 | 480.624 | 502.2586 | 520.6654 | 538.2354 | 554.1755 | 572.007 | 589.4282
Reliability Response | 104.0258 | 132.2764 | 162.0099 | 192.0102 | 222.5461 | 265.0828 | 298.1291 | 331.9641 | 370.1598 | 411.9418 | 461.3571 | 505.019 | 556.0429 | 607.319 | 662.1837 | 717.2491 | 783.0554 | 840.606 | 905.9471 | 959.6931 | 1012.0831 | 1064.2882 | 1118.2581 | 1168.5947 | 1211.4217 | 1252.3013 | 1289.3888 | 1330.877 | 1371.4105
Winter
Price band | 2022 | 2023 | 2024 | 2025 | 2026 | 2027 | 2028 | 2029 | 2030 | 2031 | 2032 | 2033 | 2034 | 2035 | 2036 | 2037 | 2038 | 2039 | 2040 | 2041 | 2042 | 2043 | 2044 | 2045 | 2046 | 2047 | 2048 | 2049 | 2050
$300 - $500 | 22.05 | 34.6175 | 47.5498 | 60.3884 | 74.5587 | 92.9452 | 108.3818 | 124.5186 | 141.6712 | 160.5518 | 183.9018 | 205.5736 | 227.9375 | 251.4667 | 276.6104 | 302.1482 | 335.3277 | 361.7331 | 389.7328 | 415.3487 | 439.1138 | 462.8748 | 487.5207 | 514.4581 | 534.4425 | 551.556 | 570.2284 | 588.048 | 611.4634
$500 - $1,000 | 41.11 | 64.5408 | 88.6519 | 112.588 | 139.0071 | 173.2869 | 202.0669 | 232.1523 | 264.1317 | 299.3327 | 342.8663 | 383.2712 | 424.9665 | 468.8343 | 515.7122 | 563.3249 | 625.1846 | 674.4149 | 726.6174 | 774.3758 | 818.6833 | 862.9834 | 908.9332 | 959.1552 | 996.4141 | 1028.3204 | 1063.1332 | 1096.3561 | 1140.0118
$1,000 - $7,500 | 41.11 | 64.5408 | 88.6519 | 112.588 | 139.0071 | 173.2869 | 202.0669 | 232.1523 | 264.1317 | 299.3327 | 342.8663 | 383.2712 | 424.9665 | 468.8343 | 515.7122 | 563.3249 | 625.1846 | 674.4149 | 726.6174 | 774.3758 | 818.6833 | 862.9834 | 908.9332 | 959.1552 | 996.4141 | 1028.3204 | 1063.1332 | 1096.3561 | 1140.0118
$7,500 + | 44.71 | 70.1927 | 96.4151 | 122.4473 | 151.18 | 188.4616 | 219.7619 | 252.4818 | 287.2617 | 325.5452 | 372.891 | 416.8342 | 462.1808 | 509.8901 | 560.873 | 612.6552 | 679.932 | 733.4734 | 790.2472 | 842.1879 | 890.3754 | 938.5548 | 988.5284 | 1043.1484 | 1083.67 | 1118.3704 | 1156.2317 | 1192.364 | 1239.8425
Reliability Response | 44.71 | 70.1927 | 96.4151 | 122.4473 | 151.18 | 188.4616 | 219.7619 | 252.4818 | 287.2617 | 325.5452 | 372.891 | 416.8342 | 462.1808 | 509.8901 | 560.873 | 612.6552 | 679.932 | 733.4734 | 790.2472 | 842.1879 | 890.3754 | 938.5548 | 988.5284 | 1043.1484 | 1083.67 | 1118.3704 | 1156.2317 | 1192.364 | 1239.8425
New South Wales
Summer
Price band | 2021-22 | 2022-23 | 2023-24 | 2024-25 | 2025-26 | 2026-27 | 2027-28 | 2028-29 | 2029-30 | 2030-31 | 2031-32 | 2032-33 | 2033-34 | 2034-35 | 2035-36 | 2036-37 | 2037-38 | 2038-39 | 2039-40 | 2040-41 | 2041-42 | 2042-43 | 2043-44 | 2044-45 | 2045-46 | 2046-47 | 2047-48 | 2048-49 | 2049-50
$300 - $500 | 18.13 | 19.9322 | 21.8746 | 23.7794 | 34.0691 | 47.2354 | 54.3014 | 62.9091 | 68.011 | 69.2868 | 70.7289 | 72.3716 | 73.9418 | 75.4451 | 76.7476 | 77.078 | 79.0339 | 80.2249 | 82.2067 | 83.5464 | 84.0269 | 84.5828 | 86.5068 | 86.9206 | 89.3572 | 92.814 | 96.0003 | 98.8776 | 102.7239
$500 - $1,000 | 41.7225 | 45.8699 | 50.34 | 54.7235 | 78.4031 | 108.7026 | 124.9635 | 144.7725 | 156.5135 | 159.4494 | 162.7681 | 166.5485 | 170.1619 | 173.6215 | 176.6189 | 177.3792 | 181.8804 | 184.6213 | 189.1819 | 192.2649 | 193.3707 | 194.6501 | 199.0777 | 200.0299 | 205.6375 | 213.5925 | 220.9252 | 227.5466 | 236.3981
$1,000 - $7,500 | 45.44 | 49.9569 | 54.8253 | 59.5994 | 85.3889 | 118.3881 | 136.0979 | 157.6718 | 170.4589 | 173.6564 | 177.2708 | 181.3881 | 185.3234 | 189.0912 | 192.3558 | 193.1838 | 198.0861 | 201.0712 | 206.0382 | 209.3959 | 210.6002 | 211.9936 | 216.8157 | 217.8527 | 223.9599 | 232.6237 | 240.6098 | 247.8211 | 257.4613
$7,500 + | 66.445 | 73.0499 | 80.1687 | 87.1497 | 124.8606 | 173.1139 | 199.0102 | 230.5569 | 249.2549 | 253.9305 | 259.2156 | 265.2362 | 270.9907 | 276.5002 | 281.2737 | 282.4846 | 289.653 | 294.0179 | 301.2809 | 306.1908 | 307.9518 | 309.9893 | 317.0405 | 318.5569 | 327.4871 | 340.1559 | 351.8336 | 362.3784 | 376.4749
Reliability Response | 308.445 | 339.1054 | 372.1521 | 404.5586 | 579.6165 | 803.614 | 923.8272 | 1070.2705 | 1157.0688 | 1178.7731 | 1203.3074 | 1231.2557 | 1257.9685 | 1283.5442 | 1305.7036 | 1311.3245 | 1344.6009 | 1364.8634 | 1398.5792 | 1421.3712 | 1429.546 | 1439.0045 | 1471.7367 | 1478.7761 | 1520.2312 | 1579.041 | 1633.2501 | 1682.2005 | 1747.6378
Winter
Price band | 2022 | 2023 | 2024 | 2025 | 2026 | 2027 | 2028 | 2029 | 2030 | 2031 | 2032 | 2033 | 2034 | 2035 | 2036 | 2037 | 2038 | 2039 | 2040 | 2041 | 2042 | 2043 | 2044 | 2045 | 2046 | 2047 | 2048 | 2049 | 2050
$300 - $500 | 18.13 | 19.9529 | 21.7148 | 23.6435 | 25.7163 | 27.9561 | 30.1972 | 32.8917 | 35.7154 | 38.4092 | 41.058 | 43.7787 | 46.5084 | 49.3214 | 52.1867 | 55.1636 | 58.2561 | 61.2492 | 64.3463 | 67.3251 | 70.3356 | 73.5129 | 76.8221 | 80.155 | 82.9644 | 86.2615 | 89.5863 | 92.9924 | 96.3227
$500 - $1,000 | 41.7225 | 45.9176 | 49.9723 | 54.4107 | 59.1809 | 64.3353 | 69.4926 | 75.6936 | 82.1918 | 88.391 | 94.4867 | 100.7477 | 107.0296 | 113.5032 | 120.097 | 126.9477 | 134.0646 | 140.9526 | 148.08 | 154.935 | 161.863 | 169.175 | 176.7904 | 184.4603 | 190.9257 | 198.5133 | 206.1646 | 214.0031 | 221.667
$1,000 - $7,500 | 45.44 | 50.0089 | 54.4248 | 59.2588 | 64.454 | 70.0676 | 75.6845 | 82.4379 | 89.5151 | 96.2667 | 102.9055 | 109.7244 | 116.566 | 123.6164 | 130.7977 | 138.2588 | 146.0099 | 153.5116 | 161.274 | 168.7398 | 176.2851 | 184.2486 | 192.5425 | 200.8958 | 207.9373 | 216.201 | 224.534 | 233.0709 | 241.4177
$7,500 + | 66.445 | 73.1259 | 79.5831 | 86.6516 | 94.2483 | 102.4569 | 110.6702 | 120.5455 | 130.8942 | 140.7667 | 150.4744 | 160.4453 | 170.4495 | 180.7591 | 191.26 | 202.17 | 213.5041 | 224.4736 | 235.8242 | 246.7411 | 257.7743 | 269.419 | 281.5468 | 293.7615 | 304.058 | 316.1416 | 328.3266 | 340.8097 | 353.0149
Reliability Response | 308.445 | 339.4585 | 369.4336 | 402.2462 | 437.511 | 475.6164 | 513.7433 | 559.5854 | 607.6253 | 653.4547 | 698.5188 | 744.8049 | 791.2456 | 839.1037 | 887.85 | 938.4955 | 991.1094 | 1042.031 | 1094.7217 | 1145.3993 | 1196.6167 | 1250.6725 | 1306.9714 | 1363.6734 | 1411.4706 | 1467.564 | 1524.1282 | 1582.0763 | 1638.7339
Victoria
Summer
Price band | 2021-22 | 2022-23 | 2023-24 | 2024-25 | 2025-26 | 2026-27 | 2027-28 | 2028-29 | 2029-30 | 2030-31 | 2031-32 | 2032-33 | 2033-34 | 2034-35 | 2035-36 | 2036-37 | 2037-38 | 2038-39 | 2039-40 | 2040-41 | 2041-42 | 2042-43 | 2043-44 | 2044-45 | 2045-46 | 2046-47 | 2047-48 | 2048-49 | 2049-50
$300 - $500 | 3.04 | 3.3844 | 3.754 | 4.0971 | 4.3754 | 4.7246 | 5.3104 | 5.8513 | 6.3065 | 6.8537 | 7.4415 | 7.9715 | 8.4982 | 9.1275 | 9.7435 | 10.3252 | 10.9031 | 11.5734 | 12.1381 | 12.7946 | 13.4218 | 14.1376 | 14.8615 | 15.5111 | 16.0749 | 16.655 | 17.3646 | 17.45 | 18.2386
$500 - $1,000 | 41.805 | 46.541 | 51.623 | 56.3421 | 60.1683 | 64.9711 | 73.0261 | 80.4645 | 86.7242 | 94.2495 | 102.3327 | 109.6215 | 116.8636 | 125.5184 | 133.9889 | 141.9892 | 149.9356 | 159.1529 | 166.9195 | 175.9467 | 184.5716 | 194.4149 | 204.3698 | 213.3035 | 221.0563 | 229.0342 | 238.7912 | 239.966 | 250.8106
$1,000 - $7,500 | 49.55 | 55.1634 | 61.187 | 66.7803 | 71.3154 | 77.008 | 86.5553 | 95.3718 | 102.7912 | 111.7106 | 121.2914 | 129.9305 | 138.5143 | 148.7726 | 158.8123 | 168.2948 | 177.7134 | 188.6383 | 197.8438 | 208.5434 | 218.7663 | 230.4331 | 242.2323 | 252.8211 | 262.0102 | 271.4662 | 283.0308 | 284.4233 | 297.277
$7,500 + | 65.22 | 72.6086 | 80.5371 | 87.8993 | 93.8687 | 101.3615 | 113.928 | 125.5327 | 135.2985 | 147.0387 | 159.6494 | 171.0205 | 182.319 | 195.8213 | 209.0361 | 221.5174 | 233.9145 | 248.2945 | 260.4111 | 274.4945 | 287.9503 | 303.3068 | 318.8374 | 332.7749 | 344.87 | 357.3163 | 372.5383 | 374.3711 | 391.2897
Reliability Response | 212.22 | 236.2618 | 262.0605 | 286.0164 | 305.4402 | 329.8211 | 370.7115 | 408.4722 | 440.2491 | 478.4506 | 519.4846 | 556.4853 | 593.2495 | 637.1849 | 680.1846 | 720.7975 | 761.1368 | 807.9279 | 847.3543 | 893.1804 | 936.9643 | 986.9328 | 1037.468 | 1082.8194 | 1122.1758 | 1162.6751 | 1212.206 | 1218.1698 | 1273.2214
Winter
Price band | 2022 | 2023 | 2024 | 2025 | 2026 | 2027 | 2028 | 2029 | 2030 | 2031 | 2032 | 2033 | 2034 | 2035 | 2036 | 2037 | 2038 | 2039 | 2040 | 2041 | 2042 | 2043 | 2044 | 2045 | 2046 | 2047 | 2048 | 2049 | 2050
$300 - $500 | 3.04 | 3.37 | 3.8471 | 4.1771 | 4.5481 | 4.9905 | 5.6786 | 6.2747 | 6.8175 | 7.4181 | 8.0436 | 8.6571 | 9.2883 | 9.9211 | 10.5638 | 11.2638 | 11.9108 | 12.5798 | 13.288 | 14.0433 | 15.046 | 16.0301 | 17.0091 | 17.969 | 18.7855 | 19.5248 | 20.1049 | 20.9517 | 21.666
$500 - $1,000 | 41.805 | 46.3435 | 52.9035 | 57.4415 | 62.544 | 68.6274 | 78.0904 | 86.2868 | 93.7522 | 102.0104 | 110.6121 | 119.0489 | 127.7299 | 136.4308 | 145.2701 | 154.8955 | 163.7934 | 172.9935 | 182.7325 | 193.1189 | 206.9069 | 220.4404 | 233.9029 | 247.1026 | 258.3313 | 268.4981 | 276.4757 | 288.1206 | 297.9428
$1,000 - $7,500 | 49.55 | 54.9294 | 62.7047 | 68.0834 | 74.1312 | 81.3417 | 92.5579 | 102.2727 | 111.1212 | 120.9093 | 131.1047 | 141.1045 | 151.3937 | 161.7067 | 172.1836 | 183.5923 | 194.1386 | 205.0432 | 216.5864 | 228.897 | 245.2395 | 261.2802 | 277.2368 | 292.8821 | 306.191 | 318.2413 | 327.6969 | 341.4992 | 353.1412
$7,500 + | 65.22 | 72.3006 | 82.5348 | 89.6146 | 97.575 | 107.0657 | 121.8289 | 134.6161 | 146.2629 | 159.1465 | 172.566 | 185.7283 | 199.2714 | 212.8458 | 226.636 | 241.6526 | 255.5342 | 269.8873 | 285.081 | 301.2848 | 322.7955 | 343.9091 | 364.912 | 385.5049 | 403.0228 | 418.8839 | 431.3299 | 449.497 | 464.8208
Reliability Response | 187.22 | 207.5455 | 236.9237 | 257.2469 | 280.0979 | 307.342 | 349.7211 | 386.4277 | 419.8611 | 456.8445 | 495.3667 | 533.1502 | 572.0269 | 610.9935 | 650.5794 | 693.686 | 733.5344 | 774.7363 | 818.3512 | 864.8657 | 926.6142 | 987.2228 | 1047.5133 | 1106.6273 | 1156.914 | 1202.4448 | 1238.172 | 1290.3225 | 1334.3107
South Australia
Summer
Price band | 2021-22 | 2022-23 | 2023-24 | 2024-25 | 2025-26 | 2026-27 | 2027-28 | 2028-29 | 2029-30 | 2030-31 | 2031-32 | 2032-33 | 2033-34 | 2034-35 | 2035-36 | 2036-37 | 2037-38 | 2038-39 | 2039-40 | 2040-41 | 2041-42 | 2042-43 | 2043-44 | 2044-45 | 2045-46 | 2046-47 | 2047-48 | 2048-49 | 2049-50
$300 - $500 | 4.2975 | 5.525 | 6.7912 | 8.0626 | 9.2806 | 10.6369 | 12.1137 | 13.6618 | 15.3003 | 16.9517 | 18.85 | 20.4978 | 22.2533 | 24.1508 | 26.2424 | 28.2567 | 30.4224 | 32.3657 | 34.7525 | 36.7766 | 39.3253 | 41.676 | 44.0277 | 46.6246 | 48.3178 | 50.8733 | 53.6127 | 56.4289 | 56.8019
$500 - $1,000 | 12.3975 | 15.9387 | 19.5914 | 23.2593 | 26.7729 | 30.6854 | 34.9457 | 39.4119 | 44.1387 | 48.9025 | 54.3787 | 59.1325 | 64.1967 | 69.6705 | 75.7046 | 81.5154 | 87.763 | 93.3691 | 100.2545 | 106.0937 | 113.4463 | 120.2275 | 127.0117 | 134.5036 | 139.388 | 146.7602 | 154.663 | 162.7869 | 163.8631
$1,000 - $7,500 | 14.3275 | 18.42 | 22.6414 | 26.8802 | 30.9408 | 35.4624 | 40.3859 | 45.5474 | 51.01 | 56.5154 | 62.8442 | 68.338 | 74.1906 | 80.5166 | 87.49 | 94.2054 | 101.4256 | 107.9045 | 115.8617 | 122.61 | 131.1072 | 138.9441 | 146.7845 | 155.4426 | 161.0875 | 169.6073 | 178.7404 | 188.129 | 189.3727
$7,500 + | 32.945 | 42.3554 | 52.0621 | 61.8089 | 71.146 | 81.5432 | 92.8644 | 104.7327 | 117.2937 | 129.9529 | 144.5055 | 157.138 | 170.5958 | 185.1418 | 201.1766 | 216.6181 | 233.2205 | 248.1181 | 266.4153 | 281.9324 | 301.4711 | 319.4915 | 337.5197 | 357.4285 | 370.4084 | 389.9992 | 410.9999 | 432.5884 | 435.4482
Reliability Response | 32.945 | 42.3554 | 52.0621 | 61.8089 | 71.146 | 81.5432 | 92.8644 | 104.7327 | 117.2937 | 129.9529 | 144.5055 | 157.138 | 170.5958 | 185.1418 | 201.1766 | 216.6181 | 233.2205 | 248.1181 | 266.4153 | 281.9324 | 301.4711 | 319.4915 | 337.5197 | 357.4285 | 370.4084 | 389.9992 | 410.9999 | 432.5884 | 435.4482
Winter
Price band | 2022 | 2023 | 2024 | 2025 | 2026 | 2027 | 2028 | 2029 | 2030 | 2031 | 2032 | 2033 | 2034 | 2035 | 2036 | 2037 | 2038 | 2039 | 2040 | 2041 | 2042 | 2043 | 2044 | 2045 | 2046 | 2047 | 2048 | 2049 | 2050
$300 - $500 | 4.2975 | 5.3129 | 6.3237 | 7.3759 | 8.517 | 9.686 | 10.9994 | 12.465 | 13.9279 | 15.4078 | 16.9304 | 18.4011 | 19.9691 | 21.5511 | 23.1925 | 24.8581 | 26.6541 | 28.3716 | 30.2632 | 32.0201 | 33.8692 | 35.8792 | 37.786 | 39.5167 | 41.0551 | 42.833 | 44.8031 | 46.2693 | 48.0952
$500 - $1,000 | 12.3975 | 15.3268 | 18.2428 | 21.278 | 24.5701 | 27.9423 | 31.7312 | 35.9591 | 40.1794 | 44.4486 | 48.8411 | 53.0838 | 57.6073 | 62.1709 | 66.9061 | 71.7112 | 76.8923 | 81.8469 | 87.3037 | 92.3723 | 97.7064 | 103.5049 | 109.0057 | 113.9985 | 118.4364 | 123.5654 | 129.2487 | 133.4784 | 138.7458
$1,000 - $7,500 | 14.3275 | 17.7128 | 21.0828 | 24.5905 | 28.3951 | 32.2923 | 36.6709 | 41.5571 | 46.4344 | 51.3682 | 56.4445 | 61.3477 | 66.5754 | 71.8494 | 77.3218 | 82.875 | 88.8626 | 94.5886 | 100.8949 | 106.7525 | 112.917 | 119.6182 | 125.9753 | 131.7454 | 136.8741 | 142.8017 | 149.3697 | 154.2579 | 160.3452
$7,500 + | 32.945 | 40.7292 | 48.4783 | 56.5439 | 65.2924 | 74.2536 | 84.3221 | 95.5575 | 106.7724 | 118.1172 | 129.7899 | 141.0643 | 153.0852 | 165.2123 | 177.7957 | 190.5647 | 204.3328 | 217.4993 | 232.0001 | 245.4692 | 259.644 | 275.053 | 289.6706 | 302.9385 | 314.7317 | 328.3616 | 343.4642 | 354.7042 | 368.7017
Reliability Response | 32.945 | 40.7292 | 48.4783 | 56.5439 | 65.2924 | 74.2536 | 84.3221 | 95.5575 | 106.7724 | 118.1172 | 129.7899 | 141.0643 | 153.0852 | 165.2123 | 177.7957 | 190.5647 | 204.3328 | 217.4993 | 232.0001 | 245.4692 | 259.644 | 275.053 | 289.6706 | 302.9385 | 314.7317 | 328.3616 | 343.4642 | 354.7042 | 368.7017
Tasmania
Summer
Price band | 2021-22 | 2022-23 | 2023-24 | 2024-25 | 2025-26 | 2026-27 | 2027-28 | 2028-29 | 2029-30 | 2030-31 | 2031-32 | 2032-33 | 2033-34 | 2034-35 | 2035-36 | 2036-37 | 2037-38 | 2038-39 | 2039-40 | 2040-41 | 2041-42 | 2042-43 | 2043-44 | 2044-45 | 2045-46 | 2046-47 | 2047-48 | 2048-49 | 2049-50
$300 - $500 | 9.07 | 9.675 | 10.2671 | 10.7672 | 11.2294 | 11.7285 | 12.4126 | 12.9743 | 13.4617 | 14.031 | 14.5591 | 15.0201 | 15.4095 | 15.8468 | 16.3268 | 16.8611 | 17.3972 | 17.8422 | 18.3299 | 18.8023 | 19.3655 | 20.0797 | 20.9264 | 21.8045 | 22.5606 | 23.2626 | 24.0376 | 24.6933 | 24.1007
$500 - $1,000 | 26.35 | 28.1075 | 29.8279 | 31.2806 | 32.6235 | 34.0733 | 36.0609 | 37.6928 | 39.1088 | 40.7625 | 42.2969 | 43.6362 | 44.7675 | 46.0378 | 47.4323 | 48.9844 | 50.5421 | 51.8348 | 53.2517 | 54.6241 | 56.2604 | 58.3352 | 60.7949 | 63.346 | 65.5428 | 67.582 | 69.8335 | 71.7386 | 70.0168
$1,000 - $7,500 | 26.35 | 28.1075 | 29.8279 | 31.2806 | 32.6235 | 34.0733 | 36.0609 | 37.6928 | 39.1088 | 40.7625 | 42.2969 | 43.6362 | 44.7675 | 46.0378 | 47.4323 | 48.9844 | 50.5421 | 51.8348 | 53.2517 | 54.6241 | 56.2604 | 58.3352 | 60.7949 | 63.346 | 65.5428 | 67.582 | 69.8335 | 71.7386 | 70.0168
$7,500 + | 26.35 | 28.1075 | 29.8279 | 31.2806 | 32.6235 | 34.0733 | 36.0609 | 37.6928 | 39.1088 | 40.7625 | 42.2969 | 43.6362 | 44.7675 | 46.0378 | 47.4323 | 48.9844 | 50.5421 | 51.8348 | 53.2517 | 54.6241 | 56.2604 | 58.3352 | 60.7949 | 63.346 | 65.5428 | 67.582 | 69.8335 | 71.7386 | 70.0168
Reliability Response | 26.35 | 28.1075 | 29.8279 | 31.2806 | 32.6235 | 34.0733 | 36.0609 | 37.6928 | 39.1088 | 40.7625 | 42.2969 | 43.6362 | 44.7675 | 46.0378 | 47.4323 | 48.9844 | 50.5421 | 51.8348 | 53.2517 | 54.6241 | 56.2604 | 58.3352 | 60.7949 | 63.346 | 65.5428 | 67.582 | 69.8335 | 71.7386 | 70.0168
Winter
Price band | 2022 | 2023 | 2024 | 2025 | 2026 | 2027 | 2028 | 2029 | 2030 | 2031 | 2032 | 2033 | 2034 | 2035 | 2036 | 2037 | 2038 | 2039 | 2040 | 2041 | 2042 | 2043 | 2044 | 2045 | 2046 | 2047 | 2048 | 2049 | 2050
$300 - $500 | 9.07 | 9.8234 | 10.6332 | 11.3355 | 12.0408 | 12.7641 | 13.6771 | 14.463 | 15.1926 | 15.9274 | 16.7092 | 17.3835 | 18.0331 | 18.7292 | 19.4766 | 20.2446 | 21.0369 | 21.7592 | 22.52 | 23.2245 | 23.9885 | 24.7985 | 25.7391 | 26.7894 | 27.7535 | 28.6283 | 29.6137 | 30.2729 | 30.3023
$500 - $1,000 | 26.35 | 28.5388 | 30.8913 | 32.9315 | 34.9808 | 37.082 | 39.7344 | 42.0176 | 44.1373 | 46.272 | 48.5434 | 50.5022 | 52.3894 | 54.4117 | 56.5831 | 58.8144 | 61.116 | 63.2143 | 65.4248 | 67.4714 | 69.6908 | 72.0441 | 74.7767 | 77.8282 | 80.629 | 83.1703 | 86.0332 | 87.9483 | 88.0338
$1,000 - $7,500 | 26.35 | 28.5388 | 30.8913 | 32.9315 | 34.9808 | 37.082 | 39.7344 | 42.0176 | 44.1373 | 46.272 | 48.5434 | 50.5022 | 52.3894 | 54.4117 | 56.5831 | 58.8144 | 61.116 | 63.2143 | 65.4248 | 67.4714 | 69.6908 | 72.0441 | 74.7767 | 77.8282 | 80.629 | 83.1703 | 86.0332 | 87.9483 | 88.0338
$7,500 + | 26.35 | 28.5388 | 30.8913 | 32.9315 | 34.9808 | 37.082 | 39.7344 | 42.0176 | 44.1373 | 46.272 | 48.5434 | 50.5022 | 52.3894 | 54.4117 | 56.5831 | 58.8144 | 61.116 | 63.2143 | 65.4248 | 67.4714 | 69.6908 | 72.0441 | 74.7767 | 77.8282 | 80.629 | 83.1703 | 86.0332 | 87.9483 | 88.0338
Reliability Response | 26.35 | 28.5388 | 30.8913 | 32.9315 | 34.9808 | 37.082 | 39.7344 | 42.0176 | 44.1373 | 46.272 | 48.5434 | 50.5022 | 52.3894 | 54.4117 | 56.5831 | 58.8144 | 61.116 | 63.2143 | 65.4248 | 67.4714 | 69.6908 | 72.0441 | 74.7767 | 77.8282 | 80.629 | 83.1703 | 86.0332 | 87.9483 | 88.0338
Strong Electrification
Queensland
Summer
Price band | 2021-22 | 2022-23 | 2023-24 | 2024-25 | 2025-26 | 2026-27 | 2027-28 | 2028-29 | 2029-30 | 2030-31 | 2031-32 | 2032-33 | 2033-34 | 2034-35 | 2035-36 | 2036-37 | 2037-38 | 2038-39 | 2039-40 | 2040-41 | 2041-42 | 2042-43 | 2043-44 | 2044-45 | 2045-46 | 2046-47 | 2047-48 | 2048-49 | 2049-50
$300 - $500 | 22.05 | 29.0686 | 36.0172 | 42.564 | 49.6349 | 56.6234 | 64.7008 | 82.1044 | 93.333 | 105.6051 | 117.3738 | 129.4123 | 140.3752 | 153.0288 | 165.2602 | 179.4122 | 193.6234 | 207.7424 | 220.036 | 235.019 | 249.1379 | 262.9267 | 278.99 | 294.9587 | 310.4243 | 325.8458 | 342.7301 | 361.2088 | 381.6272
$500 - $1,000 | 41.11 | 54.1955 | 67.1505 | 79.3563 | 92.5392 | 105.5685 | 120.6281 | 153.0753 | 174.0099 | 196.89 | 218.8317 | 241.2761 | 261.7154 | 285.3068 | 308.1109 | 334.496 | 360.9913 | 387.3147 | 410.235 | 438.1692 | 464.4925 | 490.2003 | 520.1487 | 549.9208 | 578.7549 | 607.5066 | 638.9857 | 673.4373 | 711.5053
$1,000 - $7,500 | 41.11 | 54.1955 | 67.1505 | 79.3563 | 92.5392 | 105.5685 | 120.6281 | 153.0753 | 174.0099 | 196.89 | 218.8317 | 241.2761 | 261.7154 | 285.3068 | 308.1109 | 334.496 | 360.9913 | 387.3147 | 410.235 | 438.1692 | 464.4925 | 490.2003 | 520.1487 | 549.9208 | 578.7549 | 607.5066 | 638.9857 | 673.4373 | 711.5053
$7,500 + | 44.71 | 58.9414 | 73.0308 | 86.3055 | 100.6429 | 114.8132 | 131.1915 | 166.4801 | 189.2479 | 214.1317 | 237.9948 | 262.4047 | 284.6338 | 310.2911 | 335.0921 | 363.7878 | 392.6032 | 421.2318 | 446.1593 | 476.5396 | 505.1681 | 533.1271 | 565.6981 | 598.0773 | 629.4364 | 660.7059 | 694.9416 | 732.4102 | 773.8118
Reliability Response | 104.0258 | 137.1377 | 169.9194 | 200.8052 | 234.1638 | 267.1335 | 305.2406 | 387.3458 | 440.3192 | 498.2158 | 553.7376 | 610.5316 | 662.2517 | 721.948 | 779.652 | 846.4177 | 913.4619 | 980.0715 | 1038.0696 | 1108.7549 | 1175.3643 | 1240.4159 | 1316.1982 | 1391.5342 | 1464.4968 | 1537.2509 | 1616.9065 | 1704.0838 | 1800.4122
Winter
Price band | 2022 | 2023 | 2024 | 2025 | 2026 | 2027 | 2028 | 2029 | 2030 | 2031 | 2032 | 2033 | 2034 | 2035 | 2036 | 2037 | 2038 | 2039 | 2040 | 2041 | 2042 | 2043 | 2044 | 2045 | 2046 | 2047 | 2048 | 2049 | 2050
$300 - $500 | 22.05 | 36.077 | 50.1977 | 63.8346 | 79.3811 | 94.5136 | 111.2708 | 148.5086 | 173.6419 | 200.4642 | 227.3242 | 251.9766 | 277.868 | 305.0792 | 333.0669 | 362.8783 | 392.5197 | 421.598 | 450.5799 | 478.6746 | 507.6173 | 539.0364 | 571.8584 | 607.1023 | 642.359 | 680.8439 | 715.3245 | 756.8297 | 800.834
$500 - $1,000 | 41.11 | 67.262 | 93.5886 | 119.0132 | 147.998 | 176.2111 | 207.4533 | 276.8793 | 323.7378 | 373.7453 | 423.823 | 469.7849 | 518.0568 | 568.7893 | 620.9697 | 676.55 | 731.8134 | 786.027 | 840.0608 | 892.4405 | 946.4012 | 1004.979 | 1066.1723 | 1131.881 | 1197.6135 | 1269.3648 | 1333.6503 | 1411.0326 | 1493.0742
$1,000 - $7,500 | 41.11 | 67.262 | 93.5886 | 119.0132 | 147.998 | 176.2111 | 207.4533 | 276.8793 | 323.7378 | 373.7453 | 423.823 | 469.7849 | 518.0568 | 568.7893 | 620.9697 | 676.55 | 731.8134 | 786.027 | 840.0608 | 892.4405 | 946.4012 | 1004.979 | 1066.1723 | 1131.881 | 1197.6135 | 1269.3648 | 1333.6503 | 1411.0326 | 1493.0742
$7,500 + | 44.71 | 73.1521 | 101.7841 | 129.4352 | 160.9581 | 191.6419 | 225.6199 | 301.1256 | 352.0875 | 406.4742 | 460.9372 | 510.9239 | 563.423 | 618.5981 | 675.348 | 735.7954 | 795.8983 | 854.8593 | 913.6249 | 970.5914 | 1029.2775 | 1092.9849 | 1159.5369 | 1230.9998 | 1302.4885 | 1380.523 | 1450.438 | 1534.5967 | 1623.8227
Reliability Response | 44.71 | 73.1521 | 101.7841 | 129.4352 | 160.9581 | 191.6419 | 225.6199 | 301.1256 | 352.0875 | 406.4742 | 460.9372 | 510.9239 | 563.423 | 618.5981 | 675.348 | 735.7954 | 795.8983 | 854.8593 | 913.6249 | 970.5914 | 1029.2775 | 1092.9849 | 1159.5369 | 1230.9998 | 1302.4885 | 1380.523 | 1450.438 | 1534.5967 | 1623.8227
New South Wales
Summer
Price band | 2021-22 | 2022-23 | 2023-24 | 2024-25 | 2025-26 | 2026-27 | 2027-28 | 2028-29 | 2029-30 | 2030-31 | 2031-32 | 2032-33 | 2033-34 | 2034-35 | 2035-36 | 2036-37 | 2037-38 | 2038-39 | 2039-40 | 2040-41 | 2041-42 | 2042-43 | 2043-44 | 2044-45 | 2045-46 | 2046-47 | 2047-48 | 2048-49 | 2049-50
$300 - $500 | 18.13 | 20.3731 | 22.2541 | 24.1725 | 34.8459 | 48.6439 | 56.4283 | 64.4449 | 69.3046 | 74.2087 | 79.5943 | 85.0948 | 90.4551 | 96.8293 | 102.4474 | 108.2553 | 114.8071 | 121.6363 | 128.4575 | 131.1417 | 131.9324 | 133.7429 | 136.3991 | 139.4761 | 140.6896 | 141.7493 | 142.3418 | 144.4396 | 146.4477
$500 - $1,000 | 41.7225 | 46.8846 | 51.2133 | 55.6281 | 80.1908 | 111.944 | 129.8582 | 148.3068 | 159.4904 | 170.7762 | 183.1699 | 195.8283 | 208.164 | 222.8329 | 235.7617 | 249.1274 | 264.2052 | 279.921 | 295.6186 | 301.7958 | 303.6154 | 307.782 | 313.8948 | 320.9758 | 323.7684 | 326.2072 | 327.5707 | 332.3982 | 337.0196
$1,000 - $7,500 | 45.44 | 51.0621 | 55.7765 | 60.5846 | 87.3358 | 121.9183 | 141.4286 | 161.521 | 173.7011 | 185.9925 | 199.4905 | 213.2767 | 226.7115 | 242.6874 | 256.7682 | 271.3248 | 287.746 | 304.8622 | 321.9584 | 328.686 | 330.6677 | 335.2056 | 341.863 | 349.5749 | 352.6164 | 355.2725 | 356.7575 | 362.0151 | 367.0482
$7,500 + | 66.445 | 74.6659 | 81.5596 | 88.5903 | 127.7075 | 178.276 | 206.8051 | 236.1854 | 253.9958 | 271.969 | 291.7066 | 311.8656 | 331.5107 | 354.8716 | 375.4614 | 396.7469 | 420.7589 | 445.7871 | 470.7863 | 480.6237 | 483.5215 | 490.1571 | 499.8919 | 511.1687 | 515.6161 | 519.5 | 521.6715 | 529.3595 | 536.7192
Reliability Response | 308.445 | 346.6074 | 378.6085 | 411.2461 | 592.8321 | 827.5769 | 960.012 | 1096.3986 | 1179.0765 | 1262.51 | 1354.134 | 1447.7144 | 1538.9094 | 1647.353 | 1742.9331 | 1841.7426 | 1953.2089 | 2069.3929 | 2185.4417 | 2231.1081 | 2244.5601 | 2275.363 | 2320.553 | 2372.9013 | 2393.5468 | 2411.5763 | 2421.6564 | 2457.3449 | 2491.5096
Winter
Price band | 2022 | 2023 | 2024 | 2025 | 2026 | 2027 | 2028 | 2029 | 2030 | 2031 | 2032 | 2033 | 2034 | 2035 | 2036 | 2037 | 2038 | 2039 | 2040 | 2041 | 2042 | 2043 | 2044 | 2045 | 2046 | 2047 | 2048 | 2049 | 2050
$300 - $500 | 18.13 | 20.2155 | 22.1102 | 24.1407 | 26.3494 | 28.9296 | 31.3803 | 33.8088 | 36.413 | 39.2964 | 42.3349 | 45.2312 | 48.3978 | 51.5617 | 54.9249 | 58.4471 | 62.0662 | 65.3371 | 68.9599 | 72.4281 | 75.8172 | 79.3377 | 83.2985 | 87.2471 | 90.7538 | 94.6717 | 98.4713 | 102.6332 | 107.043
$500 - $1,000 | 41.7225 | 46.5219 | 50.8822 | 55.555 | 60.6377 | 66.5755 | 72.2153 | 77.804 | 83.7971 | 90.4326 | 97.4251 | 104.0903 | 111.3777 | 118.6587 | 126.3986 | 134.5041 | 142.8327 | 150.3599 | 158.6972 | 166.6784 | 174.4778 | 182.5795 | 191.6946 | 200.7814 | 208.8514 | 217.8677 | 226.6117 | 236.1894 | 246.3377
$1,000 - $7,500 | 45.44 | 50.667 | 55.4159 | 60.505 | 66.0405 | 72.5075 | 78.6497 | 84.7364 | 91.2635 | 98.4902 | 106.1057 | 113.3648 | 121.3015 | 129.2313 | 137.6608 | 146.4884 | 155.5591 | 163.7571 | 172.8372 | 181.5296 | 190.0239 | 198.8475 | 208.7747 | 218.6711 | 227.4602 | 237.2799 | 246.803 | 257.234 | 268.2866
$7,500 + | 66.445 | 74.0883 | 81.0323 | 88.4739 | 96.5683 | 106.0246 | 115.0062 | 123.9064 | 133.4507 | 144.0181 | 155.1539 | 165.7686 | 177.374 | 188.9695 | 201.2955 | 214.2039 | 227.4676 | 239.4551 | 252.7326 | 265.4431 | 277.864 | 290.7663 | 305.2824 | 319.7536 | 332.6054 | 346.9644 | 360.8896 | 376.1424 | 392.3042
Reliability Response | 308.445 | 343.926 | 376.1608 | 410.7056 | 448.2807 | 492.1779 | 533.8713 | 575.1872 | 619.493 | 668.5477 | 720.2415 | 769.5162 | 823.3898 | 877.2171 | 934.436 | 994.358 | 1055.9296 | 1111.5768 | 1173.2126 | 1232.216 | 1289.8751 | 1349.7691 | 1417.1546 | 1484.3313 | 1543.991 | 1610.6468 | 1675.2891 | 1746.0946 | 1821.1192
Victoria
Summer
Price band | 2021-22 | 2022-23 | 2023-24 | 2024-25 | 2025-26 | 2026-27 | 2027-28 | 2028-29 | 2029-30 | 2030-31 | 2031-32 | 2032-33 | 2033-34 | 2034-35 | 2035-36 | 2036-37 | 2037-38 | 2038-39 | 2039-40 | 2040-41 | 2041-42 | 2042-43 | 2043-44 | 2044-45 | 2045-46 | 2046-47 | 2047-48 | 2048-49 | 2049-50
$300 - $500 | 3.04 | 3.3893 | 3.7875 | 4.1632 | 4.5405 | 4.9457 | 5.3922 | 5.8561 | 6.399 | 6.9811 | 7.5881 | 8.1785 | 8.7453 | 9.4429 | 10.0749 | 10.7897 | 11.4724 | 12.1565 | 12.8062 | 13.5208 | 14.2958 | 14.9658 | 15.7659 | 16.5327 | 17.3138 | 18.0131 | 18.8271 | 19.6493 | 20.9138
$500 - $1,000 | 41.805 | 46.6088 | 52.0839 | 57.2513 | 62.4394 | 68.012 | 74.1517 | 80.5315 | 87.9962 | 96.0016 | 104.3486 | 112.4676 | 120.2626 | 129.8559 | 138.5459 | 148.3755 | 157.7641 | 167.1716 | 176.1063 | 185.9337 | 196.5905 | 205.8049 | 216.8067 | 227.352 | 238.0933 | 247.71 | 258.9029 | 270.2095 | 287.5989
$1,000 - $7,500 | 49.55 | 55.2437 | 61.7332 | 67.8579 | 74.0072 | 80.6122 | 87.8894 | 95.4512 | 104.2989 | 113.7873 | 123.6808 | 133.304 | 142.5431 | 153.9136 | 164.2136 | 175.8642 | 186.9923 | 198.1427 | 208.7327 | 220.3807 | 233.0118 | 243.9334 | 256.9734 | 269.4723 | 282.2036 | 293.602 | 306.8686 | 320.2699 | 340.8809
$7,500 + | 65.22 | 72.7143 | 81.2562 | 89.3177 | 97.4118 | 106.1055 | 115.6841 | 125.6372 | 137.283 | 149.7722 | 162.7943 | 175.4608 | 187.6218 | 202.5882 | 216.1455 | 231.4806 | 246.1279 | 260.8045 | 274.7436 | 290.0753 | 306.7009 | 321.0764 | 338.2403 | 354.6919 | 371.4495 | 386.4525 | 403.9146 | 421.554 | 448.6832
Reliability Response | 212.22 | 236.6059 | 264.4002 | 290.6319 | 316.9691 | 345.2578 | 376.4255 | 408.8123 | 446.7064 | 487.3451 | 529.7181 | 570.9337 | 610.5045 | 659.2038 | 703.318 | 753.2172 | 800.8779 | 848.6345 | 893.9908 | 943.8787 | 997.9772 | 1044.7536 | 1100.6034 | 1154.1355 | 1208.6631 | 1257.4815 | 1314.3017 | 1371.6988 | 1459.9748
Winter
Price band | 2022 | 2023 | 2024 | 2025 | 2026 | 2027 | 2028 | 2029 | 2030 | 2031 | 2032 | 2033 | 2034 | 2035 | 2036 | 2037 | 2038 | 2039 | 2040 | 2041 | 2042 | 2043 | 2044 | 2045 | 2046 | 2047 | 2048 | 2049 | 2050
$300 - $500 | 3.04 | 3.4482 | 3.8603 | 4.2675 | 4.7886 | 5.3348 | 5.8721 | 6.4596 | 7.0677 | 7.7676 | 8.4924 | 9.1931 | 9.9603 | 10.742 | 11.543 | 12.3975 | 13.2203 | 13.9876 | 14.8681 | 15.7529 | 16.715 | 17.9073 | 19.0429 | 20.2673 | 21.4131 | 22.5405 | 23.6919 | 24.9356 | 26.7062
$500 - $1,000 | 41.805 | 47.418 | 53.0859 | 58.6848 | 65.8518 | 73.3618 | 80.7509 | 88.8296 | 97.193 | 106.8179 | 116.7847 | 126.4206 | 136.9709 | 147.7208 | 158.7356 | 170.4865 | 181.8005 | 192.3531 | 204.4608 | 216.6281 | 229.8583 | 246.2553 | 261.8713 | 278.7092 | 294.4655 | 309.9683 | 325.8025 | 342.9053 | 367.2548
$1,000 - $7,500 | 49.55 | 56.2029 | 62.9209 | 69.557 | 78.0518 | 86.9531 | 95.7112 | 105.2866 | 115.1995 | 126.6075 | 138.4208 | 149.8419 | 162.3468 | 175.0882 | 188.1438 | 202.0716 | 215.4817 | 227.9893 | 242.3402 | 256.7617 | 272.443 | 291.8778 | 310.3869 | 330.3443 | 349.0196 | 367.3945 | 386.1623 | 406.4336 | 435.2943
$7,500 + | 65.22 | 73.9768 | 82.8193 | 91.5542 | 102.7354 | 114.4517 | 125.9796 | 138.5831 | 151.6308 | 166.6467 | 182.1959 | 197.2288 | 213.6884 | 230.4592 | 247.6435 | 265.976 | 283.627 | 300.0901 | 318.9794 | 337.9617 | 358.6021 | 384.1831 | 408.5455 | 434.8144 | 459.3958 | 483.5817 | 508.2847 | 534.9667 | 572.9544
Reliability Response | 187.22 | 212.3573 | 237.7405 | 262.8147 | 294.9113 | 328.5442 | 361.6359 | 397.8155 | 435.2703 | 478.3745 | 523.01 | 566.1634 | 613.4122 | 661.5544 | 710.8835 | 763.5087 | 814.1774 | 861.4362 | 915.6597 | 970.15 | 1029.4001 | 1102.8328 | 1172.7675 | 1248.1748 | 1318.7377 | 1388.1655 | 1459.0779 | 1535.6711 | 1644.7183
South Australia
Summer
Price band | 2021-22 | 2022-23 | 2023-24 | 2024-25 | 2025-26 | 2026-27 | 2027-28 | 2028-29 | 2029-30 | 2030-31 | 2031-32 | 2032-33 | 2033-34 | 2034-35 | 2035-36 | 2036-37 | 2037-38 | 2038-39 | 2039-40 | 2040-41 | 2041-42 | 2042-43 | 2043-44 | 2044-45 | 2045-46 | 2046-47 | 2047-48 | 2048-49 | 2049-50
$300 - $500 | 4.2975 | 5.5627 | 6.8449 | 8.1427 | 9.3906 | 10.9244 | 12.4145 | 13.9731 | 15.4393 | 17.1603 | 19.0764 | 21.0167 | 22.9477 | 25.1905 | 27.5531 | 30.2272 | 33.6716 | 36.2255 | 38.8749 | 41.2897 | 44.356 | 46.9445 | 49.7394 | 52.5755 | 55.2303 | 57.3487 | 60.7217 | 63.7867 | 66.9599
$500 - $1,000 | 12.3975 | 16.0474 | 19.7464 | 23.4902 | 27.0902 | 31.5149 | 35.8136 | 40.3099 | 44.5395 | 49.5043 | 55.032 | 60.6295 | 66.1999 | 72.6699 | 79.4857 | 87.1998 | 97.1363 | 104.5038 | 112.1468 | 119.1132 | 127.9588 | 135.4262 | 143.4889 | 151.6707 | 159.3294 | 165.4405 | 175.1711 | 184.0129 | 193.167
$1,000 - $7,500 | 14.3275 | 18.5455 | 22.8204 | 27.1471 | 31.3075 | 36.421 | 41.3889 | 46.5852 | 51.4733 | 57.2109 | 63.5992 | 70.068 | 76.5057 | 83.9829 | 91.8597 | 100.7748 | 112.2581 | 120.7726 | 129.6055 | 137.6564 | 147.879 | 156.5089 | 165.8268 | 175.2822 | 184.1332 | 191.1958 | 202.4411 | 212.6594 | 223.2385
$7,500 + | 32.945 | 42.6441 | 52.4738 | 62.4226 | 71.9893 | 83.7473 | 95.1706 | 107.1191 | 118.3588 | 131.5522 | 146.2416 | 161.1162 | 175.919 | 193.1124 | 211.2245 | 231.724 | 258.129 | 277.7075 | 298.0179 | 316.5304 | 340.0366 | 359.8803 | 381.3061 | 403.0482 | 423.4004 | 439.6401 | 465.498 | 488.9941 | 513.3201
Reliability Response | 32.945 | 42.6441 | 52.4738 | 62.4226 | 71.9893 | 83.7473 | 95.1706 | 107.1191 | 118.3588 | 131.5522 | 146.2416 | 161.1162 | 175.919 | 193.1124 | 211.2245 | 231.724 | 258.129 | 277.7075 | 298.0179 | 316.5304 | 340.0366 | 359.8803 | 381.3061 | 403.0482 | 423.4004 | 439.6401 | 465.498 | 488.9941 | 513.3201
Winter
Price band | 2022 | 2023 | 2024 | 2025 | 2026 | 2027 | 2028 | 2029 | 2030 | 2031 | 2032 | 2033 | 2034 | 2035 | 2036 | 2037 | 2038 | 2039 | 2040 | 2041 | 2042 | 2043 | 2044 | 2045 | 2046 | 2047 | 2048 | 2049 | 2050
$300 - $500 | 4.2975 | 5.3827 | 6.4222 | 7.5138 | 8.6675 | 10.0936 | 11.4816 | 12.852 | 14.2822 | 15.8906 | 17.644 | 19.4366 | 21.4139 | 23.4503 | 25.6069 | 27.9041 | 31.2377 | 33.4296 | 35.6071 | 38.0303 | 40.5087 | 42.85 | 45.1761 | 47.4788 | 49.0997 | 51.7259 | 53.7869 | 56.3418 | 59.0392
$500 - $1,000 | 12.3975 | 15.5282 | 18.5268 | 21.6759 | 25.0041 | 29.1182 | 33.1222 | 37.0756 | 41.2015 | 45.8414 | 50.8996 | 56.071 | 61.7751 | 67.6499 | 73.8711 | 80.4981 | 90.115 | 96.4383 | 102.7199 | 109.7104 | 116.8601 | 123.6144 | 130.3249 | 136.9677 | 141.6436 | 149.2196 | 155.1652 | 162.5357 | 170.3172
$1,000 - $7,500 | 14.3275 | 17.9456 | 21.4109 | 25.0504 | 28.8967 | 33.6512 | 38.2785 | 42.8474 | 47.6157 | 52.9778 | 58.8234 | 64.7999 | 71.392 | 78.1813 | 85.3711 | 93.0298 | 104.1438 | 111.4515 | 118.7109 | 126.7897 | 135.0524 | 142.8582 | 150.6134 | 158.2903 | 163.6941 | 172.4496 | 179.3208 | 187.8387 | 196.8316
$7,500 + | 32.945 | 41.2645 | 49.2328 | 57.6014 | 66.4457 | 77.3784 | 88.0185 | 98.5244 | 109.4886 | 121.8185 | 135.26 | 149.0025 | 164.1605 | 179.7721 | 196.3045 | 213.9149 | 239.4707 | 256.2742 | 272.9668 | 291.5434 | 310.5428 | 328.4917 | 346.3241 | 363.9766 | 376.4022 | 396.5348 | 412.3346 | 431.9208 | 452.5992
Reliability Response | 32.945 | 41.2645 | 49.2328 | 57.6014 | 66.4457 | 77.3784 | 88.0185 | 98.5244 | 109.4886 | 121.8185 | 135.26 | 149.0025 | 164.1605 | 179.7721 | 196.3045 | 213.9149 | 239.4707 | 256.2742 | 272.9668 | 291.5434 | 310.5428 | 328.4917 | 346.3241 | 363.9766 | 376.4022 | 396.5348 | 412.3346 | 431.9208 | 452.5992
Tasmania
Summer
Price band | 2021-22 | 2022-23 | 2023-24 | 2024-25 | 2025-26 | 2026-27 | 2027-28 | 2028-29 | 2029-30 | 2030-31 | 2031-32 | 2032-33 | 2033-34 | 2034-35 | 2035-36 | 2036-37 | 2037-38 | 2038-39 | 2039-40 | 2040-41 | 2041-42 | 2042-43 | 2043-44 | 2044-45 | 2045-46 | 2046-47 | 2047-48 | 2048-49 | 2049-50
$300 - $500 | 9.07 | 9.8101 | 10.341 | 10.9291 | 11.4119 | 11.8908 | 12.3812 | 12.8776 | 13.4036 | 13.9914 | 14.485 | 15.0382 | 15.5546 | 16.096 | 16.6687 | 17.2829 | 18.0114 | 18.5271 | 19.03 | 19.5258 | 20.1883 | 21.0214 | 21.9786 | 23.0394 | 23.951 | 24.7679 | 25.5906 | 26.4401 | 27.4084
$500 - $1,000 | 26.35 | 28.5001 | 30.0426 | 31.7509 | 33.1536 | 34.5451 | 35.9697 | 37.4118 | 38.9399 | 40.6477 | 42.0816 | 43.6887 | 45.1889 | 46.7618 | 48.4257 | 50.21 | 52.3263 | 53.8246 | 55.2856 | 56.726 | 58.6508 | 61.071 | 63.8519 | 66.9336 | 69.582 | 71.9551 | 74.3453 | 76.8132 | 79.6264
$1,000 - $7,500 | 26.35 | 28.5001 | 30.0426 | 31.7509 | 33.1536 | 34.5451 | 35.9697 | 37.4118 | 38.9399 | 40.6477 | 42.0816 | 43.6887 | 45.1889 | 46.7618 | 48.4257 | 50.21 | 52.3263 | 53.8246 | 55.2856 | 56.726 | 58.6508 | 61.071 | 63.8519 | 66.9336 | 69.582 | 71.9551 | 74.3453 | 76.8132 | 79.6264
$7,500 + | 26.35 | 28.5001 | 30.0426 | 31.7509 | 33.1536 | 34.5451 | 35.9697 | 37.4118 | 38.9399 | 40.6477 | 42.0816 | 43.6887 | 45.1889 | 46.7618 | 48.4257 | 50.21 | 52.3263 | 53.8246 | 55.2856 | 56.726 | 58.6508 | 61.071 | 63.8519 | 66.9336 | 69.582 | 71.9551 | 74.3453 | 76.8132 | 79.6264
Reliability Response | 26.35 | 28.5001 | 30.0426 | 31.7509 | 33.1536 | 34.5451 | 35.9697 | 37.4118 | 38.9399 | 40.6477 | 42.0816 | 43.6887 | 45.1889 | 46.7618 | 48.4257 | 50.21 | 52.3263 | 53.8246 | 55.2856 | 56.726 | 58.6508 | 61.071 | 63.8519 | 66.9336 | 69.582 | 71.9551 | 74.3453 | 76.8132 | 79.6264
Winter
Price band | 2022 | 2023 | 2024 | 2025 | 2026 | 2027 | 2028 | 2029 | 2030 | 2031 | 2032 | 2033 | 2034 | 2035 | 2036 | 2037 | 2038 | 2039 | 2040 | 2041 | 2042 | 2043 | 2044 | 2045 | 2046 | 2047 | 2048 | 2049 | 2050
$300 - $500 | 9.07 | 9.9308 | 10.7361 | 11.4804 | 12.2178 | 12.9444 | 13.6582 | 14.386 | 15.1295 | 15.8887 | 16.6309 | 17.3866 | 18.1003 | 18.9133 | 19.7309 | 20.5684 | 21.5307 | 22.2802 | 23.042 | 23.7424 | 24.6416 | 25.6101 | 26.8309 | 27.9687 | 29.0183 | 30.0615 | 31.1776 | 32.3129 | 33.514
$500 - $1,000 | 26.35 | 28.8507 | 31.1904 | 33.3527 | 35.4949 | 37.6059 | 39.6795 | 41.7938 | 43.954 | 46.1595 | 48.3159 | 50.5112 | 52.5848 | 54.9465 | 57.3219 | 59.7549 | 62.5507 | 64.7282 | 66.9413 | 68.976 | 71.5885 | 74.402 | 77.9487 | 81.2542 | 84.3033 | 87.334 | 90.5766 | 93.8747 | 97.3642
$1,000 - $7,500 | 26.35 | 28.8507 | 31.1904 | 33.3527 | 35.4949 | 37.6059 | 39.6795 | 41.7938 | 43.954 | 46.1595 | 48.3159 | 50.5112 | 52.5848 | 54.9465 | 57.3219 | 59.7549 | 62.5507 | 64.7282 | 66.9413 | 68.976 | 71.5885 | 74.402 | 77.9487 | 81.2542 | 84.3033 | 87.334 | 90.5766 | 93.8747 | 97.3642
$7,500 + | 26.35 | 28.8507 | 31.1904 | 33.3527 | 35.4949 | 37.6059 | 39.6795 | 41.7938 | 43.954 | 46.1595 | 48.3159 | 50.5112 | 52.5848 | 54.9465 | 57.3219 | 59.7549 | 62.5507 | 64.7282 | 66.9413 | 68.976 | 71.5885 | 74.402 | 77.9487 | 81.2542 | 84.3033 | 87.334 | 90.5766 | 93.8747 | 97.3642
Reliability Response | 26.35 | 28.8507 | 31.1904 | 33.3527 | 35.4949 | 37.6059 | 39.6795 | 41.7938 | 43.954 | 46.1595 | 48.3159 | 50.5112 | 52.5848 | 54.9465 | 57.3219 | 59.7549 | 62.5507 | 64.7282 | 66.9413 | 68.976 | 71.5885 | 74.402 | 77.9487 | 81.2542 | 84.3033 | 87.334 | 90.5766 | 93.8747 | 97.3642

## Battery & Plug-in EVs
Go to Assumptions Summary
Distributed Energy Resources: Battery Electric Vehicles (BEVs) and Plug-in Hybrid Electric Vehicles (PHEVs) | [13 empty] | Note: | Further information is available at http://forecasting.aemo.com.au
The forecast is based on 2021 CSIRO trajectories developed for AEMO
The Higher DER uptake rate sensitivity will consider the Step Change uptake trajectories.
More detail is provided at https://aemo.com.au/-/media/files/major-publications/isp/2022/iasr/detailed-electric-vehicle-databook.xlsx
Scenario mapping
| Slow Change | Steady Progress | Progressive Change | Step Change | Hydrogen Superpower | Strong Electrification Sensitivity
Consultant's scenario | Slow Growth | Current Trajectory | Net Zero | Sustainable Growth | Export Superpower | Rapid Decarbonisation
Aggregated BEV and PHEV (Energy, GWh)
Amount of energy consumed by these electric vehicles
Slow Change
| 2021-22 | 2022-23 | 2023-24 | 2024-25 | 2025-26 | 2026-27 | 2027-28 | 2028-29 | 2029-30 | 2030-31 | 2031-32 | 2032-33 | 2033-34 | 2034-35 | 2035-36 | 2036-37 | 2037-38 | 2038-39 | 2039-40 | 2040-41 | 2041-42 | 2042-43 | 2043-44 | 2044-45 | 2045-46 | 2046-47 | 2047-48 | 2048-49 | 2049-50
NSW | 23.8654 | 26.2883 | 26.8238 | 27.9808 | 37.5828 | 74.8495 | 157.1142 | 295.3296 | 495.3895 | 750.608 | 1062.4616 | 1434.7474 | 1900.1131 | 2422.6046 | 2991.2699 | 3553.6122 | 4140.1398 | 4737.9286 | 5357.6082 | 5975.9855 | 6624.5114 | 7275.4137 | 7962.2909 | 8604.3894 | 9292.6936 | 10007.2624 | 10764.0645 | 11448.587 | 12170.0538
QLD | 11.0653 | 11.8648 | 11.7231 | 12.1596 | 17.488 | 32.0995 | 58.6302 | 99.9419 | 159.0749 | 236.9614 | 335.7815 | 458.982 | 617.5242 | 804.8724 | 1023.5828 | 1255.304 | 1508.1838 | 1777.5391 | 2064.8137 | 2361.4344 | 2680.0819 | 3008.9726 | 3360.3958 | 3701.2976 | 4064.5731 | 4446.1707 | 4855.1528 | 5235.9103 | 5639.7292
SA | 3.2927 | 3.5721 | 3.5827 | 3.618 | 4.2797 | 7.4358 | 14.7494 | 27.4331 | 46.609 | 71.8309 | 103.1607 | 140.962 | 185.9093 | 237.2956 | 298.2791 | 363.5341 | 435.3237 | 512.1311 | 594.4587 | 680.3488 | 772.8926 | 868.2264 | 970.1165 | 1069.7776 | 1177.0959 | 1289.1288 | 1408.9783 | 1522.3214 | 1641.0702
TAS | 2.209 | 2.44 | 2.4803 | 2.5302 | 2.9014 | 3.973 | 5.8649 | 8.6557 | 12.5006 | 17.5748 | 24.1533 | 32.4105 | 43.0658 | 56.1725 | 72.3216 | 90.1868 | 110.2813 | 132.2308 | 156.1868 | 181.5277 | 209.1137 | 237.8462 | 268.5917 | 299.0985 | 332.2097 | 367.1517 | 404.3832 | 439.9646 | 477.4264
VIC | 27.3698 | 30.4357 | 31.7999 | 33.6187 | 41.4126 | 67.8107 | 125.7161 | 225.6545 | 373.5903 | 564.0986 | 797.1888 | 1076.1564 | 1424.2339 | 1815.7229 | 2245.0123 | 2671.3097 | 3117.9672 | 3574.7833 | 4050.6561 | 4526.0442 | 5026.0145 | 5530.6694 | 6059.9367 | 6556.0743 | 7091.732 | 7646.3289 | 8240.3079 | 8769.6342 | 9329.8954
Steady Progress
| 2021-22 | 2022-23 | 2023-24 | 2024-25 | 2025-26 | 2026-27 | 2027-28 | 2028-29 | 2029-30 | 2030-31 | 2031-32 | 2032-33 | 2033-34 | 2034-35 | 2035-36 | 2036-37 | 2037-38 | 2038-39 | 2039-40 | 2040-41 | 2041-42 | 2042-43 | 2043-44 | 2044-45 | 2045-46 | 2046-47 | 2047-48 | 2048-49 | 2049-50
NSW | 23.865 | 35.8995 | 70.8286 | 167.0185 | 355.1399 | 648.8499 | 1047.4754 | 1542.1293 | 1998.7224 | 2634.5254 | 3367.8605 | 4197.7531 | 5078.379 | 5996.4609 | 7006.0071 | 7982.722 | 9006.5917 | 10048.9201 | 11131.0128 | 12205.4973 | 13339.7192 | 14471.6753 | 15678.4319 | 16792.4548 | 17993.1129 | 19243.6472 | 20578.6336 | 21777.5198 | 23059.3876
QLD | 11.0652 | 12.2991 | 13.0115 | 15.0763 | 28.9318 | 67.4522 | 139.2293 | 250.4358 | 409.5839 | 651.4297 | 686.5807 | 925.262 | 1227.0536 | 1570.9413 | 1953.0335 | 2340.1942 | 2749.8595 | 3175.5041 | 3620.0696 | 4069.9226 | 4548.1386 | 5033.834 | 5549.9596 | 6041.133 | 6561.2257 | 7105.5704 | 7690.0853 | 8223.3671 | 8789.0979
SA | 3.2926 | 3.6888 | 3.9373 | 4.3025 | 6.201 | 14.4159 | 33.5015 | 66.4816 | 116.7194 | 192.5117 | 200.0972 | 272.0122 | 360.0042 | 459.3218 | 570.1213 | 682.9758 | 802.6593 | 927.0302 | 1057.0645 | 1189.9982 | 1331.439 | 1474.0743 | 1625.467 | 1770.8518 | 1926.4358 | 2087.5051 | 2259.8966 | 2420.6778 | 2588.2257
TAS | 2.209 | 2.4796 | 2.6014 | 2.7668 | 3.6698 | 6.6022 | 12.1605 | 20.1668 | 30.9221 | 44.6583 | 46.331 | 61.7091 | 81.5581 | 105.2556 | 132.9775 | 162.4246 | 194.6478 | 229.1232 | 266.1613 | 304.8225 | 346.5831 | 389.454 | 435.2949 | 480.2776 | 528.8242 | 579.9181 | 634.2925 | 685.8062 | 739.7771
VIC | 27.3694 | 40.9457 | 77.2167 | 164.1036 | 320.0919 | 556.6765 | 882.1142 | 1290.6175 | 1647.4845 | 2148.9854 | 2758.2466 | 3428.5151 | 4134.6178 | 4868.9709 | 5678.1344 | 6457.4943 | 7275.1131 | 8106.5618 | 8972.5837 | 9828.137 | 10732.7027 | 11639.6273 | 12597.9706 | 13480.7025 | 14440.9351 | 15433.33 | 16512.5632 | 17452.388 | 18465.2689
Progressive Change
| 2021-22 | 2022-23 | 2023-24 | 2024-25 | 2025-26 | 2026-27 | 2027-28 | 2028-29 | 2029-30 | 2030-31 | 2031-32 | 2032-33 | 2033-34 | 2034-35 | 2035-36 | 2036-37 | 2037-38 | 2038-39 | 2039-40 | 2040-41 | 2041-42 | 2042-43 | 2043-44 | 2044-45 | 2045-46 | 2046-47 | 2047-48 | 2048-49 | 2049-50
NSW | 23.865 | 35.8995 | 70.8286 | 167.0185 | 355.1399 | 648.8499 | 1047.4754 | 1542.1293 | 1998.7224 | 2634.5254 | 3679.2586 | 4801.7225 | 5899.2871 | 7018.5648 | 8243.5635 | 9430.8143 | 10673.8204 | 11943.7564 | 13259.8423 | 14559.3129 | 15942.6801 | 17326.3329 | 18810.5399 | 20183.2873 | 21661.0107 | 23199.4128 | 24861.9035 | 26365.8177 | 27989.1422
QLD | 11.0652 | 12.2991 | 13.0115 | 15.0763 | 28.9318 | 67.4522 | 139.2293 | 250.4358 | 409.5839 | 651.4297 | 1138.9082 | 1767.8579 | 2383.0469 | 3007.1778 | 3679.1276 | 4338.6968 | 5024.1475 | 5725.5607 | 6447.1317 | 7165.5445 | 7926.7238 | 8693.9456 | 9506.0244 | 10267.4893 | 11078.5258 | 11921.5985 | 12839.979 | 13671.6963 | 14567.5578
SA | 3.2926 | 3.6888 | 3.9373 | 4.3025 | 6.201 | 14.4159 | 33.5015 | 66.4816 | 116.7194 | 192.5117 | 364.3508 | 585.0953 | 788.7523 | 995.664 | 1217.5384 | 1436.3938 | 1663.529 | 1895.3217 | 2133.0855 | 2372.1851 | 2625.5965 | 2877.3531 | 3143.9083 | 3396.6431 | 3667.1691 | 3944.0046 | 4243.3248 | 4522.0477 | 4815.2023
TAS | 2.209 | 2.4796 | 2.6014 | 2.7668 | 3.6698 | 6.6022 | 12.1605 | 20.1668 | 30.9221 | 44.6583 | 100.6898 | 167.9659 | 226.4651 | 285.8903 | 349.6723 | 412.3966 | 477.3656 | 543.5935 | 612.0172 | 680.8808 | 753.748 | 825.4892 | 901.3645 | 973.312 | 1050.9536 | 1130.8537 | 1215.4522 | 1294.3332 | 1376.8687
VIC | 27.3694 | 40.9457 | 77.2167 | 164.1036 | 320.0919 | 556.6765 | 882.1142 | 1290.6175 | 1647.4845 | 2148.9854 | 2941.8173 | 3765.6266 | 4586.9643 | 5424.5686 | 6343.5629 | 7227.3031 | 8152.6457 | 9095.4043 | 10075.9448 | 11036.6681 | 12060.5921 | 13089.7574 | 14179.8654 | 15182.6213 | 16277.728 | 17404.649 | 18650.1058 | 19730.7993 | 20908.2843
Step Change
| 2021-22 | 2022-23 | 2023-24 | 2024-25 | 2025-26 | 2026-27 | 2027-28 | 2028-29 | 2029-30 | 2030-31 | 2031-32 | 2032-33 | 2033-34 | 2034-35 | 2035-36 | 2036-37 | 2037-38 | 2038-39 | 2039-40 | 2040-41 | 2041-42 | 2042-43 | 2043-44 | 2044-45 | 2045-46 | 2046-47 | 2047-48 | 2048-49 | 2049-50
NSW | 23.865 | 37.5978 | 77.3285 | 204.0911 | 451.0175 | 813.4081 | 1304.2373 | 1921.7691 | 2556.4665 | 3404.6287 | 4502.8047 | 5586.0668 | 6699.1784 | 7834.9697 | 9085.9228 | 10292.4914 | 11562.0697 | 12857.7086 | 14204.1006 | 15523.9895 | 16940.8406 | 18348.1814 | 19878.646 | 21278.6278 | 22792.182 | 24368.5257 | 26081.4352 | 27622.061 | 29302.3767
QLD | 11.0652 | 17.0275 | 35.2272 | 102.5547 | 242.7033 | 456.1081 | 756.9468 | 1149.2173 | 1590.9095 | 2162.7205 | 2861.8725 | 3548.6851 | 4252.3849 | 4969.4832 | 5759.3241 | 6522.2205 | 7320.8393 | 8136.5863 | 8975.9794 | 9807.5659 | 10697.9263 | 11591.1007 | 12542.9136 | 13419.8976 | 14364.4553 | 15344.6687 | 16429.538 | 17390.7482 | 18440.3476
SA | 3.2926 | 5.3258 | 11.59 | 31.4685 | 73.5717 | 140.599 | 235.9675 | 360.1741 | 504.605 | 691.0217 | 914.0587 | 1133.9853 | 1359.5882 | 1590.4948 | 1842.2926 | 2088.6481 | 2345.6701 | 2606.7177 | 2873.6402 | 3144.0595 | 3433.9328 | 3716.2285 | 4017.2591 | 4301.0821 | 4610.3743 | 4920.9645 | 5260.5912 | 5578.2576 | 5909.4457
TAS | 2.209 | 3.0237 | 4.7755 | 9.8171 | 20.4437 | 36.8586 | 60.8486 | 93.6702 | 140.9903 | 201.3897 | 266.1778 | 330.0165 | 395.4636 | 462.4152 | 535.6365 | 606.8657 | 680.9376 | 756.1464 | 834.2785 | 913.4411 | 998.1509 | 1079.2096 | 1165.7984 | 1247.5135 | 1337.601 | 1429.3798 | 1525.9222 | 1616.5169 | 1710.386
VIC | 27.3694 | 41.4301 | 78.9415 | 177.3384 | 363.4234 | 648.4097 | 1043.5048 | 1543.426 | 1982.8769 | 2567.2896 | 3389.2692 | 4194.9034 | 5019.915 | 5862.3886 | 6792.2103 | 7680.6519 | 8616.0386 | 9567.2389 | 10561.7655 | 11525.5495 | 12562.9658 | 13602.2859 | 14711.7739 | 15720.651 | 16834.319 | 17974.4393 | 19259.0327 | 20343.5472 | 21545.991
Hydrogen Superpower
| 2021-22 | 2022-23 | 2023-24 | 2024-25 | 2025-26 | 2026-27 | 2027-28 | 2028-29 | 2029-30 | 2030-31 | 2031-32 | 2032-33 | 2033-34 | 2034-35 | 2035-36 | 2036-37 | 2037-38 | 2038-39 | 2039-40 | 2040-41 | 2041-42 | 2042-43 | 2043-44 | 2044-45 | 2045-46 | 2046-47 | 2047-48 | 2048-49 | 2049-50
NSW | 23.8672 | 43.5988 | 113.2497 | 331.7697 | 700.3006 | 1193.0791 | 1849.4684 | 2664.5151 | 3629.5807 | 4782.1747 | 6069.5996 | 7336.4297 | 8639.9971 | 9977.1809 | 11464.2667 | 12893.5325 | 14402.0008 | 15951.5306 | 17569.8822 | 19153.5493 | 20863.5776 | 22564.7911 | 24420.8794 | 26024.3202 | 27020.4281 | 27431.8158 | 27958.1778 | 28259.1701 | 28672.9257
QLD | 11.0662 | 21.0846 | 61.1298 | 196.7433 | 433.0484 | 756.5733 | 1193.5596 | 1741.7203 | 2353.7921 | 3073.6256 | 3898.2363 | 4705.5022 | 5534.7604 | 6384.4364 | 7330.1023 | 8241.7371 | 9197.3176 | 10180.692 | 11194.1892 | 12199.795 | 13282.6435 | 14374.0816 | 15534.3471 | 16543.4726 | 17160.0233 | 17402.7865 | 17746.6145 | 17927.4745 | 18181.6273
SA | 3.293 | 6.3148 | 18.0452 | 59.8811 | 132.9726 | 232.0188 | 365.9678 | 535.2161 | 737.0557 | 974.5376 | 1236.4122 | 1494.0923 | 1758.5917 | 2031.1314 | 2330.1634 | 2623.3096 | 2929.098 | 3241.2285 | 3560.2534 | 3886.24 | 4237.5598 | 4578.1448 | 4940.334 | 5265.2575 | 5472.3376 | 5545.5733 | 5645.3824 | 5717.8527 | 5793.84
TAS | 2.2092 | 3.5568 | 7.5514 | 18.7549 | 38.6777 | 67.1201 | 105.9734 | 155.4008 | 216.2292 | 287.5382 | 364.1395 | 439.5512 | 517.1382 | 597.0856 | 685.1972 | 771.036 | 860.1735 | 951.2295 | 1046.2087 | 1143.2047 | 1247.5619 | 1346.6088 | 1452.1903 | 1546.8006 | 1608.2287 | 1632.4025 | 1659.2022 | 1678.7594 | 1698.9497
VIC | 27.3721 | 47.3412 | 111.5259 | 292.5493 | 588.377 | 983.2105 | 1512.4986 | 2174.0586 | 2846.2381 | 3642.278 | 4614.6345 | 5564.7082 | 6538.8816 | 7540.0241 | 8656.9657 | 9718.6679 | 10840.1007 | 11987.7052 | 13195.5211 | 14360 | 15622.9842 | 16894.5137 | 18249.8866 | 19407.4296 | 20147.3913 | 20427.9248 | 20859.4422 | 21025.862 | 21302.0871
Strong Electrification sensitivity
| 2021-22 | 2022-23 | 2023-24 | 2024-25 | 2025-26 | 2026-27 | 2027-28 | 2028-29 | 2029-30 | 2030-31 | 2031-32 | 2032-33 | 2033-34 | 2034-35 | 2035-36 | 2036-37 | 2037-38 | 2038-39 | 2039-40 | 2040-41 | 2041-42 | 2042-43 | 2043-44 | 2044-45 | 2045-46 | 2046-47 | 2047-48 | 2048-49 | 2049-50
NSW | 23.8672 | 43.6638 | 113.3697 | 340.4463 | 733.053 | 1265.3039 | 1977.874 | 2864.7814 | 3955.6662 | 5258.4966 | 6683.3948 | 8088.499 | 9536.6028 | 11021.1117 | 12672.0631 | 14262.4705 | 15941.0453 | 17667.1638 | 19469.1156 | 21234.1497 | 23141.6539 | 25041.84 | 27116.5304 | 28925.1551 | 30048.4031 | 30516.1128 | 31113.314 | 31461.6295 | 31936.3343
QLD | 11.0662 | 21.1152 | 61.1865 | 203.1319 | 457.3224 | 810.3667 | 1289.7018 | 1892.3802 | 2563.7721 | 3352.0573 | 4256.4638 | 5143.7028 | 6056.7103 | 6991.7697 | 8032.4629 | 9037.6073 | 10091.6437 | 11177.247 | 12296.4992 | 13407.1108 | 14604.1194 | 15811.1165 | 17097.0186 | 18224.3564 | 18913.7693 | 19187.913 | 19572.6487 | 19779.9055 | 20068.3914
SA | 3.293 | 6.3231 | 18.0607 | 61.7007 | 139.9159 | 247.4915 | 393.7871 | 579.1092 | 804.2699 | 1069.0932 | 1358.183 | 1643.2035 | 1936.2475 | 2237.9268 | 2569.1926 | 2894.2441 | 3233.5458 | 3580.358 | 3935.1309 | 4296.9728 | 4687.2788 | 5066.7336 | 5471.2112 | 5836.3193 | 6068.5212 | 6152.3257 | 6265.6912 | 6347.8569 | 6435.4149
TAS | 2.2092 | 3.558 | 7.5537 | 19.2705 | 40.6539 | 71.5431 | 113.9639 | 168.0614 | 234.4777 | 312.2275 | 395.9017 | 478.4016 | 563.3919 | 650.9014 | 747.3858 | 841.4827 | 939.2733 | 1039.2775 | 1143.5514 | 1249.8809 | 1364.3693 | 1473.4023 | 1589.8369 | 1694.7621 | 1762.6965 | 1789.6349 | 1819.7506 | 1841.6769 | 1864.6748
VIC | 27.3721 | 47.4093 | 111.6518 | 299.4523 | 614.4297 | 1040.8471 | 1615.3724 | 2335.1777 | 3081.5574 | 3964.2527 | 5029.0318 | 6071.5367 | 7142.1612 | 8241.6943 | 9468.1583 | 10636.8529 | 11871.2221 | 13135.7552 | 14465.5162 | 15749.599 | 17142.9299 | 18546.2551 | 20044.9806 | 21336.4056 | 22160.3132 | 22476.4872 | 22955.9521 | 23150.5207 | 23465.0002
Aggregated BEV and PHEV (Uptake, Number of vehicles)
Number of BEVs and PHEVs in use.
Slow Change
| 2021-22 | 2022-23 | 2023-24 | 2024-25 | 2025-26 | 2026-27 | 2027-28 | 2028-29 | 2029-30 | 2030-31 | 2031-32 | 2032-33 | 2033-34 | 2034-35 | 2035-36 | 2036-37 | 2037-38 | 2038-39 | 2039-40 | 2040-41 | 2041-42 | 2042-43 | 2043-44 | 2044-45 | 2045-46 | 2046-47 | 2047-48 | 2048-49 | 2049-50
NSW | 9353.59 | 9597.1337 | 9927.7311 | 10359.9233 | 14226.965 | 28232.1244 | 59837.5748 | 114478.801 | 190589.4414 | 283463.1449 | 394188.8076 | 528955.9595 | 694128.4086 | 863896.4089 | 1038933.2021 | 1217117.5356 | 1398567.1972 | 1583256.6314 | 1771214.4403 | 1962476.972 | 2157141.5829 | 2355131.7152 | 2554805.3932 | 2759035.8555 | 2966400.8622 | 3176598.736 | 3389101.2612 | 3602983.2995 | 3816387.3455
QLD | 3926.5406 | 3939.1589 | 3969.0882 | 4020.552 | 5088.8554 | 8666.3892 | 16243.2762 | 28821.0628 | 46745.8647 | 69555.8487 | 97007.5175 | 131310.8404 | 173056.9681 | 221018.229 | 274824.4789 | 333535.4816 | 396816.4882 | 464353.4937 | 535924.1074 | 611387.5798 | 690592.1923 | 773322.6976 | 858637.8395 | 947903.6092 | 1040079.698 | 1135005.1622 | 1232362.3761 | 1331782.6727 | 1432488.6215
SA | 1385.9742 | 1371.8002 | 1359.9934 | 1351.0851 | 1593.5057 | 2605.9255 | 4988.5852 | 9562.8584 | 16449.6154 | 24910.4101 | 34898.2112 | 46828.8441 | 59920.6542 | 75223.1512 | 92588.6826 | 111697.325 | 132428.0264 | 154670.8966 | 178347.3661 | 203411.2221 | 229807.6673 | 257461.1937 | 286015.3248 | 316008.2191 | 347045.2666 | 379069.0593 | 411977.1641 | 445637.254 | 479770.6253
TAS | 994.9257 | 1003.7022 | 1013.5341 | 1024.7563 | 1135.6642 | 1463.4347 | 2061.211 | 2998.6008 | 4239.7616 | 5881.4354 | 7881.6267 | 10348.3055 | 13317.7503 | 17062.0298 | 21531.7914 | 26637.1915 | 32342.5524 | 38613.8491 | 45424.0468 | 52753.8596 | 60583.151 | 68886.3308 | 77370.7093 | 86561.2555 | 96149.4526 | 106112.2612 | 116411.4877 | 127004.2225 | 137823.5575
VIC | 10179.381 | 10621.3799 | 11156.9009 | 11804.7579 | 14850.4941 | 24981.0374 | 46537.1014 | 85010.7489 | 140307.7176 | 207757.9482 | 287738.7404 | 385500.5956 | 504087.1993 | 627074.0847 | 754731.572 | 885409.1918 | 1019150.1256 | 1155882.9136 | 1295574.1787 | 1438191.3218 | 1583757.4196 | 1732173.6366 | 1881431.8536 | 2034984.2957 | 2191305.5037 | 2349948.6097 | 2510451.5384 | 2672129.2658 | 2833681.0813
Steady Progress
| 2021-22 | 2022-23 | 2023-24 | 2024-25 | 2025-26 | 2026-27 | 2027-28 | 2028-29 | 2029-30 | 2030-31 | 2031-32 | 2032-33 | 2033-34 | 2034-35 | 2035-36 | 2036-37 | 2037-38 | 2038-39 | 2039-40 | 2040-41 | 2041-42 | 2042-43 | 2043-44 | 2044-45 | 2045-46 | 2046-47 | 2047-48 | 2048-49 | 2049-50
NSW | 9353.59 | 16266.4935 | 34431.0068 | 84463.6557 | 165655.9702 | 284753.5486 | 438273.9675 | 628240.3436 | 769901.5071 | 1065291.329 | 1352090.0591 | 1650560.1755 | 1954867.3361 | 2264810.3711 | 2580571.3771 | 2902075.9942 | 3229444.6831 | 3562510.9887 | 3901192.126 | 4246185.6513 | 4597223.2598 | 4954178.987 | 5316531.677 | 5684567.5662 | 6057899.5682 | 6436191.8246 | 6819465.7095 | 7207412.4796 | 7599877.47
QLD | 3926.5406 | 4144.0729 | 4408.9514 | 4747.549 | 7051.7263 | 16001.7418 | 36165.8858 | 70257.582 | 119772.7691 | 196598.8837 | 198254.6637 | 265219.4151 | 346175.5694 | 432981.7047 | 525639.0568 | 622823.8656 | 724426.8104 | 830260.4458 | 940194.5885 | 1054103.5177 | 1171926.1396 | 1293499.1903 | 1417899.1355 | 1546406.3007 | 1678204.5101 | 1813066.5326 | 1950615.9786 | 2090226.7777 | 2230687.2446
SA | 1385.9742 | 1446.4664 | 1516.6103 | 1600.7638 | 2155.6345 | 4621.7278 | 10643.8122 | 22499.8259 | 40986.7707 | 66562.6838 | 67472.8202 | 90589.6456 | 117274.8194 | 146109.0963 | 177004.6664 | 209502.3315 | 243561.7698 | 279118.2693 | 316123.733 | 354534.6058 | 394327.0553 | 435443.2015 | 477531.908 | 521091.6595 | 565824.4266 | 611641.5601 | 658432.3257 | 706023.3577 | 754021.9986
TAS | 994.9257 | 1030.993 | 1071.3313 | 1117.3857 | 1350.0503 | 2202.972 | 3938.5748 | 6574.441 | 10107.3801 | 13694.6192 | 14634.4773 | 19257.8314 | 25035.5333 | 31748.4515 | 39352.7171 | 47718.0213 | 56819.8583 | 66627.9204 | 77115.3175 | 88256.9153 | 100033.9513 | 112419.4285 | 125116.2026 | 138631.5212 | 152679.1008 | 167221.2778 | 182212.1778 | 197575.8387 | 213198.0963
VIC | 10179.381 | 17702.2549 | 35225.0073 | 77632.9551 | 143239.812 | 239142.2748 | 363317.3425 | 517144.9771 | 642838.4372 | 889351.0811 | 1131546.2833 | 1379398.362 | 1631219.8619 | 1887002.4909 | 2146941.6361 | 2411066.4956 | 2679516.4837 | 2952213.9571 | 3229111.6628 | 3510573.6836 | 3796499.0586 | 4086785.7007 | 4381245.8485 | 4679685.6386 | 4981972.2394 | 5287883.867 | 5597470.9911 | 5910525.5037 | 6226981.4174
Progressive Change
| 2021-22 | 2022-23 | 2023-24 | 2024-25 | 2025-26 | 2026-27 | 2027-28 | 2028-29 | 2029-30 | 2030-31 | 2031-32 | 2032-33 | 2033-34 | 2034-35 | 2035-36 | 2036-37 | 2037-38 | 2038-39 | 2039-40 | 2040-41 | 2041-42 | 2042-43 | 2043-44 | 2044-45 | 2045-46 | 2046-47 | 2047-48 | 2048-49 | 2049-50
NSW | 9353.59 | 16266.4935 | 34431.0068 | 84463.6557 | 165655.9702 | 284753.5486 | 438273.9675 | 628240.3436 | 769901.5071 | 1065291.329 | 1382686.6192 | 1696076.6594 | 2014155.9206 | 2337396.4118 | 2665954.1874 | 2999935.1429 | 3339505.4344 | 3684534.3343 | 4034980.5737 | 4391597.1757 | 4754184.1491 | 5122653.4044 | 5496801.6308 | 5876395.1863 | 6261337.0036 | 6651343.7527 | 7046507.6834 | 7446573.2139 | 7851489.8487
QLD | 3926.5406 | 4144.0729 | 4408.9514 | 4747.549 | 7051.7263 | 16001.7418 | 36165.8858 | 70257.582 | 119772.7691 | 196598.8837 | 402879.3732 | 574332.8764 | 748303.4237 | 924913.7734 | 1104283.6777 | 1286564.5968 | 1471868.205 | 1660302.1852 | 1851780.7152 | 2046507.6606 | 2244553.3939 | 2445893.6569 | 2650434.539 | 2858131.3974 | 3068863.7276 | 3282488.8368 | 3499160.387 | 3718654.3423 | 3940998.996
SA | 1385.9742 | 1446.4664 | 1516.6103 | 1600.7638 | 2155.6345 | 4621.7278 | 10643.8122 | 22499.8259 | 40986.7707 | 66562.6838 | 138521.5296 | 197542.5584 | 257465.5021 | 318335.5158 | 380152.4966 | 442962.1676 | 506813.2767 | 571722.9661 | 637673.7269 | 704720.3548 | 772884.8117 | 842155.6675 | 912499.2976 | 983898.3485 | 1056309.9372 | 1129684.9019 | 1204069.1231 | 1279408.3782 | 1355716.6185
TAS | 994.9257 | 1030.993 | 1071.3313 | 1117.3857 | 1350.0503 | 2202.972 | 3938.5748 | 6574.441 | 10107.3801 | 13694.6192 | 46945.86 | 66841.322 | 87025.2127 | 107514.1631 | 128317.268 | 149450.4286 | 170937.7881 | 192781.9781 | 214975.4492 | 237534.137 | 260462.3144 | 283754.1516 | 307396.2928 | 331380.6614 | 355690.57 | 380308.452 | 405245.3107 | 430493.9453 | 456060.4148
VIC | 10179.381 | 17702.2549 | 35225.0073 | 77632.9551 | 143239.812 | 239142.2748 | 363317.3425 | 517144.9771 | 642838.4372 | 889351.0811 | 1140974.8559 | 1392913.0169 | 1648393.85 | 1907753.2612 | 2171145.194 | 2438657.7054 | 2710438.0551 | 2986412.7165 | 3266548.7589 | 3551228.2025 | 3840382.2091 | 4133923.3501 | 4431678.5309 | 4733476.2873 | 5039190.9343 | 5348618.7478 | 5661831.9268 | 5978646.9186 | 6299030.152
Step Change
| 2021-22 | 2022-23 | 2023-24 | 2024-25 | 2025-26 | 2026-27 | 2027-28 | 2028-29 | 2029-30 | 2030-31 | 2031-32 | 2032-33 | 2033-34 | 2034-35 | 2035-36 | 2036-37 | 2037-38 | 2038-39 | 2039-40 | 2040-41 | 2041-42 | 2042-43 | 2043-44 | 2044-45 | 2045-46 | 2046-47 | 2047-48 | 2048-49 | 2049-50
NSW | 9353.59 | 17180.4148 | 36942.899 | 90110.1419 | 175829.5496 | 300468.2739 | 461810.8732 | 661789.9251 | 817790.7893 | 1128613.7587 | 1441140.4813 | 1758068.9371 | 2079809.9464 | 2406848.3891 | 2739269.9971 | 3077206.8931 | 3420799.2763 | 3769872.831 | 4124426.5625 | 4485267.5181 | 4852173.5931 | 5225066.3957 | 5603741.8872 | 5987934.9262 | 6377613.4063 | 6772464.5415 | 7172586.181 | 7577730.7795 | 7987848.8958
QLD | 3926.5406 | 7230.1927 | 15660.0342 | 38507.912 | 81650.391 | 148992.4877 | 240607.4397 | 358027.9448 | 534709.2886 | 739439.1019 | 944746.5669 | 1152924.7 | 1364293.0983 | 1579076.5617 | 1797488.4358 | 2019593.3198 | 2245373.7607 | 2474815.2173 | 2707801.5086 | 2945000.613 | 3186244.7355 | 3431483.882 | 3680580.6198 | 3933360.8763 | 4189795.1895 | 4449671.5885 | 4713056.6902 | 4979764.0953 | 5249752.6934
SA | 1385.9742 | 2631.82 | 5852.0514 | 14640.0536 | 30346.8057 | 54380.1125 | 87308.9455 | 129423.9003 | 189047.5713 | 262699.2862 | 335443.3587 | 409149.7034 | 483916.9084 | 559845.0762 | 636936.5431 | 715180.6469 | 794591.7095 | 875107.4365 | 956716.8129 | 1039641.3313 | 1123807.2686 | 1209187.9848 | 1295728.7223 | 1383361.3915 | 1472063.9962 | 1561760.9061 | 1652466.9783 | 1744149.5414 | 1836796.1795
TAS | 994.9257 | 1442.4673 | 2295.0882 | 4011.1146 | 7716.8622 | 13370.386 | 21767.5093 | 32978.1088 | 62248.6181 | 86047.4661 | 109803.5114 | 133855.038 | 158233.7576 | 182971.4769 | 208085.3527 | 233573.3169 | 259458.9742 | 285719.8046 | 312347.4995 | 339396.7891 | 366850.8628 | 394698.4854 | 422920.4014 | 451495.1949 | 480408.2508 | 509636.1184 | 539179.4452 | 569046.0754 | 599236.1304
VIC | 10179.381 | 17741.4797 | 35309.4164 | 77910.5758 | 143956.7859 | 240716.4494 | 366664.8354 | 523138.8275 | 655273.5856 | 905354.5055 | 1154717.4479 | 1407306.9293 | 1663492.2812 | 1923608.1799 | 2187766.3834 | 2456071.848 | 2728656.3809 | 3005424.0305 | 3286367.4773 | 3571891.382 | 3861918.7915 | 4156369.9607 | 4455074.8609 | 4757842.3226 | 5064588.7988 | 5375092.9118 | 5689434.3154 | 6007432.8123 | 6329058.1371
Hydrogen Superpower
| 2021-22 | 2022-23 | 2023-24 | 2024-25 | 2025-26 | 2026-27 | 2027-28 | 2028-29 | 2029-30 | 2030-31 | 2031-32 | 2032-33 | 2033-34 | 2034-35 | 2035-36 | 2036-37 | 2037-38 | 2038-39 | 2039-40 | 2040-41 | 2041-42 | 2042-43 | 2043-44 | 2044-45 | 2045-46 | 2046-47 | 2047-48 | 2048-49 | 2049-50
NSW | 9353.59 | 20647.7496 | 55418.3765 | 164159.5863 | 286809.8446 | 451829.2763 | 661109.194 | 916405.0157 | 1263807.4594 | 1646682.6558 | 2030541.5526 | 2422207.794 | 2818539.0865 | 3224707.9434 | 3638835.1397 | 4060898.4653 | 4491026.6062 | 4929081.7094 | 5374563.6556 | 5829780.8506 | 6293498.5153 | 6765456.3421 | 7245157.0003 | 7669547.0982 | 7749701.761 | 7829256.4941 | 7908189.736 | 7986397.6266 | 8063792.3481
QLD | 3926.5406 | 9475.2668 | 28403.9897 | 93368.7264 | 167442.4543 | 268533.4788 | 398192.098 | 557891.5618 | 828361.402 | 1080799.8226 | 1333020.8801 | 1590407.393 | 1850852.188 | 2117792.2423 | 2390166.3245 | 2667921.4329 | 2950959.4371 | 3239338.5828 | 3532573.5893 | 3832362.7362 | 4137860.7689 | 4448897.1064 | 4765144.5994 | 5044917.758 | 5097337.1624 | 5149375.3597 | 5201015.1597 | 5252152.2489 | 5302718.3655
SA | 1385.9742 | 3357.5442 | 9954.8005 | 32167.4588 | 58292.9659 | 94122.5394 | 140411.415 | 197949.4024 | 293305.3938 | 384893.8824 | 472759.255 | 563627.903 | 655480.0989 | 749478.2546 | 845166.7986 | 942473.8134 | 1041397.405 | 1141876.9755 | 1243783.5984 | 1347714.854 | 1453321.6955 | 1560522.6656 | 1669181.0126 | 1764760.3901 | 1783021.4342 | 1801103.3986 | 1819006.2513 | 1836742.8941 | 1854295.0383
TAS | 994.9257 | 1850.2808 | 3998.5233 | 9628.53 | 17092.6576 | 27434.6994 | 40899.5678 | 57726.1987 | 96526.3012 | 125989.1048 | 154740.067 | 184401.4901 | 214393.963 | 245056.0111 | 276279.3759 | 308043.6448 | 340376.5514 | 373247.5492 | 406614.5924 | 440629.0032 | 475205.3386 | 510315.8751 | 545917.8972 | 577233.8596 | 582960.9209 | 588626.8568 | 594229.176 | 599793.9248 | 605316.4303
VIC | 10179.381 | 21148.0022 | 51790.1091 | 137945.8447 | 232681.606 | 360749.3431 | 524073.6081 | 724467.1377 | 1012703.0258 | 1321674.4173 | 1626559.6801 | 1938531.1876 | 2253938.6501 | 2576829.1165 | 2905757.4884 | 3240731.8981 | 3581906.6023 | 3929239.0789 | 4282462.5846 | 4642644.6128 | 5009267.7317 | 5382134.5472 | 5760890.1509 | 6095054.8623 | 6158094.6114 | 6220720.7313 | 6282925.0041 | 6344626.5943 | 6405757.4016
Strong Electrification sensitivity
| 2021-22 | 2022-23 | 2023-24 | 2024-25 | 2025-26 | 2026-27 | 2027-28 | 2028-29 | 2029-30 | 2030-31 | 2031-32 | 2032-33 | 2033-34 | 2034-35 | 2035-36 | 2036-37 | 2037-38 | 2038-39 | 2039-40 | 2040-41 | 2041-42 | 2042-43 | 2043-44 | 2044-45 | 2045-46 | 2046-47 | 2047-48 | 2048-49 | 2049-50
NSW | 9353.59 | 20678.5141 | 55447.3188 | 166209.9902 | 292729.8016 | 463649.7151 | 680957.5256 | 946497.2873 | 1316781.9255 | 1716816.2088 | 2117919.7848 | 2527211.0139 | 2941410.4053 | 3365909.0289 | 3798736.6667 | 4239875.7641 | 4689461.2308 | 5147352.9603 | 5613031.6421 | 6088905.6795 | 6573693.8904 | 7067128.335 | 7568691.4062 | 8015309.1977 | 8099294.3858 | 8182663.0398 | 8265394.0848 | 8347379.4637 | 8428528.2281
QLD | 3926.5406 | 9490.5763 | 28418.4985 | 94627.7478 | 171096.2453 | 275866.6822 | 410567.712 | 576746.444 | 862755.9369 | 1126376.0323 | 1389791.5256 | 1658623.3768 | 1930669.0168 | 2209509.3418 | 2494032.968 | 2784187.4503 | 3079870.0915 | 3381143.7199 | 3687503.1433 | 4000719.8623 | 4319916.1285 | 4644915.9714 | 4975378.8476 | 5269605.9119 | 5324475.393 | 5378952.1835 | 5433019.1114 | 5486567.7442 | 5539527.2577
SA | 1385.9742 | 3362.1598 | 9959.1884 | 32598.4952 | 59551.8299 | 96665.2569 | 144731.1741 | 204577.6987 | 305576.4991 | 401242.9722 | 493049.1406 | 587993.5952 | 683973.6531 | 782200.8449 | 882197.4685 | 983889.8328 | 1087276.0141 | 1192293.5822 | 1298808.4618 | 1407443.9535 | 1517837.5556 | 1629905.0736 | 1743504.0941 | 1844092.6702 | 1863222.6997 | 1882168.0015 | 1900928.8557 | 1919518.9608 | 1937919.3978
TAS | 994.9257 | 1851.0085 | 3999.223 | 9751.3447 | 17452.9611 | 28166.3187 | 42148.5397 | 59650.4202 | 100514.0752 | 131278.269 | 161304.3023 | 192281.2643 | 223605.5909 | 255630.0294 | 288241.042 | 321417.7834 | 355189.2998 | 389523.9402 | 424377.9695 | 459909.2504 | 496029.0476 | 532708.6323 | 569903.5042 | 602834.3945 | 608827.1738 | 614756.6738 | 620620.3731 | 626445.565 | 632227.42
VIC | 10179.381 | 21179.6755 | 51820.0631 | 139522.3342 | 237237.3991 | 369877.5569 | 539464.2181 | 747901.1979 | 1054578.6364 | 1377229.1186 | 1695659.8631 | 2021504.1073 | 2350955.2409 | 2688229.763 | 3031815.7325 | 3381725.8386 | 3738122.141 | 4100963.1709 | 4469972.4771 | 4846264.739 | 5229304.1351 | 5618887.0559 | 6014644.0515 | 6366081.7431 | 6432059.825 | 6497612.1742 | 6562731.0904 | 6627332.7777 | 6691346.6411
BEV/PHEV (Charge Type, % of fleet)
Split across the charge profiles when electric vehicles are charged. "Buses and Trucks" covers articulated trucks, rigid trucks as well as buses. Commercial covers small, medium and large commercial vehicles. Residential covers small, medium and large residential vehicles.
Slow Change
| 2021-22 | 2022-23 | 2023-24 | 2024-25 | 2025-26 | 2026-27 | 2027-28 | 2028-29 | 2029-30 | 2030-31 | 2031-32 | 2032-33 | 2033-34 | 2034-35 | 2035-36 | 2036-37 | 2037-38 | 2038-39 | 2039-40 | 2040-41 | 2041-42 | 2042-43 | 2043-44 | 2044-45 | 2045-46 | 2046-47 | 2047-48 | 2048-49 | 2049-50
Buses and Trucks - Convenience Charging | 97.33% | 96.74% | 96.15% | 95.55% | 94.96% | 94.37% | 93.78% | 93.19% | 92.59% | 92% | 91.41% | 90.82% | 90.23% | 89.63% | 89.04% | 88.45% | 87.86% | 87.26% | 86.67% | 86.08% | 85.49% | 84.9% | 84.3% | 83.71% | 83.12% | 82.53% | 81.93% | 81.34% | 80.75%
Buses and Trucks - Daytime Charging | 1.87% | 2.31% | 2.75% | 3.2% | 3.64% | 4.08% | 4.52% | 4.96% | 5.41% | 5.85% | 6.29% | 6.73% | 7.17% | 7.62% | 8.06% | 8.5% | 8.94% | 9.39% | 9.83% | 10.27% | 10.71% | 11.15% | 11.6% | 12.04% | 12.48% | 12.92% | 13.37% | 13.81% | 14.25%
Buses and Trucks - Highway Fast Charging | 0.71% | 0.87% | 1.02% | 1.17% | 1.32% | 1.48% | 1.63% | 1.78% | 1.94% | 2.09% | 2.24% | 2.4% | 2.55% | 2.7% | 2.86% | 3.01% | 3.16% | 3.32% | 3.47% | 3.62% | 3.77% | 3.93% | 4.08% | 4.23% | 4.39% | 4.54% | 4.69% | 4.85% | 5%
Buses and Trucks - Nighttime Charging | 0.09% | 0.08% | 0.08% | 0.08% | 0.08% | 0.07% | 0.07% | 0.07% | 0.06% | 0.06% | 0.06% | 0.05% | 0.05% | 0.05% | 0.04% | 0.04% | 0.04% | 0.03% | 0.03% | 0.03% | 0.02% | 0.02% | 0.02% | 0.02% | 0.01% | 0.01% | 0.01% | 0% | 0%
Buses and Trucks - Coordinated Charging | 1.301e-16% | 8.674e-17% | 8.674e-17% | -2.602e-16% | -2.602e-16% | 1.409e-16% | 1.409e-16% | 1.409e-16% | -2.602e-16% | -2.602e-16% | 4.337e-16% | 1.301e-16% | 1.301e-16% | 1.301e-16% | -8.132e-17% | -8.132e-17% | -8.132e-17% | 2.168e-16% | 2.168e-16% | 2.168e-16% | -8.945e-17% | -8.945e-17% | -8.945e-17% | -8.945e-17% | 6.681e-16% | 6.681e-16% | 6.681e-16% | 0% | 0%
Commercial - Convenience Charging | 97.07% | 96.41% | 95.75% | 95.09% | 94.43% | 93.77% | 93.11% | 92.46% | 91.8% | 91.14% | 90.48% | 89.82% | 89.16% | 88.5% | 87.85% | 87.19% | 86.53% | 85.87% | 85.21% | 84.55% | 83.89% | 83.24% | 82.58% | 81.92% | 81.26% | 80.6% | 79.94% | 79.28% | 78.63%
Commercial - Daytime Charging | 1.82% | 2.25% | 2.68% | 3.11% | 3.54% | 3.97% | 4.4% | 4.84% | 5.27% | 5.7% | 6.13% | 6.56% | 6.99% | 7.42% | 7.85% | 8.28% | 8.71% | 9.14% | 9.57% | 10% | 10.43% | 10.86% | 11.29% | 11.72% | 12.15% | 12.58% | 13.01% | 13.44% | 13.88%
Commercial - Highway Fast Charging | 1.03% | 1.26% | 1.49% | 1.72% | 1.95% | 2.18% | 2.41% | 2.64% | 2.88% | 3.11% | 3.34% | 3.57% | 3.8% | 4.03% | 4.26% | 4.49% | 4.73% | 4.96% | 5.19% | 5.42% | 5.65% | 5.88% | 6.11% | 6.34% | 6.58% | 6.81% | 7.04% | 7.27% | 7.5%
Commercial - Nighttime Charging | 0.09% | 0.08% | 0.08% | 0.08% | 0.07% | 0.07% | 0.07% | 0.07% | 0.06% | 0.06% | 0.06% | 0.05% | 0.05% | 0.05% | 0.04% | 0.04% | 0.04% | 0.03% | 0.03% | 0.03% | 0.02% | 0.02% | 0.02% | 0.02% | 0.01% | 0.01% | 0.01% | 0% | 0%
Commercial - Coordinated Charging | 1.301e-16% | 8.674e-17% | 8.674e-17% | -2.602e-16% | 1.409e-16% | 1.409e-16% | 1.409e-16% | 1.409e-16% | -2.602e-16% | -2.602e-16% | -2.602e-16% | 1.301e-16% | 1.301e-16% | 1.301e-16% | -8.132e-17% | -8.132e-17% | -8.132e-17% | 2.168e-16% | 2.168e-16% | 2.168e-16% | -8.945e-17% | -8.945e-17% | -8.945e-17% | -8.945e-17% | 6.681e-16% | 6.681e-16% | 6.681e-16% | 0% | 0%
Residential - Convenience Charging | 95.83% | 94.01% | 92.24% | 90.49% | 88.77% | 87.09% | 85.45% | 83.83% | 82.26% | 80.71% | 79.2% | 77.72% | 76.28% | 74.87% | 73.49% | 72.15% | 70.84% | 69.56% | 68.32% | 67.11% | 65.93% | 64.79% | 63.69% | 62.61% | 61.57% | 60.56% | 59.59% | 58.65% | 57.74%
Residential - Daytime Charging | 1.34% | 1.62% | 1.9% | 2.18% | 2.46% | 2.74% | 3.04% | 3.32% | 3.6% | 3.88% | 4.16% | 4.44% | 4.72% | 5.02% | 5.3% | 5.58% | 5.86% | 6.14% | 6.42% | 6.72% | 7% | 7.28% | 7.56% | 7.84% | 8.12% | 8.42% | 8.7% | 8.98% | 9.26%
Residential - Highway Fast Charging | 1.86% | 2.31% | 2.75% | 3.19% | 3.63% | 4.07% | 4.51% | 4.95% | 5.39% | 5.37% | 5.35% | 5.33% | 5.31% | 5.29% | 5.27% | 5.25% | 5.24% | 5.22% | 5.2% | 5.18% | 5.16% | 5.14% | 5.12% | 5.1% | 5.08% | 5.06% | 5.04% | 5.02% | 5%
Residential - Nighttime Charging | 0.9653% | 2.056% | 3.115% | 4.139% | 5.139% | 6.096% | 7.01% | 7.898% | 8.755% | 9.578% | 10.37% | 11.12% | 11.84% | 12.52% | 13.17% | 13.79% | 14.38% | 14.93% | 15.45% | 15.93% | 16.39% | 16.81% | 17.19% | 17.54% | 17.86% | 18.14% | 18.38% | 18.6% | 18.79%
Residential - Coordinated Charging | bar: 2021-22 to 2049-50
Residential - Vehicle to Home | 0% | 0% | 0% | 0% | 0% | 0% | 0% | 0% | 0% | 0.23% | 0.46% | 0.69% | 0.92% | 1.15% | 1.38% | 1.61% | 1.84% | 2.07% | 2.3% | 2.53% | 2.76% | 2.99% | 3.22% | 3.45% | 3.69% | 3.92% | 4.15% | 4.38% | 4.61%
Residential - Vehicle to Grid | 0% | 0% | 0% | 0% | 0% | 0% | 0% | 0% | 0% | 0.23% | 0.46% | 0.69% | 0.92% | 1.15% | 1.38% | 1.61% | 1.84% | 2.07% | 2.3% | 2.53% | 2.76% | 2.99% | 3.22% | 3.45% | 3.69% | 3.92% | 4.15% | 4.38% | 4.61%
Steady Progress
| 2021-22 | 2022-23 | 2023-24 | 2024-25 | 2025-26 | 2026-27 | 2027-28 | 2028-29 | 2029-30 | 2030-31 | 2031-32 | 2032-33 | 2033-34 | 2034-35 | 2035-36 | 2036-37 | 2037-38 | 2038-39 | 2039-40 | 2040-41 | 2041-42 | 2042-43 | 2043-44 | 2044-45 | 2045-46 | 2046-47 | 2047-48 | 2048-49 | 2049-50
Buses and Trucks - Convenience Charging | 96.14% | 95.25% | 94.37% | 93.48% | 92.59% | 91.7% | 90.81% | 89.92% | 89.03% | 88.14% | 89.33% | 88.59% | 87.85% | 87.11% | 86.37% | 85.63% | 84.89% | 84.15% | 83.41% | 82.67% | 81.93% | 81.18% | 80.44% | 79.7% | 78.96% | 78.22% | 77.48% | 76.74% | 76%
Buses and Trucks - Daytime Charging | 3.06% | 3.8% | 4.53% | 5.27% | 6.01% | 6.75% | 7.49% | 8.23% | 8.97% | 9.322% | 7.7% | 7.885% | 8.022% | 8.112% | 8.155% | 8.15% | 8.099% | 8% | 7.854% | 7.661% | 7.426% | 7.138% | 6.802% | 6.42% | 5.99% | 5.514% | 4.99% | 4.418% | 3.8%
Buses and Trucks - Highway Fast Charging | 0.71% | 0.87% | 1.02% | 1.17% | 1.33% | 1.48% | 1.63% | 1.78% | 1.94% | 2.09% | 2.24% | 2.4% | 2.55% | 2.7% | 2.86% | 3.01% | 3.16% | 3.32% | 3.47% | 3.62% | 3.77% | 3.93% | 4.08% | 4.23% | 4.39% | 4.54% | 4.69% | 4.85% | 5%
Buses and Trucks - Nighttime Charging | 0.09% | 0.08% | 0.08% | 0.08% | 0.07% | 0.07% | 0.07% | 0.07% | 0.06% | 0.0582% | 0.0564% | 0.0455% | 0.044% | 0.0425% | 0.0328% | 0.0316% | 0.0304% | 0.0219% | 0.021% | 0.0201% | 0.0128% | 0.0122% | 0.0116% | 0.011% | 0.0052% | 0.0049% | 0.0046% | 0% | 0%
Buses and Trucks - Coordinated Charging | -1.952e-16% | 2.06e-16% | 2.06e-16% | 2.06e-16% | -8.674e-17% | 6.072e-16% | 6.072e-16% | 6.072e-16% | 3.361e-16% | 0.3902% | 0.6732% | 1.08% | 1.534% | 2.036% | 2.582% | 3.178% | 3.821% | 4.508% | 5.245% | 6.029% | 6.862% | 7.74% | 8.666% | 9.639% | 10.65% | 11.72% | 12.84% | 13.99% | 15.2%
Commercial - Convenience Charging | 95.91% | 94.96% | 94.01% | 93.07% | 92.12% | 91.17% | 90.22% | 89.28% | 88.33% | 87.38% | 88.46% | 87.65% | 86.85% | 86.05% | 85.24% | 84.44% | 83.64% | 82.83% | 82.03% | 81.23% | 80.42% | 79.62% | 78.82% | 78.02% | 77.21% | 76.41% | 75.61% | 74.8% | 74%
Commercial - Daytime Charging | 2.98% | 3.7% | 4.42% | 5.14% | 5.86% | 6.58% | 7.3% | 8.01% | 8.73% | 9.072% | 7.498% | 7.682% | 7.812% | 7.904% | 7.942% | 7.942% | 7.888% | 7.795% | 7.65% | 7.465% | 7.228% | 6.95% | 6.622% | 6.252% | 5.832% | 5.366% | 4.858% | 4.301% | 3.7%
Commercial - Highway Fast Charging | 1.02% | 1.26% | 1.49% | 1.72% | 1.95% | 2.18% | 2.41% | 2.64% | 2.87% | 3.11% | 3.34% | 3.57% | 3.8% | 4.03% | 4.26% | 4.49% | 4.73% | 4.96% | 5.19% | 5.42% | 5.65% | 5.88% | 6.11% | 6.34% | 6.58% | 6.81% | 7.04% | 7.27% | 7.5%
Commercial - Nighttime Charging | 0.09% | 0.08% | 0.08% | 0.08% | 0.08% | 0.07% | 0.07% | 0.07% | 0.06% | 0.0582% | 0.0564% | 0.0455% | 0.044% | 0.0425% | 0.0328% | 0.0316% | 0.0304% | 0.0219% | 0.021% | 0.0201% | 0.0128% | 0.0122% | 0.0116% | 0.011% | 0.0052% | 0.0049% | 0.0046% | 0% | 0%
Commercial - Coordinated Charging | 1.301e-16% | -2.602e-16% | -2.602e-16% | -2.602e-16% | -2.602e-16% | 1.409e-16% | 1.409e-16% | 1.409e-16% | 4.337e-16% | 0.3798% | 0.6556% | 1.052% | 1.494% | 1.983% | 2.515% | 3.097% | 3.722% | 4.393% | 5.109% | 5.875% | 6.679% | 7.537% | 8.436% | 9.387% | 10.37% | 11.41% | 12.5% | 13.62% | 14.8%
Residential - Convenience Charging | 94.04% | 91.53% | 89.08% | 86.69% | 84.35% | 82.06% | 79.81% | 77.62% | 75.49% | 73.4% | 74.67% | 72.88% | 71.13% | 69.43% | 67.77% | 66.15% | 64.57% | 63.03% | 61.54% | 60.1% | 58.69% | 57.32% | 56% | 54.72% | 53.48% | 52.28% | 51.13% | 50.02% | 48.95%
Residential - Daytime Charging | 1.66% | 2.02% | 2.38% | 2.74% | 3.12% | 3.48% | 3.84% | 4.2% | 4.56% | 4.723% | 5.097% | 5.21% | 5.292% | 5.344% | 5.366% | 5.357% | 5.318% | 5.248% | 5.148% | 5.018% | 4.857% | 4.666% | 4.444% | 4.192% | 3.91% | 3.603% | 3.259% | 2.885% | 2.48%
Residential - Highway Fast Charging | 2.91% | 3.62% | 4.32% | 5.02% | 5.73% | 6.43% | 7.13% | 7.83% | 8.54% | 8.36% | 6.38% | 6.3% | 6.23% | 6.15% | 6.07% | 6% | 5.92% | 5.84% | 5.77% | 5.69% | 5.61% | 5.54% | 5.46% | 5.38% | 5.31% | 5.23% | 5.15% | 5.08% | 5%
Residential - Nighttime Charging | 1.394% | 2.836% | 4.215% | 5.543% | 6.82% | 8.044% | 9.216% | 10.34% | 11.41% | 12.06% | 11.46% | 11.88% | 12.22% | 12.48% | 12.64% | 12.74% | 12.76% | 12.71% | 12.59% | 12.4% | 12.17% | 11.87% | 11.52% | 11.12% | 10.68% | 10.2% | 9.688% | 9.137% | 8.56%
Residential - Coordinated Charging | 0% | 0% | 0% | 0% | 0% | 0% | 0% | 0% | 0% | 0.5697% | 1.175% | 1.886% | 2.675% | 3.538% | 4.47% | 5.47% | 6.532% | 7.653% | 8.826% | 10.05% | 11.33% | 12.64% | 14% | 15.39% | 16.81% | 18.27% | 19.75% | 21.25% | 22.76%
Residential - Vehicle to Home | 0% | 0% | 0% | 0% | 0% | 0% | 0% | 0% | 0% | 0.44% | 0.61% | 0.92% | 1.23% | 1.53% | 1.84% | 2.14% | 2.45% | 2.76% | 3.06% | 3.37% | 3.68% | 3.98% | 4.29% | 4.6% | 4.9% | 5.21% | 5.51% | 5.82% | 6.13%
Residential - Vehicle to Grid | 0% | 0% | 0% | 0% | 0% | 0% | 0% | 0% | 0% | 0.44% | 0.61% | 0.92% | 1.23% | 1.53% | 1.84% | 2.14% | 2.45% | 2.76% | 3.06% | 3.37% | 3.68% | 3.98% | 4.29% | 4.6% | 4.9% | 5.21% | 5.51% | 5.82% | 6.13%
Progressive Change
| 2021-22 | 2022-23 | 2023-24 | 2024-25 | 2025-26 | 2026-27 | 2027-28 | 2028-29 | 2029-30 | 2030-31 | 2031-32 | 2032-33 | 2033-34 | 2034-35 | 2035-36 | 2036-37 | 2037-38 | 2038-39 | 2039-40 | 2040-41 | 2041-42 | 2042-43 | 2043-44 | 2044-45 | 2045-46 | 2046-47 | 2047-48 | 2048-49 | 2049-50
Buses and Trucks - Convenience Charging | 96.14% | 95.25% | 94.37% | 93.48% | 92.59% | 91.7% | 90.81% | 89.92% | 89.03% | 88.14% | 87.25% | 86.36% | 85.47% | 84.59% | 83.7% | 82.81% | 81.92% | 81.03% | 80.14% | 79.25% | 78.36% | 77.47% | 76.58% | 75.7% | 74.81% | 73.92% | 73.03% | 72.14% | 71.25%
Buses and Trucks - Daytime Charging | 3.06% | 3.8% | 4.53% | 5.27% | 6.01% | 6.75% | 7.49% | 8.23% | 8.97% | 9.322% | 9.614% | 9.847% | 10.02% | 10.13% | 10.18% | 10.18% | 10.12% | 9.997% | 9.816% | 9.576% | 9.277% | 8.918% | 8.501% | 8.02% | 7.484% | 6.89% | 6.236% | 5.522% | 4.75%
Buses and Trucks - Highway Fast Charging | 0.71% | 0.87% | 1.02% | 1.17% | 1.33% | 1.48% | 1.63% | 1.78% | 1.94% | 2.09% | 2.24% | 2.4% | 2.55% | 2.7% | 2.86% | 3.01% | 3.16% | 3.32% | 3.47% | 3.62% | 3.78% | 3.93% | 4.08% | 4.23% | 4.39% | 4.54% | 4.69% | 4.85% | 5%
Buses and Trucks - Nighttime Charging | 0.09% | 0.08% | 0.08% | 0.08% | 0.07% | 0.07% | 0.07% | 0.07% | 0.06% | 0.0582% | 0.0564% | 0.0455% | 0.044% | 0.0425% | 0.0328% | 0.0316% | 0.0304% | 0.0219% | 0.021% | 0.0201% | 0.0128% | 0.0122% | 0.0116% | 0.011% | 0.0052% | 0.0049% | 0.0046% | 0% | 0%
Buses and Trucks - Coordinated Charging | -1.952e-16% | 2.06e-16% | 2.06e-16% | 2.06e-16% | -8.674e-17% | 6.072e-16% | 6.072e-16% | 6.072e-16% | 3.361e-16% | 0.3902% | 0.8396% | 1.347% | 1.915% | 2.54% | 3.223% | 3.968% | 4.771% | 5.631% | 6.553% | 7.534% | 8.57% | 9.669% | 10.83% | 12.04% | 13.31% | 14.65% | 16.04% | 17.49% | 19%
Commercial - Convenience Charging | 95.91% | 94.96% | 94.01% | 93.07% | 92.12% | 91.17% | 90.22% | 89.28% | 88.33% | 87.38% | 86.43% | 85.49% | 84.54% | 83.59% | 82.64% | 81.69% | 80.75% | 79.8% | 78.85% | 77.9% | 76.96% | 76.01% | 75.06% | 74.11% | 73.17% | 72.22% | 71.27% | 70.32% | 69.38%
Commercial - Daytime Charging | 2.98% | 3.7% | 4.42% | 5.14% | 5.86% | 6.58% | 7.3% | 8.01% | 8.73% | 9.072% | 9.356% | 9.583% | 9.752% | 9.864% | 9.918% | 9.914% | 9.853% | 9.734% | 9.558% | 9.324% | 9.032% | 8.683% | 8.276% | 7.812% | 7.29% | 6.71% | 6.073% | 5.378% | 4.626%
Commercial - Highway Fast Charging | 1.02% | 1.26% | 1.49% | 1.72% | 1.95% | 2.18% | 2.41% | 2.64% | 2.87% | 3.11% | 3.34% | 3.57% | 3.8% | 4.03% | 4.26% | 4.49% | 4.72% | 4.96% | 5.19% | 5.42% | 5.65% | 5.88% | 6.11% | 6.34% | 6.57% | 6.81% | 7.04% | 7.27% | 7.5%
Commercial - Nighttime Charging | 0.09% | 0.08% | 0.08% | 0.08% | 0.08% | 0.07% | 0.07% | 0.07% | 0.06% | 0.0582% | 0.0564% | 0.0455% | 0.044% | 0.0425% | 0.0328% | 0.0316% | 0.0304% | 0.0219% | 0.021% | 0.0201% | 0.0128% | 0.0122% | 0.0116% | 0.011% | 0.0052% | 0.0049% | 0.0046% | 0% | 0%
Commercial - Coordinated Charging | 1.301e-16% | -2.602e-16% | -2.602e-16% | -2.602e-16% | -2.602e-16% | 1.409e-16% | 1.409e-16% | 1.409e-16% | 4.337e-16% | 0.3798% | 0.8172% | 1.311% | 1.864% | 2.473% | 3.139% | 3.864% | 4.646% | 5.484% | 6.381% | 7.336% | 8.345% | 9.415% | 10.54% | 11.73% | 12.96% | 14.26% | 15.62% | 17.03% | 18.5%
Residential - Convenience Charging | 94.04% | 91.53% | 89.08% | 86.69% | 84.35% | 82.06% | 79.81% | 77.62% | 75.49% | 73.4% | 71.37% | 69.39% | 67.46% | 65.58% | 63.76% | 61.99% | 60.27% | 58.6% | 56.98% | 55.41% | 53.9% | 52.44% | 51.03% | 49.67% | 48.36% | 47.11% | 45.91% | 44.76% | 43.66%
Residential - Daytime Charging | 1.66% | 2.02% | 2.38% | 2.74% | 3.12% | 3.48% | 3.84% | 4.2% | 4.56% | 4.723% | 4.876% | 4.981% | 5.057% | 5.104% | 5.122% | 5.126% | 5.086% | 5.018% | 4.92% | 4.794% | 4.638% | 4.464% | 4.25% | 4.008% | 3.737% | 3.437% | 3.114% | 2.755% | 2.368%
Residential - Highway Fast Charging | 2.91% | 3.62% | 4.32% | 5.02% | 5.73% | 6.43% | 7.13% | 7.83% | 8.54% | 8.36% | 8.18% | 8.01% | 7.83% | 7.65% | 7.48% | 7.3% | 7.12% | 6.95% | 6.77% | 6.59% | 6.42% | 6.24% | 6.06% | 5.88% | 5.71% | 5.53% | 5.35% | 5.18% | 5%
Residential - Nighttime Charging | 1.394% | 2.836% | 4.215% | 5.543% | 6.82% | 8.044% | 9.216% | 10.34% | 11.41% | 12.06% | 12.58% | 13.02% | 13.35% | 13.58% | 13.73% | 13.78% | 13.75% | 13.65% | 13.48% | 13.23% | 12.92% | 12.56% | 12.14% | 11.67% | 11.16% | 10.61% | 10.02% | 9.406% | 8.761%
Residential - Coordinated Charging | 0% | 0% | 0% | 0% | 0% | 0% | 0% | 0% | 0% | 0.5697% | 1.227% | 1.967% | 2.784% | 3.673% | 4.631% | 5.656% | 6.736% | 7.873% | 9.056% | 10.28% | 11.55% | 12.87% | 14.2% | 15.56% | 16.95% | 18.35% | 19.77% | 21.19% | 22.61%
Residential - Vehicle to Home | 0% | 0% | 0% | 0% | 0% | 0% | 0% | 0% | 0% | 0.44% | 0.88% | 1.32% | 1.76% | 2.2% | 2.64% | 3.08% | 3.52% | 3.96% | 4.4% | 4.84% | 5.28% | 5.72% | 6.16% | 6.6% | 7.04% | 7.48% | 7.92% | 8.36% | 8.8%
Residential - Vehicle to Grid | 0% | 0% | 0% | 0% | 0% | 0% | 0% | 0% | 0% | 0.44% | 0.88% | 1.32% | 1.76% | 2.2% | 2.64% | 3.08% | 3.52% | 3.96% | 4.4% | 4.84% | 5.28% | 5.72% | 6.16% | 6.6% | 7.04% | 7.48% | 7.92% | 8.36% | 8.8%
Step Change
| 2021-22 | 2022-23 | 2023-24 | 2024-25 | 2025-26 | 2026-27 | 2027-28 | 2028-29 | 2029-30 | 2030-31 | 2031-32 | 2032-33 | 2033-34 | 2034-35 | 2035-36 | 2036-37 | 2037-38 | 2038-39 | 2039-40 | 2040-41 | 2041-42 | 2042-43 | 2043-44 | 2044-45 | 2045-46 | 2046-47 | 2047-48 | 2048-49 | 2049-50
Buses and Trucks - Convenience Charging | 95.55% | 94.51% | 93.48% | 92.44% | 91.4% | 90.36% | 89.32% | 88.29% | 87.25% | 86.21% | 85.17% | 84.14% | 83.1% | 82.06% | 81.02% | 79.99% | 78.95% | 77.91% | 76.87% | 75.84% | 74.8% | 73.76% | 72.72% | 71.69% | 70.65% | 69.61% | 68.57% | 67.54% | 66.5%
Buses and Trucks - Daytime Charging | 3.65% | 4.54% | 5.43% | 6.31% | 6.912% | 7.443% | 7.894% | 8.282% | 8.6% | 8.846% | 9.014% | 9.119% | 9.152% | 9.114% | 8.999% | 8.819% | 8.568% | 8.246% | 7.852% | 7.384% | 6.848% | 6.241% | 5.563% | 4.812% | 3.992% | 3.101% | 2.138% | 1.104% | 0%
Buses and Trucks - Highway Fast Charging | 0.71% | 0.87% | 1.02% | 1.17% | 1.33% | 1.48% | 1.63% | 1.78% | 1.94% | 2.09% | 2.24% | 2.4% | 2.55% | 2.7% | 2.86% | 3.01% | 3.16% | 3.32% | 3.47% | 3.62% | 3.78% | 3.93% | 4.08% | 4.23% | 4.39% | 4.54% | 4.69% | 4.85% | 5%
Buses and Trucks - Nighttime Charging | 0.09% | 0.08% | 0.08% | 0.08% | 0.07% | 0.07% | 0.07% | 0.07% | 0.06% | 0.057% | 0.054% | 0.0425% | 0.04% | 0.0375% | 0.028% | 0.026% | 0.024% | 0.0165% | 0.015% | 0.0135% | 0.008% | 0.007% | 0.006% | 0.005% | 0.002% | 0.0015% | 0.001% | 0% | 0%
Buses and Trucks - Coordinated Charging | -1.952e-16% | 2.06e-16% | 2.06e-16% | -4.879e-16% | 0.288% | 0.6472% | 1.076% | 1.578% | 2.15% | 2.797% | 3.512% | 4.299% | 5.158% | 6.088% | 7.083% | 8.155% | 9.298% | 10.51% | 11.79% | 13.14% | 14.56% | 16.06% | 17.63% | 19.26% | 20.97% | 22.75% | 24.6% | 26.51% | 28.5%
Commercial - Convenience Charging | 95.33% | 94.24% | 93.15% | 92.05% | 90.96% | 89.87% | 88.78% | 87.69% | 86.59% | 85.5% | 84.41% | 83.32% | 82.23% | 81.13% | 80.04% | 78.95% | 77.86% | 76.76% | 75.67% | 74.58% | 73.49% | 72.4% | 71.3% | 70.21% | 69.12% | 68.03% | 66.93% | 65.84% | 64.75%
Commercial - Daytime Charging | 3.56% | 4.42% | 5.28% | 6.15% | 6.73% | 7.25% | 7.691% | 8.064% | 8.376% | 8.611% | 8.784% | 8.881% | 8.915% | 8.874% | 8.764% | 8.59% | 8.342% | 8.03% | 7.644% | 7.189% | 6.669% | 6.076% | 5.417% | 4.686% | 3.886% | 3.019% | 2.082% | 1.076% | 0%
Commercial - Highway Fast Charging | 1.02% | 1.26% | 1.49% | 1.72% | 1.95% | 2.18% | 2.41% | 2.64% | 2.87% | 3.11% | 3.34% | 3.57% | 3.8% | 4.03% | 4.26% | 4.49% | 4.72% | 4.96% | 5.19% | 5.42% | 5.65% | 5.88% | 6.11% | 6.34% | 6.57% | 6.81% | 7.04% | 7.27% | 7.5%
Commercial - Nighttime Charging | 0.09% | 0.08% | 0.08% | 0.08% | 0.08% | 0.07% | 0.07% | 0.07% | 0.06% | 0.057% | 0.054% | 0.0425% | 0.04% | 0.0375% | 0.028% | 0.026% | 0.024% | 0.0165% | 0.015% | 0.0135% | 0.008% | 0.007% | 0.006% | 0.005% | 0.002% | 0.0015% | 0.001% | 0% | 0%
Commercial - Coordinated Charging | -1.952e-16% | 2.06e-16% | 2.06e-16% | 2.06e-16% | 0.2804% | 0.6304% | 1.049% | 1.536% | 2.094% | 2.722% | 3.422% | 4.187% | 5.025% | 5.928% | 6.898% | 7.944% | 9.054% | 10.23% | 11.48% | 12.8% | 14.18% | 15.64% | 17.17% | 18.76% | 20.41% | 22.15% | 23.95% | 25.81% | 27.75%
Residential - Convenience Charging | 92.78% | 89.72% | 86.71% | 83.77% | 80.9% | 78.09% | 75.33% | 72.65% | 70.03% | 67.46% | 64.96% | 62.53% | 60.16% | 57.85% | 55.61% | 53.43% | 51.31% | 49.25% | 47.26% | 45.33% | 43.47% | 41.66% | 39.92% | 38.24% | 36.63% | 35.08% | 33.59% | 32.17% | 30.8%
Residential - Daytime Charging | 2.3% | 2.7% | 3% | 3.4% | 3.552% | 3.68% | 3.872% | 3.948% | 4% | 4.104% | 4.104% | 4.08% | 4.096% | 4.02% | 3.92% | 3.848% | 3.696% | 3.564% | 3.36% | 3.132% | 2.912% | 2.632% | 2.328% | 2.02% | 1.664% | 1.284% | 0.888% | 0.456% | 0%
Residential - Highway Fast Charging | 4.28% | 5.32% | 6.37% | 7.41% | 8.46% | 9.5% | 10.55% | 11.59% | 12.64% | 12.25% | 11.87% | 11.49% | 11.11% | 10.73% | 10.35% | 9.96% | 9.58% | 9.2% | 8.82% | 8.44% | 8.05% | 7.67% | 7.29% | 6.91% | 6.53% | 6.15% | 5.76% | 5.38% | 5%
Residential - Nighttime Charging | 0.64% | 2.26% | 3.92% | 5.42% | 6.95% | 8.41% | 9.72% | 11.06% | 12.33% | 12.79% | 13.15% | 13.35% | 13.3% | 13.18% | 12.94% | 12.49% | 12% | 11.34% | 10.63% | 9.828% | 8.908% | 7.952% | 6.933% | 5.84% | 4.722% | 3.573% | 2.387% | 1.198% | 0%
Residential - Coordinated Charging | 0% | 0% | 0% | 0% | 0.148% | 0.32% | 0.528% | 0.752% | 1% | 1.969% | 3.057% | 4.275% | 5.63% | 7.075% | 8.624% | 10.28% | 12% | 13.81% | 15.67% | 17.58% | 19.55% | 21.54% | 23.55% | 25.6% | 27.62% | 29.66% | 31.7% | 33.7% | 35.66%
Residential - Vehicle to Home | 0% | 0% | 0% | 0% | 0% | 0% | 0% | 0% | 0% | 0.71% | 1.43% | 2.14% | 2.85% | 3.57% | 4.28% | 4.99% | 5.71% | 6.42% | 7.13% | 7.85% | 8.56% | 9.27% | 9.99% | 10.7% | 11.41% | 12.13% | 12.84% | 13.55% | 14.27%
Residential - Vehicle to Grid | 0% | 0% | 0% | 0% | 0% | 0% | 0% | 0% | 0% | 0.71% | 1.43% | 2.14% | 2.85% | 3.57% | 4.28% | 4.99% | 5.71% | 6.42% | 7.13% | 7.85% | 8.56% | 9.27% | 9.99% | 10.7% | 11.41% | 12.13% | 12.84% | 13.55% | 14.27%
Hydrogen Superpower
| 2021-22 | 2022-23 | 2023-24 | 2024-25 | 2025-26 | 2026-27 | 2027-28 | 2028-29 | 2029-30 | 2030-31 | 2031-32 | 2032-33 | 2033-34 | 2034-35 | 2035-36 | 2036-37 | 2037-38 | 2038-39 | 2039-40 | 2040-41 | 2041-42 | 2042-43 | 2043-44 | 2044-45 | 2045-46 | 2046-47 | 2047-48 | 2048-49 | 2049-50
Buses and Trucks - Convenience Charging | 94.96% | 93.77% | 92.58% | 91.4% | 90.21% | 89.03% | 87.84% | 86.65% | 85.47% | 84.28% | 83.1% | 81.91% | 80.73% | 79.54% | 78.35% | 77.17% | 75.98% | 74.8% | 73.61% | 72.42% | 71.24% | 70.05% | 68.87% | 67.68% | 66.49% | 65.31% | 64.12% | 62.94% | 61.75%
Buses and Trucks - Daytime Charging | 4.24% | 5.28% | 6.32% | 7.35% | 8.054% | 8.666% | 9.205% | 9.66% | 10.02% | 10.31% | 10.51% | 10.64% | 10.68% | 10.63% | 10.5% | 10.29% | 9.994% | 9.614% | 9.156% | 8.615% | 7.987% | 7.28% | 6.487% | 5.614% | 4.658% | 3.617% | 2.494% | 1.288% | 0%
Buses and Trucks - Highway Fast Charging | 0.71% | 0.87% | 1.02% | 1.17% | 1.33% | 1.48% | 1.63% | 1.78% | 1.94% | 2.09% | 2.24% | 2.4% | 2.55% | 2.7% | 2.86% | 3.01% | 3.16% | 3.32% | 3.47% | 3.62% | 3.78% | 3.93% | 4.08% | 4.23% | 4.39% | 4.54% | 4.69% | 4.85% | 5%
Buses and Trucks - Nighttime Charging | 0.09% | 0.08% | 0.08% | 0.08% | 0.08% | 0.07% | 0.07% | 0.07% | 0.06% | 0.057% | 0.054% | 0.0425% | 0.04% | 0.0375% | 0.028% | 0.026% | 0.024% | 0.0165% | 0.015% | 0.0135% | 0.008% | 0.007% | 0.006% | 0.005% | 0.002% | 0.0015% | 0.001% | 0% | 0%
Buses and Trucks - Coordinated Charging | -1.952e-16% | 2.06e-16% | -4.879e-16% | -4.879e-16% | 0.3356% | 0.7536% | 1.255% | 1.84% | 2.506% | 3.26% | 4.094% | 5.012% | 6.015% | 7.096% | 8.262% | 9.508% | 10.84% | 12.25% | 13.75% | 15.33% | 16.98% | 18.73% | 20.56% | 22.47% | 24.46% | 26.53% | 28.69% | 30.92% | 33.25%
Commercial - Convenience Charging | 94.75% | 93.52% | 92.28% | 91.04% | 89.81% | 88.57% | 87.33% | 86.1% | 84.86% | 83.62% | 82.39% | 81.15% | 79.91% | 78.68% | 77.44% | 76.2% | 74.97% | 73.73% | 72.49% | 71.26% | 70.02% | 68.78% | 67.55% | 66.31% | 65.07% | 63.84% | 62.6% | 61.36% | 60.13%
Commercial - Daytime Charging | 4.13% | 5.14% | 6.15% | 7.16% | 7.843% | 8.446% | 8.967% | 9.4% | 9.76% | 10.04% | 10.24% | 10.36% | 10.39% | 10.35% | 10.22% | 10.02% | 9.73% | 9.363% | 8.916% | 8.388% | 7.779% | 7.087% | 6.317% | 5.466% | 4.534% | 3.522% | 2.429% | 1.255% | 0%
Commercial - Highway Fast Charging | 1.03% | 1.26% | 1.49% | 1.72% | 1.95% | 2.18% | 2.41% | 2.64% | 2.87% | 3.11% | 3.34% | 3.57% | 3.8% | 4.03% | 4.26% | 4.49% | 4.72% | 4.96% | 5.19% | 5.42% | 5.65% | 5.88% | 6.11% | 6.34% | 6.57% | 6.81% | 7.04% | 7.27% | 7.5%
Commercial - Nighttime Charging | 0.09% | 0.08% | 0.08% | 0.08% | 0.08% | 0.07% | 0.07% | 0.07% | 0.06% | 0.057% | 0.054% | 0.0425% | 0.04% | 0.0375% | 0.028% | 0.026% | 0.024% | 0.0165% | 0.015% | 0.0135% | 0.008% | 0.007% | 0.006% | 0.005% | 0.002% | 0.0015% | 0.001% | 0% | 0%
Commercial - Coordinated Charging | -1.952e-16% | 2.06e-16% | 2.06e-16% | -4.879e-16% | 0.3268% | 0.7344% | 1.223% | 1.79% | 2.44% | 3.173% | 3.988% | 4.881% | 5.856% | 6.913% | 8.042% | 9.259% | 10.56% | 11.93% | 13.39% | 14.93% | 16.54% | 18.24% | 20.02% | 21.88% | 23.81% | 25.84% | 27.94% | 30.12% | 32.38%
Residential - Convenience Charging | 91.77% | 88.3% | 84.89% | 81.55% | 78.29% | 75.1% | 71.98% | 68.94% | 65.97% | 63.07% | 60.24% | 57.49% | 54.81% | 52.2% | 49.67% | 47.21% | 44.82% | 42.5% | 40.27% | 38.1% | 36% | 33.98% | 32.02% | 30.14% | 28.34% | 26.61% | 24.95% | 23.36% | 21.85%
Residential - Daytime Charging | 3.2% | 5.2% | 5.6% | 6% | 5.76% | 5.888% | 5.984% | 5.712% | 5.76% | 5.776% | 5.472% | 5.44% | 5.376% | 5.04% | 4.928% | 4.784% | 4.416% | 4.224% | 4% | 3.744% | 3.328% | 3.024% | 2.688% | 2.24% | 1.856% | 1.44% | 0.96% | 0.496% | 0%
Residential - Highway Fast Charging | 5.04% | 6.27% | 7.51% | 8.74% | 9.98% | 11.21% | 12.45% | 13.68% | 14.91% | 14.42% | 13.92% | 13.43% | 12.93% | 12.44% | 11.94% | 11.44% | 10.95% | 10.45% | 9.96% | 9.46% | 8.97% | 8.47% | 7.97% | 7.48% | 6.98% | 6.49% | 5.99% | 5.5% | 5%
Residential - Nighttime Charging | 0% | 0.23% | 2% | 3.71% | 5.73% | 7.29% | 8.78% | 10.57% | 11.92% | 12.52% | 13.29% | 13.51% | 13.55% | 13.73% | 13.44% | 13.03% | 12.71% | 12.02% | 11.24% | 10.35% | 9.548% | 8.491% | 7.377% | 6.305% | 5.08% | 3.823% | 2.591% | 1.294% | 0%
Residential - Coordinated Charging | 0% | -3.469e-16% | 0% | 0% | 0.24% | 0.512% | 0.816% | 1.088% | 1.44% | 2.483% | 3.605% | 4.944% | 6.412% | 7.938% | 9.632% | 11.43% | 13.26% | 15.21% | 17.23% | 19.31% | 21.39% | 23.54% | 25.72% | 27.88% | 30.06% | 32.23% | 34.36% | 36.48% | 38.55%
Residential - Vehicle to Home | 0% | 0% | 0% | 0% | 0% | 0% | 0% | 0% | 0% | 0.87% | 1.73% | 2.6% | 3.46% | 4.33% | 5.19% | 6.06% | 6.92% | 7.79% | 8.65% | 9.52% | 10.38% | 11.25% | 12.11% | 12.98% | 13.84% | 14.71% | 15.57% | 16.44% | 17.3%
Residential - Vehicle to Grid | 0% | 0% | 0% | 0% | 0% | 0% | 0% | 0% | 0% | 0.87% | 1.73% | 2.6% | 3.46% | 4.33% | 5.19% | 6.06% | 6.92% | 7.79% | 8.65% | 9.52% | 10.38% | 11.25% | 12.11% | 12.98% | 13.84% | 14.71% | 15.57% | 16.44% | 17.3%
Strong Electrification sensitivity
| 2021-22 | 2022-23 | 2023-24 | 2024-25 | 2025-26 | 2026-27 | 2027-28 | 2028-29 | 2029-30 | 2030-31 | 2031-32 | 2032-33 | 2033-34 | 2034-35 | 2035-36 | 2036-37 | 2037-38 | 2038-39 | 2039-40 | 2040-41 | 2041-42 | 2042-43 | 2043-44 | 2044-45 | 2045-46 | 2046-47 | 2047-48 | 2048-49 | 2049-50
Buses and Trucks - Convenience Charging | 94.96% | 93.77% | 92.58% | 91.4% | 90.21% | 89.03% | 87.84% | 86.65% | 85.47% | 84.28% | 83.1% | 81.91% | 80.73% | 79.54% | 78.35% | 77.17% | 75.98% | 74.8% | 73.61% | 72.42% | 71.24% | 70.05% | 68.87% | 67.68% | 66.49% | 65.31% | 64.12% | 62.94% | 61.75%
Buses and Trucks - Daytime Charging | 4.24% | 5.28% | 6.32% | 7.35% | 8.054% | 8.666% | 9.205% | 9.66% | 10.02% | 10.31% | 10.51% | 10.64% | 10.68% | 10.63% | 10.5% | 10.29% | 9.994% | 9.614% | 9.156% | 8.615% | 7.987% | 7.28% | 6.487% | 5.614% | 4.658% | 3.617% | 2.494% | 1.288% | 0%
Buses and Trucks - Highway Fast Charging | 0.71% | 0.87% | 1.02% | 1.17% | 1.33% | 1.48% | 1.63% | 1.78% | 1.94% | 2.09% | 2.24% | 2.4% | 2.55% | 2.7% | 2.86% | 3.01% | 3.16% | 3.32% | 3.47% | 3.62% | 3.78% | 3.93% | 4.08% | 4.23% | 4.39% | 4.54% | 4.69% | 4.85% | 5%
Buses and Trucks - Nighttime Charging | 0.09% | 0.08% | 0.08% | 0.08% | 0.08% | 0.07% | 0.07% | 0.07% | 0.06% | 0.057% | 0.054% | 0.0425% | 0.04% | 0.0375% | 0.028% | 0.026% | 0.024% | 0.0165% | 0.015% | 0.0135% | 0.008% | 0.007% | 0.006% | 0.005% | 0.002% | 0.0015% | 0.001% | 0% | 0%
Buses and Trucks - Coordinated Charging | 1.301e-16% | -2.602e-16% | -2.602e-16% | -2.602e-16% | 0.3356% | 0.7536% | 1.255% | 1.84% | 2.506% | 3.26% | 4.094% | 5.012% | 6.015% | 7.097% | 8.262% | 9.508% | 10.84% | 12.25% | 13.75% | 15.33% | 16.98% | 18.73% | 20.56% | 22.47% | 24.46% | 26.53% | 28.69% | 30.92% | 33.25%
Commercial - Convenience Charging | 94.75% | 93.52% | 92.28% | 91.04% | 89.81% | 88.57% | 87.33% | 86.1% | 84.86% | 83.62% | 82.39% | 81.15% | 79.91% | 78.68% | 77.44% | 76.2% | 74.97% | 73.73% | 72.49% | 71.26% | 70.02% | 68.78% | 67.55% | 66.31% | 65.07% | 63.84% | 62.6% | 61.36% | 60.13%
Commercial - Daytime Charging | 4.13% | 5.14% | 6.15% | 7.16% | 7.843% | 8.446% | 8.967% | 9.4% | 9.76% | 10.04% | 10.24% | 10.36% | 10.39% | 10.35% | 10.22% | 10.02% | 9.73% | 9.363% | 8.916% | 8.388% | 7.779% | 7.087% | 6.317% | 5.466% | 4.534% | 3.522% | 2.429% | 1.255% | 0%
Commercial - Highway Fast Charging | 1.03% | 1.26% | 1.49% | 1.72% | 1.95% | 2.18% | 2.41% | 2.64% | 2.87% | 3.11% | 3.34% | 3.57% | 3.8% | 4.03% | 4.26% | 4.49% | 4.72% | 4.96% | 5.19% | 5.42% | 5.65% | 5.88% | 6.11% | 6.34% | 6.57% | 6.81% | 7.04% | 7.27% | 7.5%
Commercial - Nighttime Charging | 0.09% | 0.08% | 0.08% | 0.08% | 0.08% | 0.07% | 0.07% | 0.07% | 0.06% | 0.057% | 0.054% | 0.0425% | 0.04% | 0.0375% | 0.028% | 0.026% | 0.024% | 0.0165% | 0.015% | 0.0135% | 0.008% | 0.007% | 0.006% | 0.005% | 0.002% | 0.0015% | 0.001% | 0% | 0%
Commercial - Coordinated Charging | -1.952e-16% | 2.06e-16% | 2.06e-16% | -4.879e-16% | 0.3268% | 0.7344% | 1.223% | 1.79% | 2.44% | 3.173% | 3.988% | 4.881% | 5.856% | 6.913% | 8.042% | 9.259% | 10.56% | 11.93% | 13.39% | 14.93% | 16.54% | 18.24% | 20.02% | 21.88% | 23.81% | 25.84% | 27.94% | 30.12% | 32.38%
Residential - Convenience Charging | 91.65% | 88.05% | 84.51% | 81.05% | 77.66% | 74.35% | 71.11% | 67.94% | 64.85% | 61.82% | 58.87% | 55.99% | 53.19% | 50.45% | 47.8% | 45.21% | 42.7% | 40.26% | 37.89% | 35.6% | 33.37% | 31.23% | 29.15% | 27.14% | 25.22% | 23.36% | 21.57% | 19.86% | 18.22%
Residential - Daytime Charging | 3.4% | 5.2% | 5.6% | 6% | 5.76% | 5.888% | 5.984% | 5.712% | 5.76% | 5.776% | 5.472% | 5.44% | 5.376% | 5.04% | 4.928% | 4.784% | 4.416% | 4.224% | 4% | 3.744% | 3.328% | 3.024% | 2.688% | 2.24% | 1.856% | 1.44% | 0.96% | 0.496% | 0%
Residential - Highway Fast Charging | 5.04% | 6.27% | 7.51% | 8.74% | 9.98% | 11.21% | 12.45% | 13.68% | 14.91% | 14.42% | 13.92% | 13.43% | 12.93% | 12.44% | 11.94% | 11.44% | 10.95% | 10.45% | 9.96% | 9.46% | 8.97% | 8.47% | 7.97% | 7.48% | 6.98% | 6.49% | 5.99% | 5.5% | 5%
Residential - Nighttime Charging | 0% | 0.48% | 2.38% | 4.21% | 6.36% | 8.04% | 9.65% | 11.57% | 13.04% | 13.71% | 14.53% | 14.78% | 14.85% | 15.04% | 14.76% | 14.33% | 13.98% | 13.26% | 12.43% | 11.48% | 10.6% | 9.454% | 8.238% | 7.055% | 5.704% | 4.311% | 2.929% | 1.468% | 0%
Residential - Coordinated Charging | 0% | 0% | 0% | 0% | 0.24% | 0.512% | 0.816% | 1.088% | 1.44% | 2.545% | 3.742% | 5.168% | 6.736% | 8.375% | 10.2% | 12.13% | 14.1% | 16.23% | 18.43% | 20.69% | 22.97% | 25.33% | 27.73% | 30.12% | 32.56% | 34.99% | 37.4% | 39.81% | 42.18%
Residential - Vehicle to Home | 0% | 0% | 0% | 0% | 0% | 0% | 0% | 0% | 0% | 0.87% | 1.73% | 2.6% | 3.46% | 4.33% | 5.19% | 6.06% | 6.92% | 7.79% | 8.65% | 9.52% | 10.38% | 11.25% | 12.11% | 12.98% | 13.84% | 14.71% | 15.57% | 16.44% | 17.3%
Residential - Vehicle to Grid | 0% | 0% | 0% | 0% | 0% | 0% | 0% | 0% | 0% | 0.87% | 1.73% | 2.6% | 3.46% | 4.33% | 5.19% | 6.06% | 6.92% | 7.79% | 8.65% | 9.52% | 10.38% | 11.25% | 12.11% | 12.98% | 13.84% | 14.71% | 15.57% | 16.44% | 17.3%
BEV and PHEV (Average Half Hour Charge Profile, Weekday Profile, kW/Vehicle)
Average split between the time of day that electric vehicles are charged by state. These values are indicative and for a weekday in January 2040. In practice half hourly EV profiles vary slightly over the forecast period by day of week, monthly variations in distance travelled, and yearly efficiency improvements over the forecast period.
The Vehicle to Home has two profiles, "vehicle charging" for the purpose of charging the vehicle for transport purposes and "home energy system" that covers the storing and withdrawing of energy in the EV for the purposes of managing the household demand.
Note: For the "Vehicle to Home - home energy system" category, negative numbers are operating to reduce demand. The total consumption across the day is due to the energy consumed by the battery inefficiency.
The Coordinated charging and the Vehicle to Grid charging profiles do not have static time of day profiles. The Coordinated charging is applied during the demand time series development to prefer operation on low demand periods. The Vehicle to Grid system interaction is optimised as a battery in the capacity outlook and time-sequential models.
New South Wales
| 0:00 | 0:30 | 1:00 | 1:30 | 2:00 | 2:30 | 3:00 | 3:30 | 4:00 | 4:30 | 5:00 | 5:30 | 6:00 | 6:30 | 7:00 | 7:30 | 8:00 | 8:30 | 9:00 | 9:30 | 10:00 | 10:30 | 11:00 | 11:30 | 12:00 | 12:30 | 13:00 | 13:30 | 14:00 | 14:30 | 15:00 | 15:30 | 16:00 | 16:30 | 17:00 | 17:30 | 18:00 | 18:30 | 19:00 | 19:30 | 20:00 | 20:30 | 21:00 | 21:30 | 22:00 | 22:30 | 23:00 | 23:30
Bus, Convenience Charging | 3.7009 | 4.3177 | 4.9345 | 5.243 | 5.5514 | 5.4897 | 5.428 | 5.4033 | 5.3787 | 5.354 | 5.3293 | 5.3046 | 5.28 | 5.2553 | 5.2306 | 3.9723 | 2.714 | 2.5906 | 2.4673 | 2.1589 | 1.8505 | 1.542 | 1.2336 | 1.0794 | 0.92523 | 0.89439 | 0.86355 | 1.2336 | 1.6037 | 1.5729 | 1.542 | 1.4804 | 1.4187 | 1.3262 | 1.2336 | 1.0794 | 0.92523 | 0.77102 | 0.61682 | 0.77102 | 0.92523 | 1.3878 | 1.8505 | 2.1589 | 2.4673 | 2.7757 | 3.0841 | 3.3925
Bus, Daytime Charging | 3.7009 | 4.3177 | 4.9346 | 5.243 | 5.5514 | 5.4897 | 5.428 | 5.4033 | 5.3787 | 5.354 | 5.3293 | 3.0701 | 0.81096 | 0.64975 | 0.48854 | 0.54961 | 0.61068 | 1.1104 | 1.6102 | 2.952 | 4.2938 | 5.0989 | 5.904 | 6.3065 | 6.7091 | 6.3065 | 5.904 | 5.0989 | 4.2938 | 2.952 | 1.6102 | 1.0608 | 0.5115 | 0.5115 | 0.5115 | 0.5115 | 0.5115 | 0.5115 | 0.5115 | 0.5115 | 0.5115 | 0.5115 | 0.5115 | 0.5115 | 0.5115 | 0.46383 | 0.41615 | 2.0585
Bus, Highway Fast Charging | 1.622 | 1.3271 | 1.0322 | 0.63896 | 0.24575 | 0.12533 | 0.004915 | 0.10076 | 0.1966 | 0.76183 | 1.3271 | 2.1135 | 2.8999 | 3.1211 | 3.3422 | 3.4405 | 3.5388 | 3.5388 | 3.5388 | 3.4651 | 3.3914 | 3.2194 | 3.0473 | 2.9736 | 2.8999 | 2.8999 | 2.8999 | 2.949 | 2.9982 | 3.1456 | 3.2931 | 3.588 | 3.8829 | 4.3744 | 4.8659 | 4.8905 | 4.9151 | 4.6693 | 4.4235 | 4.1778 | 3.932 | 3.588 | 3.2439 | 3.0473 | 2.8507 | 2.5067 | 2.1626 | 1.8923
Bus, Nighttime Charging | 2.574 | 4.8262 | 7.0785 | 7.0785 | 7.0785 | 7.0785 | 7.0785 | 7.0785 | 7.0785 | 7.0785 | 7.0785 | 5.4697 | 3.861 | 3.861 | 3.861 | 3.861 | 3.861 | 3.5392 | 3.2175 | 2.8957 | 2.574 | 1.6571 | 0.74018 | 0.64766 | 0.55514 | 0.53663 | 0.51813 | 0.74018 | 0.96224 | 0.94373 | 0.92523 | 0.88822 | 0.85121 | 0.7957 | 0.74018 | 0.64766 | 0.55514 | 0.46261 | 0.37009 | 0.46261 | 0.55514 | 0.83271 | 1.1103 | 1.2953 | 1.4804 | 1.6654 | 1.8505 | 2.2122
Articulated Truck, Convenience Charging | 21.8596 | 25.5028 | 29.1461 | 30.9677 | 32.7894 | 32.4251 | 32.0607 | 31.915 | 31.7693 | 31.6235 | 31.4778 | 31.3321 | 31.1863 | 31.0406 | 30.8949 | 23.4626 | 16.0304 | 15.3017 | 14.5731 | 12.7514 | 10.9298 | 9.1082 | 7.2865 | 6.3757 | 5.4649 | 5.2827 | 5.1006 | 7.2865 | 9.4725 | 9.2903 | 9.1082 | 8.7438 | 8.3795 | 7.833 | 7.2865 | 6.3757 | 5.4649 | 4.5541 | 3.6433 | 4.5541 | 5.4649 | 8.1973 | 10.9298 | 12.7514 | 14.5731 | 16.3947 | 18.2163 | 20.038
Articulated Truck, Daytime Charging | 15.3855 | 22.2658 | 29.1461 | 30.9678 | 32.7894 | 32.4251 | 32.0607 | 31.915 | 31.7693 | 31.6235 | 31.4778 | 18.2064 | 4.9349 | 3.9539 | 2.9729 | 3.3445 | 3.7161 | 6.7572 | 9.7983 | 17.9636 | 26.1289 | 31.028 | 35.9272 | 38.3768 | 40.8263 | 38.3768 | 35.9272 | 31.028 | 26.1289 | 17.9636 | 9.7983 | 6.4555 | 3.1126 | 3.1126 | 3.1126 | 3.1126 | 3.1126 | 3.1126 | 3.1126 | 3.1126 | 3.1126 | 3.1126 | 3.1126 | 3.1126 | 3.1126 | 2.8225 | 2.5324 | 8.9589
Articulated Truck, Highway Fast Charging | 9.5802 | 7.8384 | 6.0965 | 3.774 | 1.4515 | 0.74029 | 0.029031 | 0.59513 | 1.1612 | 4.4998 | 7.8384 | 12.4833 | 17.1283 | 18.4347 | 19.7411 | 20.3217 | 20.9023 | 20.9023 | 20.9023 | 20.4668 | 20.0314 | 19.0153 | 17.9992 | 17.5637 | 17.1283 | 17.1283 | 17.1283 | 17.4186 | 17.7089 | 18.5798 | 19.4507 | 21.1926 | 22.9345 | 25.8375 | 28.7406 | 28.8858 | 29.031 | 27.5794 | 26.1279 | 24.6763 | 23.2248 | 21.1926 | 19.1604 | 17.9992 | 16.838 | 14.8058 | 12.7736 | 11.1769
Articulated Truck, Nighttime Charging | 15.2034 | 28.5064 | 41.8094 | 41.8094 | 41.8094 | 41.8094 | 41.8094 | 41.8094 | 41.8094 | 41.8094 | 41.8094 | 32.3073 | 22.8051 | 22.8051 | 22.8051 | 22.8051 | 22.8051 | 20.9047 | 19.0043 | 17.1039 | 15.2034 | 9.7877 | 4.3719 | 3.8254 | 3.2789 | 3.1696 | 3.0603 | 4.3719 | 5.6835 | 5.5742 | 5.4649 | 5.2463 | 5.0277 | 4.6998 | 4.3719 | 3.8254 | 3.2789 | 2.7324 | 2.186 | 2.7324 | 3.2789 | 4.9184 | 6.5579 | 7.6509 | 8.7438 | 9.8368 | 10.9298 | 13.0666
Large Light Commercial, Convenience Charging | 0.12011 | 0.11183 | 0.10355 | 0.090607 | 0.077663 | 0.067479 | 0.057295 | 0.061104 | 0.064912 | 0.071481 | 0.078049 | 0.08517 | 0.09229 | 0.16795 | 0.24361 | 0.32653 | 0.40945 | 0.50793 | 0.60642 | 0.6484 | 0.69039 | 0.71423 | 0.73807 | 0.72355 | 0.70904 | 0.69867 | 0.68831 | 0.74221 | 0.79612 | 0.81788 | 0.83964 | 0.82721 | 0.81477 | 0.81271 | 0.81064 | 0.7749 | 0.73915 | 1.0403 | 1.3414 | 1.3839 | 1.4264 | 1.3718 | 1.3172 | 0.9603 | 0.60339 | 0.37384 | 0.14429 | 0.1322
Large Light Commercial, Daytime Charging | 0.12011 | 0.11183 | 0.10355 | 0.090607 | 0.077663 | 0.067479 | 0.057295 | 0.061104 | 0.064912 | 0.071481 | 0.078049 | 0.08517 | 0.09229 | 0.16795 | 0.24361 | 0.32653 | 0.40945 | 0.50793 | 0.60642 | 1.0684 | 1.5304 | 1.8173 | 2.1043 | 2.2477 | 2.3912 | 2.2477 | 2.1043 | 1.8173 | 1.5304 | 1.0521 | 0.57389 | 0.3781 | 0.1823 | 0.1823 | 0.1823 | 0.1823 | 0.1823 | 0.1823 | 0.1823 | 0.1823 | 0.1823 | 0.1823 | 0.1823 | 0.1823 | 0.1823 | 0.16531 | 0.14832 | 0.13422
Large Light Commercial, Highway Fast Charging | 0.3293 | 0.26942 | 0.20955 | 0.12972 | 0.049893 | 0.025446 | 0.00099787 | 0.020456 | 0.039915 | 0.15467 | 0.26942 | 0.42908 | 0.58874 | 0.63365 | 0.67855 | 0.69851 | 0.71847 | 0.71847 | 0.71847 | 0.7035 | 0.68853 | 0.6536 | 0.61868 | 0.60371 | 0.58874 | 0.58874 | 0.58874 | 0.59872 | 0.6087 | 0.63864 | 0.66857 | 0.72844 | 0.78832 | 0.8881 | 0.98789 | 0.99288 | 0.99787 | 0.94798 | 0.89808 | 0.84819 | 0.79829 | 0.72844 | 0.65859 | 0.61868 | 0.57876 | 0.50891 | 0.43906 | 0.38418
Large Light Commercial, Nighttime Charging | 0.85424 | 0.91234 | 0.97045 | 0.97045 | 0.97045 | 0.97045 | 0.97045 | 0.97045 | 0.97045 | 0.97045 | 0.97045 | 0.84005 | 0.70965 | 0.70965 | 0.70965 | 0.55955 | 0.40945 | 0.50793 | 0.60642 | 0.6484 | 0.69039 | 0.71423 | 0.73807 | 0.72355 | 0.70904 | 0.58851 | 0.46797 | 0.38841 | 0.30886 | 0.25635 | 0.20385 | 0.20083 | 0.19781 | 0.19781 | 0.19781 | 0.19781 | 0.19781 | 0.19781 | 0.19781 | 0.19781 | 0.19781 | 0.23927 | 0.28072 | 0.3509 | 0.42108 | 0.49126 | 0.56145 | 0.70784
Medium Light Commercial, Convenience Charging | 0.081948 | 0.076299 | 0.07065 | 0.061819 | 0.052988 | 0.046039 | 0.039091 | 0.04169 | 0.044288 | 0.04877 | 0.053251 | 0.058109 | 0.062967 | 0.11459 | 0.16621 | 0.22278 | 0.27936 | 0.34655 | 0.41374 | 0.44239 | 0.47103 | 0.4873 | 0.50356 | 0.49366 | 0.48376 | 0.47669 | 0.46961 | 0.50639 | 0.54317 | 0.55802 | 0.57286 | 0.56438 | 0.5559 | 0.55449 | 0.55308 | 0.52869 | 0.5043 | 0.70975 | 0.91519 | 0.94419 | 0.97319 | 0.93595 | 0.8987 | 0.65519 | 0.41168 | 0.25506 | 0.098443 | 0.090196
Medium Light Commercial, Daytime Charging | 0.081948 | 0.076299 | 0.07065 | 0.061819 | 0.052988 | 0.046039 | 0.039091 | 0.04169 | 0.044288 | 0.04877 | 0.053251 | 0.058109 | 0.062967 | 0.11459 | 0.16621 | 0.22278 | 0.27936 | 0.34655 | 0.41374 | 0.72894 | 1.0441 | 1.2399 | 1.4357 | 1.5336 | 1.6315 | 1.5336 | 1.4357 | 1.2399 | 1.0441 | 0.71784 | 0.39155 | 0.25797 | 0.12438 | 0.12438 | 0.12438 | 0.12438 | 0.12438 | 0.12438 | 0.12438 | 0.12438 | 0.12438 | 0.12438 | 0.12438 | 0.12438 | 0.12438 | 0.11279 | 0.1012 | 0.091572
Medium Light Commercial, Highway Fast Charging | 0.22467 | 0.18382 | 0.14297 | 0.088507 | 0.034041 | 0.017361 | 0.00068082 | 0.013957 | 0.027233 | 0.10553 | 0.18382 | 0.29275 | 0.40168 | 0.43232 | 0.46296 | 0.47657 | 0.49019 | 0.49019 | 0.49019 | 0.47998 | 0.46977 | 0.44594 | 0.42211 | 0.4119 | 0.40168 | 0.40168 | 0.40168 | 0.40849 | 0.4153 | 0.43572 | 0.45615 | 0.497 | 0.53785 | 0.60593 | 0.67401 | 0.67742 | 0.68082 | 0.64678 | 0.61274 | 0.5787 | 0.54466 | 0.497 | 0.44934 | 0.42211 | 0.39488 | 0.34722 | 0.29956 | 0.26212
Medium Light Commercial, Nighttime Charging | 0.58282 | 0.62247 | 0.66211 | 0.66211 | 0.66211 | 0.66211 | 0.66211 | 0.66211 | 0.66211 | 0.66211 | 0.66211 | 0.57315 | 0.48418 | 0.48418 | 0.48418 | 0.38177 | 0.27936 | 0.34655 | 0.41374 | 0.44239 | 0.47103 | 0.4873 | 0.50356 | 0.49366 | 0.48376 | 0.40152 | 0.31928 | 0.265 | 0.21073 | 0.1749 | 0.13908 | 0.13702 | 0.13496 | 0.13496 | 0.13496 | 0.13496 | 0.13496 | 0.13496 | 0.13496 | 0.13496 | 0.13496 | 0.16325 | 0.19153 | 0.23941 | 0.28729 | 0.33518 | 0.38306 | 0.48294
Small Light Commercial, Convenience Charging | 0.057243 | 0.053297 | 0.049351 | 0.043182 | 0.037013 | 0.03216 | 0.027306 | 0.029121 | 0.030937 | 0.034067 | 0.037197 | 0.040591 | 0.043985 | 0.080042 | 0.1161 | 0.15562 | 0.19514 | 0.24208 | 0.28901 | 0.30902 | 0.32903 | 0.34039 | 0.35175 | 0.34484 | 0.33792 | 0.33298 | 0.32804 | 0.35373 | 0.37942 | 0.38979 | 0.40016 | 0.39424 | 0.38831 | 0.38733 | 0.38634 | 0.36931 | 0.35227 | 0.49578 | 0.63929 | 0.65955 | 0.6798 | 0.65379 | 0.62777 | 0.45767 | 0.28757 | 0.17817 | 0.068765 | 0.063004
Small Light Commercial, Daytime Charging | 0.057243 | 0.053297 | 0.049351 | 0.043182 | 0.037013 | 0.03216 | 0.027306 | 0.029121 | 0.030937 | 0.034067 | 0.037197 | 0.040591 | 0.043985 | 0.080042 | 0.1161 | 0.15562 | 0.19514 | 0.24208 | 0.28901 | 0.50918 | 0.72936 | 0.86611 | 1.0029 | 1.0712 | 1.1396 | 1.0712 | 1.0029 | 0.86611 | 0.72936 | 0.50143 | 0.27351 | 0.1802 | 0.086884 | 0.086884 | 0.086884 | 0.086884 | 0.086884 | 0.086884 | 0.086884 | 0.086884 | 0.086884 | 0.086884 | 0.086884 | 0.086884 | 0.086884 | 0.078786 | 0.070688 | 0.063965
Small Light Commercial, Highway Fast Charging | 0.15694 | 0.1284 | 0.09987 | 0.061824 | 0.023779 | 0.012127 | 0.00047557 | 0.0097492 | 0.019023 | 0.073714 | 0.1284 | 0.2045 | 0.28059 | 0.30199 | 0.32339 | 0.3329 | 0.34241 | 0.34241 | 0.34241 | 0.33528 | 0.32815 | 0.3115 | 0.29486 | 0.28772 | 0.28059 | 0.28059 | 0.28059 | 0.28534 | 0.2901 | 0.30437 | 0.31863 | 0.34717 | 0.3757 | 0.42326 | 0.47082 | 0.47319 | 0.47557 | 0.45179 | 0.42802 | 0.40424 | 0.38046 | 0.34717 | 0.31388 | 0.29486 | 0.27583 | 0.24254 | 0.20925 | 0.1831
Small Light Commercial, Nighttime Charging | 0.40712 | 0.43481 | 0.46251 | 0.46251 | 0.46251 | 0.46251 | 0.46251 | 0.46251 | 0.46251 | 0.46251 | 0.46251 | 0.40036 | 0.33821 | 0.33821 | 0.33821 | 0.26668 | 0.19514 | 0.24208 | 0.28901 | 0.30902 | 0.32903 | 0.34039 | 0.35175 | 0.34484 | 0.33792 | 0.28047 | 0.22303 | 0.18511 | 0.1472 | 0.12217 | 0.097151 | 0.095712 | 0.094274 | 0.094274 | 0.094274 | 0.094274 | 0.094274 | 0.094274 | 0.094274 | 0.094274 | 0.094274 | 0.11403 | 0.13379 | 0.16724 | 0.20068 | 0.23413 | 0.26758 | 0.33735
Rigid Truck, Convenience Charging | 3.0801 | 3.5934 | 4.1068 | 4.3634 | 4.6201 | 4.5688 | 4.5174 | 4.4969 | 4.4764 | 4.4558 | 4.4353 | 4.4148 | 4.3942 | 4.3737 | 4.3532 | 3.3059 | 2.2587 | 2.156 | 2.0534 | 1.7967 | 1.54 | 1.2834 | 1.0267 | 0.89835 | 0.77002 | 0.74435 | 0.71868 | 1.0267 | 1.3347 | 1.309 | 1.2834 | 1.232 | 1.1807 | 1.1037 | 1.0267 | 0.89835 | 0.77002 | 0.64168 | 0.51334 | 0.64168 | 0.77002 | 1.155 | 1.54 | 1.7967 | 2.0534 | 2.31 | 2.5667 | 2.8234
Rigid Truck, Daytime Charging | 0.77002 | 0.89835 | 1.0267 | 1.0909 | 1.155 | 1.1422 | 1.1294 | 1.1242 | 1.1191 | 1.114 | 1.1088 | 1.1037 | 1.0986 | 0.88018 | 0.6618 | 0.74452 | 0.82724 | 1.5042 | 2.1812 | 3.9989 | 5.8165 | 6.9071 | 7.9977 | 8.543 | 9.0883 | 8.543 | 7.9977 | 6.9071 | 5.8165 | 3.9989 | 2.1812 | 1.437 | 0.69289 | 0.69289 | 0.69289 | 0.69289 | 0.69289 | 0.69289 | 0.69289 | 0.69289 | 0.69289 | 0.69289 | 0.69289 | 0.69289 | 0.69289 | 0.62831 | 0.56373 | 0.66687
Rigid Truck, Highway Fast Charging | 1.3499 | 1.1044 | 0.85901 | 0.53177 | 0.20453 | 0.10431 | 0.0040905 | 0.083856 | 0.16362 | 0.63403 | 1.1044 | 1.7589 | 2.4134 | 2.5975 | 2.7816 | 2.8634 | 2.9452 | 2.9452 | 2.9452 | 2.8838 | 2.8225 | 2.6793 | 2.5361 | 2.4748 | 2.4134 | 2.4134 | 2.4134 | 2.4543 | 2.4952 | 2.6179 | 2.7407 | 2.9861 | 3.2315 | 3.6406 | 4.0496 | 4.0701 | 4.0905 | 3.886 | 3.6815 | 3.4769 | 3.2724 | 2.9861 | 2.6997 | 2.5361 | 2.3725 | 2.0862 | 1.7998 | 1.5749
Rigid Truck, Nighttime Charging | 2.1422 | 4.0166 | 5.891 | 5.891 | 5.891 | 5.891 | 5.891 | 5.891 | 5.891 | 5.891 | 5.891 | 4.5522 | 3.2133 | 3.2133 | 3.2133 | 3.2133 | 3.2133 | 2.9455 | 2.6777 | 2.41 | 2.1422 | 1.3791 | 0.61601 | 0.53901 | 0.46201 | 0.44661 | 0.43121 | 0.61601 | 0.80082 | 0.78542 | 0.77002 | 0.73922 | 0.70841 | 0.66221 | 0.61601 | 0.53901 | 0.46201 | 0.38501 | 0.30801 | 0.38501 | 0.46201 | 0.69301 | 0.92402 | 1.078 | 1.232 | 1.386 | 1.54 | 1.8411
Large Residential, Convenience Charging | 0.093425 | 0.084083 | 0.07474 | 0.065398 | 0.056055 | 0.049827 | 0.043598 | 0.03737 | 0.031142 | 0.028028 | 0.024913 | 0.022422 | 0.019931 | 0.06846 | 0.11699 | 0.13161 | 0.14624 | 0.20473 | 0.26323 | 0.28955 | 0.31587 | 0.32172 | 0.32757 | 0.32172 | 0.31587 | 0.30417 | 0.29247 | 0.32172 | 0.35097 | 0.33342 | 0.31587 | 0.33342 | 0.35097 | 0.38022 | 0.40946 | 0.45333 | 0.49721 | 0.87908 | 1.261 | 1.351 | 1.4411 | 1.4111 | 1.381 | 0.98885 | 0.59665 | 0.34815 | 0.099654 | 0.096539
Large Residential, Daytime Charging | 0.093425 | 0.084083 | 0.07474 | 0.065398 | 0.056055 | 0.049827 | 0.043598 | 0.03737 | 0.031142 | 0.028028 | 0.024913 | 0.022422 | 0.019931 | 0.06846 | 0.11699 | 0.13161 | 0.14624 | 0.26591 | 0.38558 | 0.7069 | 1.0282 | 1.221 | 1.4138 | 1.5102 | 1.6066 | 1.5102 | 1.4138 | 1.221 | 1.0282 | 0.7069 | 0.38558 | 0.25404 | 0.12249 | 0.12249 | 0.12249 | 0.12249 | 0.12249 | 0.12249 | 0.12249 | 0.12249 | 0.12249 | 0.12249 | 0.12249 | 0.12249 | 0.12249 | 0.11107 | 0.099654 | 0.096539
Large Residential, Highway Fast Charging | 0.21509 | 0.17598 | 0.13688 | 0.084733 | 0.03259 | 0.016621 | 0.00065179 | 0.013362 | 0.026072 | 0.10103 | 0.17598 | 0.28027 | 0.38456 | 0.41389 | 0.44322 | 0.45625 | 0.46929 | 0.46929 | 0.46929 | 0.45951 | 0.44974 | 0.42692 | 0.40411 | 0.39433 | 0.38456 | 0.38456 | 0.38456 | 0.39108 | 0.39759 | 0.41715 | 0.4367 | 0.47581 | 0.51492 | 0.58009 | 0.64527 | 0.64853 | 0.65179 | 0.6192 | 0.58661 | 0.55402 | 0.52143 | 0.47581 | 0.43018 | 0.40411 | 0.37804 | 0.33241 | 0.28679 | 0.25094
Large Residential, Nighttime Charging | 0.66445 | 0.70266 | 0.74086 | 0.74086 | 0.74086 | 0.74086 | 0.74086 | 0.74086 | 0.74086 | 0.74086 | 0.74086 | 0.70266 | 0.66445 | 0.53156 | 0.39867 | 0.37874 | 0.3588 | 0.31101 | 0.26323 | 0.28955 | 0.31587 | 0.32172 | 0.32757 | 0.32172 | 0.31587 | 0.30417 | 0.29247 | 0.32172 | 0.35097 | 0.33342 | 0.31587 | 0.21918 | 0.12249 | 0.094466 | 0.066445 | 0.066445 | 0.066445 | 0.066445 | 0.066445 | 0.066445 | 0.066445 | 0.066445 | 0.066445 | 0.099667 | 0.13289 | 0.19933 | 0.26578 | 0.46511
Large Residential, Vehicle to Home / Vehicle to Grid - vehicle charging | 0.093425 | 0.084083 | 0.07474 | 0.065398 | 0.056055 | 0.049827 | 0.043598 | 0.03737 | 0.031142 | 0.028028 | 0.024913 | 0.022422 | 0.019931 | 0.06846 | 0.11699 | 0.13161 | 0.14624 | 0.26591 | 0.38558 | 0.7069 | 1.0282 | 1.221 | 1.4138 | 1.5102 | 1.6066 | 1.5102 | 1.4138 | 1.221 | 1.0282 | 0.7069 | 0.38558 | 0.25404 | 0.12249 | 0.12249 | 0.12249 | 0.12249 | 0.12249 | 0.12249 | 0.12249 | 0.12249 | 0.12249 | 0.12249 | 0.12249 | 0.12249 | 0.12249 | 0.11107 | 0.099654 | 0.096539
Large Residential, Vehicle to Home - home energy system | -0.61093 | -0.52755 | -0.4293 | -0.44698 | -0.36748 | -0.37358 | -0.4227 | -0.41627 | -0.42674 | -0.44836 | -0.50335 | -0.49143 | -0.53425 | -0.47777 | -0.33874 | -0.075603 | 0.19123 | 0.72519 | 0.95151 | 1.5697 | 1.6082 | 1.6839 | 1.9676 | 1.5661 | 1.7466 | 1.775 | 1.6042 | 1.4688 | 0.73721 | 0.6207 | 0.47295 | 0.10335 | -0.080299 | -0.16163 | -0.21194 | -0.40457 | -0.59978 | -0.63909 | -0.67393 | -0.66968 | -0.66031 | -0.68569 | -0.65877 | -0.64499 | -0.63158 | -0.66421 | -0.69079 | -0.65742
Medium Residential, Convenience Charging | 0.06409 | 0.057681 | 0.051272 | 0.044863 | 0.038454 | 0.034181 | 0.029909 | 0.025636 | 0.021363 | 0.019227 | 0.017091 | 0.015382 | 0.013673 | 0.046964 | 0.080255 | 0.090287 | 0.10032 | 0.14045 | 0.18057 | 0.19863 | 0.21669 | 0.2207 | 0.22472 | 0.2207 | 0.21669 | 0.20866 | 0.20064 | 0.2207 | 0.24077 | 0.22873 | 0.21669 | 0.22873 | 0.24077 | 0.26083 | 0.28089 | 0.31099 | 0.34109 | 0.60305 | 0.86502 | 0.92681 | 0.9886 | 0.968 | 0.9474 | 0.67835 | 0.4093 | 0.23883 | 0.068363 | 0.066227
Medium Residential, Daytime Charging | 0.06409 | 0.057681 | 0.051272 | 0.044863 | 0.038454 | 0.034181 | 0.029909 | 0.025636 | 0.021363 | 0.019227 | 0.017091 | 0.015382 | 0.013673 | 0.046964 | 0.080255 | 0.090287 | 0.10032 | 0.18242 | 0.26451 | 0.48494 | 0.70537 | 0.83762 | 0.96988 | 1.036 | 1.1021 | 1.036 | 0.96988 | 0.83762 | 0.70537 | 0.48494 | 0.26451 | 0.17427 | 0.084027 | 0.084027 | 0.084027 | 0.084027 | 0.084027 | 0.084027 | 0.084027 | 0.084027 | 0.084027 | 0.084027 | 0.084027 | 0.084027 | 0.084027 | 0.076195 | 0.068363 | 0.066227
Medium Residential, Highway Fast Charging | 0.14755 | 0.12073 | 0.093898 | 0.058127 | 0.022357 | 0.011402 | 0.00044713 | 0.0091662 | 0.017885 | 0.069306 | 0.12073 | 0.19227 | 0.26381 | 0.28393 | 0.30405 | 0.31299 | 0.32194 | 0.32194 | 0.32194 | 0.31523 | 0.30852 | 0.29287 | 0.27722 | 0.27052 | 0.26381 | 0.26381 | 0.26381 | 0.26828 | 0.27275 | 0.28617 | 0.29958 | 0.32641 | 0.35324 | 0.39795 | 0.44266 | 0.4449 | 0.44713 | 0.42478 | 0.40242 | 0.38006 | 0.35771 | 0.32641 | 0.29511 | 0.27722 | 0.25934 | 0.22804 | 0.19674 | 0.17215
Medium Residential, Nighttime Charging | 0.45582 | 0.48203 | 0.50823 | 0.50823 | 0.50823 | 0.50823 | 0.50823 | 0.50823 | 0.50823 | 0.50823 | 0.50823 | 0.48203 | 0.45582 | 0.36465 | 0.27349 | 0.25982 | 0.24614 | 0.21336 | 0.18057 | 0.19863 | 0.21669 | 0.2207 | 0.22472 | 0.2207 | 0.21669 | 0.20866 | 0.20064 | 0.2207 | 0.24077 | 0.22873 | 0.21669 | 0.15036 | 0.084027 | 0.064804 | 0.045582 | 0.045582 | 0.045582 | 0.045582 | 0.045582 | 0.045582 | 0.045582 | 0.045582 | 0.045582 | 0.068372 | 0.091163 | 0.13674 | 0.18233 | 0.31907
Medium Residential, Vehicle to Home / Vehicle to Grid - vehicle charging | 0.06409 | 0.057681 | 0.051272 | 0.044863 | 0.038454 | 0.034181 | 0.029909 | 0.025636 | 0.021363 | 0.019227 | 0.017091 | 0.015382 | 0.013673 | 0.046964 | 0.080256 | 0.090287 | 0.10032 | 0.18242 | 0.26451 | 0.48494 | 0.70537 | 0.83762 | 0.96988 | 1.036 | 1.1021 | 1.036 | 0.96988 | 0.83762 | 0.70537 | 0.48494 | 0.26451 | 0.17427 | 0.084027 | 0.084027 | 0.084027 | 0.084027 | 0.084027 | 0.084027 | 0.084027 | 0.084027 | 0.084027 | 0.084027 | 0.084027 | 0.084027 | 0.084027 | 0.076195 | 0.068363 | 0.066227
Medium Residential, Vehicle to Home - home energy system | -0.61093 | -0.52755 | -0.4293 | -0.44698 | -0.36748 | -0.37358 | -0.4227 | -0.41627 | -0.42674 | -0.44836 | -0.50335 | -0.49143 | -0.53425 | -0.47777 | -0.33874 | -0.075603 | 0.19123 | 0.72519 | 0.95151 | 1.5697 | 1.6082 | 1.6839 | 1.9676 | 1.5661 | 1.7466 | 1.775 | 1.6042 | 1.4688 | 0.73721 | 0.6207 | 0.47295 | 0.10335 | -0.080299 | -0.16163 | -0.21194 | -0.40457 | -0.59978 | -0.63909 | -0.67393 | -0.66968 | -0.66031 | -0.68569 | -0.65877 | -0.64499 | -0.63158 | -0.66421 | -0.69079 | -0.65742
Small Residential, Convenience Charging | 0.044383 | 0.039945 | 0.035506 | 0.031068 | 0.02663 | 0.023671 | 0.020712 | 0.017753 | 0.014794 | 0.013315 | 0.011835 | 0.010652 | 0.0094684 | 0.032523 | 0.055578 | 0.062525 | 0.069472 | 0.097261 | 0.12505 | 0.13755 | 0.15006 | 0.15284 | 0.15562 | 0.15284 | 0.15006 | 0.1445 | 0.13894 | 0.15284 | 0.16673 | 0.1584 | 0.15006 | 0.1584 | 0.16673 | 0.18063 | 0.19452 | 0.21536 | 0.2362 | 0.41762 | 0.59903 | 0.64182 | 0.68461 | 0.67035 | 0.65609 | 0.46977 | 0.28345 | 0.16539 | 0.047342 | 0.045862
Small Residential, Daytime Charging | 0.044383 | 0.039945 | 0.035506 | 0.031068 | 0.02663 | 0.023671 | 0.020712 | 0.017753 | 0.014794 | 0.013315 | 0.011835 | 0.010652 | 0.0094684 | 0.032523 | 0.055578 | 0.062525 | 0.069472 | 0.12632 | 0.18318 | 0.33582 | 0.48847 | 0.58006 | 0.67165 | 0.71744 | 0.76324 | 0.71744 | 0.67165 | 0.58006 | 0.48847 | 0.33582 | 0.18318 | 0.12068 | 0.058189 | 0.058189 | 0.058189 | 0.058189 | 0.058189 | 0.058189 | 0.058189 | 0.058189 | 0.058189 | 0.058189 | 0.058189 | 0.058189 | 0.058189 | 0.052766 | 0.047342 | 0.045862
Small Residential, Highway Fast Charging | 0.10218 | 0.083604 | 0.065025 | 0.040254 | 0.015482 | 0.0078959 | 0.00030964 | 0.0063477 | 0.012386 | 0.047995 | 0.083604 | 0.13315 | 0.18269 | 0.19662 | 0.21056 | 0.21675 | 0.22294 | 0.22294 | 0.22294 | 0.2183 | 0.21365 | 0.20282 | 0.19198 | 0.18733 | 0.18269 | 0.18269 | 0.18269 | 0.18579 | 0.18888 | 0.19817 | 0.20746 | 0.22604 | 0.24462 | 0.27558 | 0.30655 | 0.3081 | 0.30964 | 0.29416 | 0.27868 | 0.2632 | 0.24771 | 0.22604 | 0.20436 | 0.19198 | 0.17959 | 0.15792 | 0.13624 | 0.11921
Small Residential, Nighttime Charging | 0.31566 | 0.33381 | 0.35196 | 0.35196 | 0.35196 | 0.35196 | 0.35196 | 0.35196 | 0.35196 | 0.35196 | 0.35196 | 0.33381 | 0.31566 | 0.25253 | 0.18939 | 0.17992 | 0.17045 | 0.14775 | 0.12505 | 0.13755 | 0.15006 | 0.15284 | 0.15562 | 0.15284 | 0.15006 | 0.1445 | 0.13894 | 0.15284 | 0.16673 | 0.1584 | 0.15006 | 0.10412 | 0.058189 | 0.044877 | 0.031566 | 0.031566 | 0.031566 | 0.031566 | 0.031566 | 0.031566 | 0.031566 | 0.031566 | 0.031566 | 0.047348 | 0.063131 | 0.094697 | 0.12626 | 0.22096
Small Residential, Vehicle to Home / Vehicle to Grid - vehicle charging | 0.044383 | 0.039945 | 0.035506 | 0.031068 | 0.02663 | 0.023671 | 0.020712 | 0.017753 | 0.014794 | 0.013315 | 0.011835 | 0.010652 | 0.0094684 | 0.032523 | 0.055578 | 0.062525 | 0.069472 | 0.12632 | 0.18318 | 0.33582 | 0.48847 | 0.58006 | 0.67165 | 0.71744 | 0.76324 | 0.71744 | 0.67165 | 0.58006 | 0.48847 | 0.33582 | 0.18318 | 0.12068 | 0.058189 | 0.058189 | 0.058189 | 0.058189 | 0.058189 | 0.058189 | 0.058189 | 0.058189 | 0.058189 | 0.058189 | 0.058189 | 0.058189 | 0.058189 | 0.052766 | 0.047342 | 0.045862
Small Residential, Vehicle to Home - home energy system | -0.61093 | -0.52755 | -0.4293 | -0.44698 | -0.36748 | -0.37358 | -0.4227 | -0.41627 | -0.42674 | -0.44836 | -0.50335 | -0.49143 | -0.53425 | -0.47777 | -0.33874 | -0.075603 | 0.19123 | 0.72519 | 0.95151 | 1.5697 | 1.6082 | 1.6839 | 1.9676 | 1.5661 | 1.7466 | 1.775 | 1.6042 | 1.4688 | 0.73721 | 0.6207 | 0.47295 | 0.10335 | -0.080299 | -0.16163 | -0.21194 | -0.40457 | -0.59978 | -0.63909 | -0.67393 | -0.66968 | -0.66031 | -0.68569 | -0.65877 | -0.64499 | -0.63158 | -0.66421 | -0.69079 | -0.65742
Queensland
| 0:00 | 0:30 | 1:00 | 1:30 | 2:00 | 2:30 | 3:00 | 3:30 | 4:00 | 4:30 | 5:00 | 5:30 | 6:00 | 6:30 | 7:00 | 7:30 | 8:00 | 8:30 | 9:00 | 9:30 | 10:00 | 10:30 | 11:00 | 11:30 | 12:00 | 12:30 | 13:00 | 13:30 | 14:00 | 14:30 | 15:00 | 15:30 | 16:00 | 16:30 | 17:00 | 17:30 | 18:00 | 18:30 | 19:00 | 19:30 | 20:00 | 20:30 | 21:00 | 21:30 | 22:00 | 22:30 | 23:00 | 23:30
Bus, Convenience Charging | 4.1139 | 4.7995 | 5.4852 | 5.828 | 6.1708 | 6.1023 | 6.0337 | 6.0063 | 5.9789 | 5.9514 | 5.924 | 5.8966 | 5.8692 | 5.8417 | 5.8143 | 4.4156 | 3.0169 | 2.8797 | 2.7426 | 2.3998 | 2.0569 | 1.7141 | 1.3713 | 1.1999 | 1.0285 | 0.99419 | 0.95991 | 1.3713 | 1.7827 | 1.7484 | 1.7141 | 1.6456 | 1.577 | 1.4741 | 1.3713 | 1.1999 | 1.0285 | 0.85706 | 0.68565 | 0.85706 | 1.0285 | 1.5427 | 2.0569 | 2.3998 | 2.7426 | 3.0854 | 3.4282 | 3.7711
Bus, Daytime Charging | 4.1139 | 4.7995 | 5.4852 | 5.828 | 6.1708 | 6.1023 | 6.0337 | 6.0063 | 5.9789 | 5.9514 | 5.924 | 3.4127 | 0.90146 | 0.72226 | 0.54306 | 0.61094 | 0.67882 | 1.2343 | 1.7899 | 3.2814 | 4.773 | 5.6679 | 6.5628 | 7.0103 | 7.4577 | 7.0103 | 6.5628 | 5.6679 | 4.773 | 3.2814 | 1.7899 | 1.1792 | 0.56858 | 0.56858 | 0.56858 | 0.56858 | 0.56858 | 0.56858 | 0.56858 | 0.56858 | 0.56858 | 0.56858 | 0.56858 | 0.56858 | 0.56858 | 0.51558 | 0.46259 | 2.2882
Bus, Highway Fast Charging | 1.803 | 1.4751 | 1.1473 | 0.71026 | 0.27318 | 0.13932 | 0.0054635 | 0.112 | 0.21854 | 0.84684 | 1.4751 | 2.3493 | 3.2235 | 3.4693 | 3.7152 | 3.8245 | 3.9337 | 3.9337 | 3.9337 | 3.8518 | 3.7698 | 3.5786 | 3.3874 | 3.3054 | 3.2235 | 3.2235 | 3.2235 | 3.2781 | 3.3327 | 3.4966 | 3.6606 | 3.9884 | 4.3162 | 4.8625 | 5.4089 | 5.4362 | 5.4635 | 5.1903 | 4.9172 | 4.644 | 4.3708 | 3.9884 | 3.6059 | 3.3874 | 3.1688 | 2.7864 | 2.4039 | 2.1035
Bus, Nighttime Charging | 2.8612 | 5.3648 | 7.8684 | 7.8684 | 7.8684 | 7.8684 | 7.8684 | 7.8684 | 7.8684 | 7.8684 | 7.8684 | 6.0801 | 4.2918 | 4.2918 | 4.2918 | 4.2918 | 4.2918 | 3.9342 | 3.5765 | 3.2189 | 2.8612 | 1.842 | 0.82278 | 0.71993 | 0.61708 | 0.59651 | 0.57594 | 0.82278 | 1.0696 | 1.049 | 1.0285 | 0.98733 | 0.94619 | 0.88449 | 0.82278 | 0.71993 | 0.61708 | 0.51424 | 0.41139 | 0.51424 | 0.61708 | 0.92563 | 1.2342 | 1.4399 | 1.6456 | 1.8513 | 2.0569 | 2.4591
Articulated Truck, Convenience Charging | 23.2725 | 27.1512 | 31.0299 | 32.9693 | 34.9087 | 34.5208 | 34.133 | 33.9778 | 33.8226 | 33.6675 | 33.5123 | 33.3572 | 33.202 | 33.0469 | 32.8918 | 24.9791 | 17.0665 | 16.2907 | 15.515 | 13.5756 | 11.6362 | 9.6969 | 7.7575 | 6.7878 | 5.8181 | 5.6242 | 5.4302 | 7.7575 | 10.0847 | 9.8908 | 9.6969 | 9.309 | 8.9211 | 8.3393 | 7.7575 | 6.7878 | 5.8181 | 4.8484 | 3.8787 | 4.8484 | 5.8181 | 8.7272 | 11.6362 | 13.5756 | 15.515 | 17.4543 | 19.3937 | 21.3331
Articulated Truck, Daytime Charging | 16.3799 | 23.7049 | 31.0299 | 32.9693 | 34.9087 | 34.5208 | 34.1329 | 33.9778 | 33.8226 | 33.6675 | 33.5123 | 19.3831 | 5.2539 | 4.2095 | 3.1651 | 3.5607 | 3.9563 | 7.194 | 10.4316 | 19.1246 | 27.8177 | 33.0335 | 38.2493 | 40.8572 | 43.4651 | 40.8572 | 38.2493 | 33.0335 | 27.8177 | 19.1246 | 10.4316 | 6.8727 | 3.3138 | 3.3138 | 3.3138 | 3.3138 | 3.3138 | 3.3138 | 3.3138 | 3.3138 | 3.3138 | 3.3138 | 3.3138 | 3.3138 | 3.3138 | 3.0049 | 2.696 | 9.538
Articulated Truck, Highway Fast Charging | 10.1994 | 8.345 | 6.4905 | 4.018 | 1.5454 | 0.78814 | 0.030907 | 0.6336 | 1.2363 | 4.7906 | 8.345 | 13.2902 | 18.2353 | 19.6262 | 21.017 | 21.6351 | 22.2533 | 22.2533 | 22.2533 | 21.7897 | 21.3261 | 20.2443 | 19.1626 | 18.6989 | 18.2353 | 18.2353 | 18.2353 | 18.5444 | 18.8535 | 19.7807 | 20.7079 | 22.5624 | 24.4168 | 27.5075 | 30.5983 | 30.7528 | 30.9073 | 29.362 | 27.8166 | 26.2712 | 24.7259 | 22.5624 | 20.3989 | 19.1626 | 17.9263 | 15.7627 | 13.5992 | 11.8993
Articulated Truck, Nighttime Charging | 16.1861 | 30.3489 | 44.5117 | 44.5117 | 44.5117 | 44.5117 | 44.5117 | 44.5117 | 44.5117 | 44.5117 | 44.5117 | 34.3954 | 24.2791 | 24.2791 | 24.2791 | 24.2791 | 24.2791 | 22.2559 | 20.2326 | 18.2093 | 16.1861 | 10.4203 | 4.6545 | 4.0727 | 3.4909 | 3.3745 | 3.2581 | 4.6545 | 6.0508 | 5.9345 | 5.8181 | 5.5854 | 5.3527 | 5.0036 | 4.6545 | 4.0727 | 3.4909 | 2.9091 | 2.3272 | 2.9091 | 3.4909 | 5.2363 | 6.9817 | 8.1454 | 9.309 | 10.4726 | 11.6362 | 13.9112
Large Light Commercial, Convenience Charging | 0.10274 | 0.095662 | 0.08858 | 0.077507 | 0.066435 | 0.057723 | 0.049011 | 0.052269 | 0.055528 | 0.061146 | 0.066765 | 0.072856 | 0.078947 | 0.14367 | 0.20839 | 0.27932 | 0.35025 | 0.4345 | 0.51874 | 0.55466 | 0.59057 | 0.61096 | 0.63136 | 0.61894 | 0.60653 | 0.59766 | 0.58879 | 0.6349 | 0.68102 | 0.69963 | 0.71825 | 0.70761 | 0.69697 | 0.69521 | 0.69344 | 0.66286 | 0.63228 | 0.88986 | 1.1474 | 1.1838 | 1.2202 | 1.1735 | 1.1268 | 0.82146 | 0.51616 | 0.31979 | 0.12343 | 0.11309
Large Light Commercial, Daytime Charging | 0.10274 | 0.095662 | 0.08858 | 0.077507 | 0.066435 | 0.057723 | 0.049012 | 0.05227 | 0.055527 | 0.061146 | 0.066765 | 0.072856 | 0.078947 | 0.14367 | 0.20839 | 0.27932 | 0.35025 | 0.4345 | 0.51874 | 0.91393 | 1.3091 | 1.5546 | 1.8 | 1.9228 | 2.0455 | 1.9228 | 1.8 | 1.5546 | 1.3091 | 0.90001 | 0.49092 | 0.32343 | 0.15595 | 0.15595 | 0.15595 | 0.15595 | 0.15595 | 0.15595 | 0.15595 | 0.15595 | 0.15595 | 0.15595 | 0.15595 | 0.15595 | 0.15595 | 0.14141 | 0.12688 | 0.11481
Large Light Commercial, Highway Fast Charging | 0.28169 | 0.23047 | 0.17926 | 0.11097 | 0.04268 | 0.021767 | 0.0008536 | 0.017499 | 0.034144 | 0.13231 | 0.23047 | 0.36705 | 0.50362 | 0.54203 | 0.58045 | 0.59752 | 0.61459 | 0.61459 | 0.61459 | 0.60179 | 0.58898 | 0.55911 | 0.52923 | 0.51643 | 0.50362 | 0.50362 | 0.50362 | 0.51216 | 0.52069 | 0.5463 | 0.57191 | 0.62313 | 0.67434 | 0.7597 | 0.84506 | 0.84933 | 0.8536 | 0.81092 | 0.76824 | 0.72556 | 0.68288 | 0.62313 | 0.56337 | 0.52923 | 0.49509 | 0.43534 | 0.37558 | 0.32864
Large Light Commercial, Nighttime Charging | 0.73073 | 0.78044 | 0.83015 | 0.83015 | 0.83015 | 0.83015 | 0.83015 | 0.83015 | 0.83015 | 0.83015 | 0.83015 | 0.7186 | 0.60705 | 0.60705 | 0.60705 | 0.47865 | 0.35025 | 0.4345 | 0.51874 | 0.55466 | 0.59057 | 0.61096 | 0.63136 | 0.61894 | 0.60653 | 0.50342 | 0.40031 | 0.33226 | 0.2642 | 0.21929 | 0.17437 | 0.17179 | 0.16921 | 0.16921 | 0.16921 | 0.16921 | 0.16921 | 0.16921 | 0.16921 | 0.16921 | 0.16921 | 0.20467 | 0.24014 | 0.30017 | 0.3602 | 0.42024 | 0.48027 | 0.6055
Medium Light Commercial, Convenience Charging | 0.0701 | 0.065268 | 0.060436 | 0.052881 | 0.045327 | 0.039383 | 0.033439 | 0.035662 | 0.037885 | 0.041719 | 0.045552 | 0.049708 | 0.053864 | 0.09802 | 0.14218 | 0.19057 | 0.23897 | 0.29645 | 0.35392 | 0.37843 | 0.40293 | 0.41685 | 0.43076 | 0.42229 | 0.41382 | 0.40777 | 0.40172 | 0.43318 | 0.46464 | 0.47734 | 0.49004 | 0.48278 | 0.47553 | 0.47432 | 0.47312 | 0.45225 | 0.43139 | 0.60713 | 0.78287 | 0.80768 | 0.83249 | 0.80063 | 0.76877 | 0.56046 | 0.35216 | 0.21819 | 0.08421 | 0.077155
Medium Light Commercial, Daytime Charging | 0.0701 | 0.065268 | 0.060436 | 0.052881 | 0.045327 | 0.039383 | 0.033439 | 0.035662 | 0.037885 | 0.041719 | 0.045552 | 0.049708 | 0.053864 | 0.09802 | 0.14218 | 0.19057 | 0.23897 | 0.29645 | 0.35392 | 0.62355 | 0.89317 | 1.0606 | 1.2281 | 1.3118 | 1.3956 | 1.3118 | 1.2281 | 1.0606 | 0.89317 | 0.61406 | 0.33494 | 0.22067 | 0.1064 | 0.1064 | 0.1064 | 0.1064 | 0.1064 | 0.1064 | 0.1064 | 0.1064 | 0.1064 | 0.1064 | 0.1064 | 0.1064 | 0.1064 | 0.096482 | 0.086565 | 0.078332
Medium Light Commercial, Highway Fast Charging | 0.19219 | 0.15724 | 0.1223 | 0.07571 | 0.029119 | 0.014851 | 0.00058239 | 0.011939 | 0.023296 | 0.09027 | 0.15724 | 0.25043 | 0.34361 | 0.36982 | 0.39602 | 0.40767 | 0.41932 | 0.41932 | 0.41932 | 0.41058 | 0.40185 | 0.38146 | 0.36108 | 0.35234 | 0.34361 | 0.34361 | 0.34361 | 0.34943 | 0.35526 | 0.37273 | 0.3902 | 0.42514 | 0.46009 | 0.51833 | 0.57656 | 0.57948 | 0.58239 | 0.55327 | 0.52415 | 0.49503 | 0.46591 | 0.42514 | 0.38438 | 0.36108 | 0.33779 | 0.29702 | 0.25625 | 0.22422
Medium Light Commercial, Nighttime Charging | 0.49856 | 0.53247 | 0.56639 | 0.56639 | 0.56639 | 0.56639 | 0.56639 | 0.56639 | 0.56639 | 0.56639 | 0.56639 | 0.49028 | 0.41418 | 0.41418 | 0.41418 | 0.32657 | 0.23897 | 0.29645 | 0.35392 | 0.37843 | 0.40293 | 0.41685 | 0.43076 | 0.42229 | 0.41382 | 0.34347 | 0.27312 | 0.22669 | 0.18026 | 0.14962 | 0.11897 | 0.11721 | 0.11545 | 0.11545 | 0.11545 | 0.11545 | 0.11545 | 0.11545 | 0.11545 | 0.11545 | 0.11545 | 0.13964 | 0.16384 | 0.2048 | 0.24576 | 0.28672 | 0.32768 | 0.41312
Small Light Commercial, Convenience Charging | 0.048967 | 0.045592 | 0.042216 | 0.036939 | 0.031662 | 0.02751 | 0.023358 | 0.024911 | 0.026464 | 0.029142 | 0.03182 | 0.034722 | 0.037625 | 0.06847 | 0.099314 | 0.13312 | 0.16693 | 0.20708 | 0.24723 | 0.26434 | 0.28146 | 0.29118 | 0.3009 | 0.29498 | 0.28907 | 0.28484 | 0.28061 | 0.30259 | 0.32456 | 0.33344 | 0.34231 | 0.33724 | 0.33217 | 0.33133 | 0.33049 | 0.31591 | 0.30134 | 0.4241 | 0.54686 | 0.56419 | 0.58152 | 0.55926 | 0.53701 | 0.3915 | 0.24599 | 0.15241 | 0.058823 | 0.053895
Small Light Commercial, Daytime Charging | 0.048967 | 0.045591 | 0.042216 | 0.036939 | 0.031662 | 0.02751 | 0.023358 | 0.024911 | 0.026464 | 0.029142 | 0.03182 | 0.034722 | 0.037625 | 0.06847 | 0.099314 | 0.13312 | 0.16693 | 0.20708 | 0.24723 | 0.43557 | 0.62391 | 0.74089 | 0.85787 | 0.91636 | 0.97485 | 0.91636 | 0.85787 | 0.74089 | 0.62391 | 0.42894 | 0.23396 | 0.15414 | 0.074323 | 0.074323 | 0.074323 | 0.074323 | 0.074323 | 0.074323 | 0.074323 | 0.074323 | 0.074323 | 0.074323 | 0.074323 | 0.074323 | 0.074323 | 0.067395 | 0.060468 | 0.054717
Small Light Commercial, Highway Fast Charging | 0.13425 | 0.10984 | 0.085431 | 0.052886 | 0.020341 | 0.010374 | 0.00040682 | 0.0083397 | 0.016273 | 0.063056 | 0.10984 | 0.17493 | 0.24002 | 0.25833 | 0.27663 | 0.28477 | 0.29291 | 0.29291 | 0.29291 | 0.2868 | 0.2807 | 0.26646 | 0.25223 | 0.24612 | 0.24002 | 0.24002 | 0.24002 | 0.24409 | 0.24816 | 0.26036 | 0.27257 | 0.29698 | 0.32138 | 0.36207 | 0.40275 | 0.40478 | 0.40682 | 0.38647 | 0.36613 | 0.34579 | 0.32545 | 0.29698 | 0.2685 | 0.25223 | 0.23595 | 0.20748 | 0.179 | 0.15662
Small Light Commercial, Nighttime Charging | 0.34826 | 0.37195 | 0.39564 | 0.39564 | 0.39564 | 0.39564 | 0.39564 | 0.39564 | 0.39564 | 0.39564 | 0.39564 | 0.34248 | 0.28931 | 0.28931 | 0.28931 | 0.22812 | 0.16693 | 0.20708 | 0.24723 | 0.26434 | 0.28146 | 0.29118 | 0.3009 | 0.29498 | 0.28907 | 0.23992 | 0.19078 | 0.15835 | 0.12592 | 0.10451 | 0.083105 | 0.081875 | 0.080644 | 0.080644 | 0.080644 | 0.080644 | 0.080644 | 0.080644 | 0.080644 | 0.080644 | 0.080644 | 0.097545 | 0.11445 | 0.14306 | 0.17167 | 0.20028 | 0.22889 | 0.28858
Rigid Truck, Convenience Charging | 3.011 | 3.5128 | 4.0147 | 4.2656 | 4.5165 | 4.4663 | 4.4161 | 4.3961 | 4.376 | 4.3559 | 4.3358 | 4.3158 | 4.2957 | 4.2756 | 4.2556 | 3.2318 | 2.2081 | 2.1077 | 2.0073 | 1.7564 | 1.5055 | 1.2546 | 1.0037 | 0.87821 | 0.75275 | 0.72766 | 0.70257 | 1.0037 | 1.3048 | 1.2797 | 1.2546 | 1.2044 | 1.1542 | 1.0789 | 1.0037 | 0.87821 | 0.75275 | 0.62729 | 0.50183 | 0.62729 | 0.75275 | 1.1291 | 1.5055 | 1.7564 | 2.0073 | 2.2583 | 2.5092 | 2.7601
Rigid Truck, Daytime Charging | 0.75275 | 0.87821 | 1.0037 | 1.0664 | 1.1291 | 1.1166 | 1.104 | 1.099 | 1.094 | 1.089 | 1.084 | 1.0789 | 1.0739 | 0.86044 | 0.64696 | 0.72783 | 0.8087 | 1.4705 | 2.1323 | 3.9092 | 5.6861 | 6.7523 | 7.8184 | 8.3515 | 8.8846 | 8.3515 | 7.8184 | 6.7523 | 5.6861 | 3.9092 | 2.1323 | 1.4048 | 0.67736 | 0.67736 | 0.67736 | 0.67736 | 0.67736 | 0.67736 | 0.67736 | 0.67736 | 0.67736 | 0.67736 | 0.67736 | 0.67736 | 0.67736 | 0.61422 | 0.55109 | 0.65192
Rigid Truck, Highway Fast Charging | 1.3196 | 1.0797 | 0.83975 | 0.51985 | 0.19994 | 0.10197 | 0.0039988 | 0.081976 | 0.15995 | 0.61982 | 1.0797 | 1.7195 | 2.3593 | 2.5392 | 2.7192 | 2.7992 | 2.8791 | 2.8791 | 2.8791 | 2.8192 | 2.7592 | 2.6192 | 2.4793 | 2.4193 | 2.3593 | 2.3593 | 2.3593 | 2.3993 | 2.4393 | 2.5592 | 2.6792 | 2.9191 | 3.1591 | 3.5589 | 3.9588 | 3.9788 | 3.9988 | 3.7989 | 3.5989 | 3.399 | 3.199 | 2.9191 | 2.6392 | 2.4793 | 2.3193 | 2.0394 | 1.7595 | 1.5395
Rigid Truck, Nighttime Charging | 2.0942 | 3.9266 | 5.759 | 5.759 | 5.759 | 5.759 | 5.759 | 5.759 | 5.759 | 5.759 | 5.759 | 4.4501 | 3.1412 | 3.1412 | 3.1412 | 3.1412 | 3.1412 | 2.8795 | 2.6177 | 2.3559 | 2.0942 | 1.3482 | 0.6022 | 0.52693 | 0.45165 | 0.4366 | 0.42154 | 0.6022 | 0.78286 | 0.76781 | 0.75275 | 0.72264 | 0.69253 | 0.64737 | 0.6022 | 0.52693 | 0.45165 | 0.37638 | 0.3011 | 0.37638 | 0.45165 | 0.67748 | 0.9033 | 1.0539 | 1.2044 | 1.355 | 1.5055 | 1.7998
Large Residential, Convenience Charging | 0.096918 | 0.087226 | 0.077534 | 0.067842 | 0.058151 | 0.051689 | 0.045228 | 0.038767 | 0.032306 | 0.029075 | 0.025845 | 0.02326 | 0.020676 | 0.071019 | 0.12136 | 0.13653 | 0.1517 | 0.21239 | 0.27307 | 0.30037 | 0.32768 | 0.33375 | 0.33982 | 0.33375 | 0.32768 | 0.31554 | 0.30341 | 0.33375 | 0.36409 | 0.34588 | 0.32768 | 0.34588 | 0.36409 | 0.39443 | 0.42477 | 0.47028 | 0.51579 | 0.91194 | 1.3081 | 1.4015 | 1.495 | 1.4638 | 1.4327 | 1.0258 | 0.61895 | 0.36117 | 0.10338 | 0.10015
Large Residential, Daytime Charging | 0.096918 | 0.087226 | 0.077534 | 0.067842 | 0.058151 | 0.051689 | 0.045228 | 0.038767 | 0.032306 | 0.029075 | 0.025845 | 0.02326 | 0.020676 | 0.071019 | 0.12136 | 0.13653 | 0.1517 | 0.27585 | 0.4 | 0.73333 | 1.0667 | 1.2667 | 1.4667 | 1.5667 | 1.6667 | 1.5667 | 1.4667 | 1.2667 | 1.0667 | 0.73333 | 0.4 | 0.26353 | 0.12707 | 0.12707 | 0.12707 | 0.12707 | 0.12707 | 0.12707 | 0.12707 | 0.12707 | 0.12707 | 0.12707 | 0.12707 | 0.12707 | 0.12707 | 0.11522 | 0.10338 | 0.10015
Large Residential, Highway Fast Charging | 0.22313 | 0.18256 | 0.14199 | 0.087901 | 0.033808 | 0.017242 | 0.00067616 | 0.013861 | 0.027046 | 0.1048 | 0.18256 | 0.29075 | 0.39893 | 0.42936 | 0.45979 | 0.47331 | 0.48683 | 0.48683 | 0.48683 | 0.47669 | 0.46655 | 0.44288 | 0.41922 | 0.40908 | 0.39893 | 0.39893 | 0.39893 | 0.40569 | 0.41246 | 0.43274 | 0.45303 | 0.4936 | 0.53416 | 0.60178 | 0.6694 | 0.67278 | 0.67616 | 0.64235 | 0.60854 | 0.57473 | 0.54093 | 0.4936 | 0.44626 | 0.41922 | 0.39217 | 0.34484 | 0.29751 | 0.26032
Large Residential, Nighttime Charging | 0.68929 | 0.72892 | 0.76856 | 0.76856 | 0.76856 | 0.76856 | 0.76856 | 0.76856 | 0.76856 | 0.76856 | 0.76856 | 0.72892 | 0.68929 | 0.55143 | 0.41357 | 0.39289 | 0.37222 | 0.32264 | 0.27307 | 0.30037 | 0.32768 | 0.33375 | 0.33982 | 0.33375 | 0.32768 | 0.31554 | 0.30341 | 0.33375 | 0.36409 | 0.34588 | 0.32768 | 0.22737 | 0.12707 | 0.097997 | 0.068929 | 0.068929 | 0.068929 | 0.068929 | 0.068929 | 0.068929 | 0.068929 | 0.068929 | 0.068929 | 0.10339 | 0.13786 | 0.20679 | 0.27572 | 0.4825
Large Residential, Vehicle to Home / Vehicle to Grid - vehicle charging | 0.096918 | 0.087226 | 0.077534 | 0.067842 | 0.058151 | 0.051689 | 0.045228 | 0.038767 | 0.032306 | 0.029075 | 0.025845 | 0.02326 | 0.020676 | 0.071019 | 0.12136 | 0.13653 | 0.1517 | 0.27585 | 0.4 | 0.73333 | 1.0667 | 1.2667 | 1.4667 | 1.5667 | 1.6667 | 1.5667 | 1.4667 | 1.2667 | 1.0667 | 0.73333 | 0.4 | 0.26353 | 0.12707 | 0.12707 | 0.12707 | 0.12707 | 0.12707 | 0.12707 | 0.12707 | 0.12707 | 0.12707 | 0.12707 | 0.12707 | 0.12707 | 0.12707 | 0.11522 | 0.10338 | 0.10015
Large Residential, Vehicle to Home - home energy system | -0.55264 | -0.45102 | -0.37836 | -0.3932 | -0.33724 | -0.35812 | -0.42674 | -0.43222 | -0.45558 | -0.47734 | -0.53124 | -0.51361 | -0.54624 | -0.45433 | 0.10223 | 0.5305 | 1.2074 | 1.2798 | 1.2153 | 2.176 | 1.5936 | 1.1536 | 1.7856 | 1.4438 | 1.078 | 1.0697 | 0.71181 | 0.76892 | 0.85679 | 0.49918 | 0.57823 | 0.12543 | -0.058282 | -0.17367 | -0.22494 | -0.42656 | -0.63309 | -0.66777 | -0.70294 | -0.69432 | -0.66677 | -0.68433 | -0.64779 | -0.63192 | -0.60822 | -0.63201 | -0.65059 | -0.61761
Medium Residential, Convenience Charging | 0.066486 | 0.059837 | 0.053189 | 0.04654 | 0.039892 | 0.035459 | 0.031027 | 0.026594 | 0.022162 | 0.019946 | 0.01773 | 0.015957 | 0.014184 | 0.04872 | 0.083256 | 0.093663 | 0.10407 | 0.1457 | 0.18733 | 0.20606 | 0.22479 | 0.22895 | 0.23312 | 0.22895 | 0.22479 | 0.21646 | 0.20814 | 0.22895 | 0.24977 | 0.23728 | 0.22479 | 0.23728 | 0.24977 | 0.27058 | 0.29139 | 0.32262 | 0.35384 | 0.6256 | 0.89736 | 0.96146 | 1.0256 | 1.0042 | 0.98282 | 0.70371 | 0.4246 | 0.24776 | 0.070919 | 0.068702
Medium Residential, Daytime Charging | 0.066486 | 0.059837 | 0.053189 | 0.04654 | 0.039892 | 0.035459 | 0.031027 | 0.026594 | 0.022162 | 0.019946 | 0.01773 | 0.015957 | 0.014184 | 0.04872 | 0.083256 | 0.093663 | 0.10407 | 0.18924 | 0.2744 | 0.50307 | 0.73173 | 0.86894 | 1.0061 | 1.0747 | 1.1433 | 1.0747 | 1.0061 | 0.86894 | 0.73173 | 0.50307 | 0.2744 | 0.18078 | 0.087168 | 0.087168 | 0.087168 | 0.087168 | 0.087168 | 0.087168 | 0.087168 | 0.087168 | 0.087168 | 0.087168 | 0.087168 | 0.087168 | 0.087168 | 0.079043 | 0.070918 | 0.068702
Medium Residential, Highway Fast Charging | 0.15307 | 0.12524 | 0.097408 | 0.0603 | 0.023192 | 0.011828 | 0.00046385 | 0.0095089 | 0.018554 | 0.071896 | 0.12524 | 0.19945 | 0.27367 | 0.29454 | 0.31542 | 0.32469 | 0.33397 | 0.33397 | 0.33397 | 0.32701 | 0.32006 | 0.30382 | 0.28759 | 0.28063 | 0.27367 | 0.27367 | 0.27367 | 0.27831 | 0.28295 | 0.29686 | 0.31078 | 0.33861 | 0.36644 | 0.41282 | 0.45921 | 0.46153 | 0.46385 | 0.44066 | 0.41746 | 0.39427 | 0.37108 | 0.33861 | 0.30614 | 0.28759 | 0.26903 | 0.23656 | 0.20409 | 0.17858
Medium Residential, Nighttime Charging | 0.47286 | 0.50004 | 0.52723 | 0.52723 | 0.52723 | 0.52723 | 0.52723 | 0.52723 | 0.52723 | 0.52723 | 0.52723 | 0.50004 | 0.47286 | 0.37828 | 0.28371 | 0.26953 | 0.25534 | 0.22133 | 0.18733 | 0.20606 | 0.22479 | 0.22895 | 0.23312 | 0.22895 | 0.22479 | 0.21646 | 0.20814 | 0.22895 | 0.24977 | 0.23728 | 0.22479 | 0.15598 | 0.087168 | 0.067227 | 0.047286 | 0.047286 | 0.047286 | 0.047286 | 0.047286 | 0.047286 | 0.047286 | 0.047286 | 0.047286 | 0.070928 | 0.094571 | 0.14186 | 0.18914 | 0.331
Medium Residential, Vehicle to Home / Vehicle to Grid - vehicle charging | 0.066486 | 0.059837 | 0.053189 | 0.04654 | 0.039892 | 0.035459 | 0.031027 | 0.026594 | 0.022162 | 0.019946 | 0.01773 | 0.015957 | 0.014184 | 0.04872 | 0.083256 | 0.093663 | 0.10407 | 0.18924 | 0.2744 | 0.50307 | 0.73174 | 0.86894 | 1.0061 | 1.0747 | 1.1433 | 1.0747 | 1.0061 | 0.86894 | 0.73174 | 0.50307 | 0.2744 | 0.18078 | 0.087168 | 0.087168 | 0.087168 | 0.087168 | 0.087168 | 0.087168 | 0.087168 | 0.087168 | 0.087168 | 0.087168 | 0.087168 | 0.087168 | 0.087168 | 0.079043 | 0.070919 | 0.068702
Medium Residential, Vehicle to Home - home energy system | -0.55264 | -0.45102 | -0.37836 | -0.3932 | -0.33724 | -0.35812 | -0.42674 | -0.43222 | -0.45558 | -0.47734 | -0.53124 | -0.51361 | -0.54624 | -0.45433 | 0.10223 | 0.5305 | 1.2074 | 1.2798 | 1.2153 | 2.176 | 1.5936 | 1.1536 | 1.7856 | 1.4438 | 1.078 | 1.0697 | 0.71181 | 0.76892 | 0.85679 | 0.49918 | 0.57823 | 0.12543 | -0.058281 | -0.17367 | -0.22494 | -0.42656 | -0.63309 | -0.66777 | -0.70294 | -0.69432 | -0.66677 | -0.68433 | -0.64779 | -0.63192 | -0.60822 | -0.63201 | -0.65059 | -0.61761
Small Residential, Convenience Charging | 0.046042 | 0.041438 | 0.036834 | 0.03223 | 0.027625 | 0.024556 | 0.021486 | 0.018417 | 0.015347 | 0.013813 | 0.012278 | 0.01105 | 0.0098223 | 0.033739 | 0.057655 | 0.064862 | 0.072069 | 0.1009 | 0.12972 | 0.1427 | 0.15567 | 0.15855 | 0.16143 | 0.15855 | 0.15567 | 0.1499 | 0.14414 | 0.15855 | 0.17297 | 0.16432 | 0.15567 | 0.16432 | 0.17297 | 0.18738 | 0.20179 | 0.22341 | 0.24503 | 0.43323 | 0.62143 | 0.66582 | 0.7102 | 0.69541 | 0.68061 | 0.48733 | 0.29404 | 0.17158 | 0.049112 | 0.047577
Small Residential, Daytime Charging | 0.046042 | 0.041438 | 0.036834 | 0.03223 | 0.027625 | 0.024556 | 0.021486 | 0.018417 | 0.015347 | 0.013813 | 0.012278 | 0.01105 | 0.0098223 | 0.033739 | 0.057655 | 0.064862 | 0.072069 | 0.13105 | 0.19002 | 0.34838 | 0.50673 | 0.60175 | 0.69676 | 0.74426 | 0.79177 | 0.74426 | 0.69676 | 0.60175 | 0.50673 | 0.34838 | 0.19002 | 0.12519 | 0.060365 | 0.060365 | 0.060365 | 0.060365 | 0.060365 | 0.060365 | 0.060365 | 0.060365 | 0.060365 | 0.060365 | 0.060365 | 0.060365 | 0.060365 | 0.054738 | 0.049112 | 0.047577
Small Residential, Highway Fast Charging | 0.106 | 0.086729 | 0.067456 | 0.041758 | 0.016061 | 0.0081911 | 0.00032122 | 0.006585 | 0.012849 | 0.049789 | 0.086729 | 0.13812 | 0.18952 | 0.20397 | 0.21843 | 0.22485 | 0.23128 | 0.23128 | 0.23128 | 0.22646 | 0.22164 | 0.2104 | 0.19916 | 0.19434 | 0.18952 | 0.18952 | 0.18952 | 0.19273 | 0.19594 | 0.20558 | 0.21522 | 0.23449 | 0.25376 | 0.28588 | 0.31801 | 0.31961 | 0.32122 | 0.30516 | 0.2891 | 0.27304 | 0.25698 | 0.23449 | 0.212 | 0.19916 | 0.18631 | 0.16382 | 0.14134 | 0.12367
Small Residential, Nighttime Charging | 0.32746 | 0.34629 | 0.36511 | 0.36511 | 0.36511 | 0.36511 | 0.36511 | 0.36511 | 0.36511 | 0.36511 | 0.36511 | 0.34629 | 0.32746 | 0.26197 | 0.19647 | 0.18665 | 0.17683 | 0.15328 | 0.12972 | 0.1427 | 0.15567 | 0.15855 | 0.16143 | 0.15855 | 0.15567 | 0.1499 | 0.14414 | 0.15855 | 0.17297 | 0.16432 | 0.15567 | 0.10802 | 0.060365 | 0.046555 | 0.032746 | 0.032746 | 0.032746 | 0.032746 | 0.032746 | 0.032746 | 0.032746 | 0.032746 | 0.032746 | 0.049119 | 0.065491 | 0.098237 | 0.13098 | 0.22922
Small Residential, Vehicle to Home / Vehicle to Grid - vehicle charging | 0.046042 | 0.041438 | 0.036834 | 0.03223 | 0.027625 | 0.024556 | 0.021486 | 0.018417 | 0.015347 | 0.013813 | 0.012278 | 0.01105 | 0.0098223 | 0.033739 | 0.057655 | 0.064862 | 0.072069 | 0.13105 | 0.19002 | 0.34838 | 0.50673 | 0.60175 | 0.69676 | 0.74426 | 0.79177 | 0.74426 | 0.69676 | 0.60175 | 0.50673 | 0.34838 | 0.19002 | 0.12519 | 0.060365 | 0.060365 | 0.060365 | 0.060365 | 0.060365 | 0.060365 | 0.060365 | 0.060365 | 0.060365 | 0.060365 | 0.060365 | 0.060365 | 0.060365 | 0.054738 | 0.049112 | 0.047577
Small Residential, Vehicle to Home - home energy system | -0.55264 | -0.45102 | -0.37836 | -0.3932 | -0.33724 | -0.35812 | -0.42674 | -0.43222 | -0.45558 | -0.47734 | -0.53124 | -0.51361 | -0.54624 | -0.45433 | 0.10223 | 0.5305 | 1.2074 | 1.2798 | 1.2153 | 2.176 | 1.5936 | 1.1536 | 1.7856 | 1.4438 | 1.078 | 1.0697 | 0.71181 | 0.76892 | 0.85679 | 0.49918 | 0.57823 | 0.12543 | -0.058281 | -0.17367 | -0.22494 | -0.42656 | -0.63309 | -0.66777 | -0.70294 | -0.69432 | -0.66677 | -0.68433 | -0.64779 | -0.63192 | -0.60822 | -0.63201 | -0.65059 | -0.61761
South Australia
| 0:00 | 0:30 | 1:00 | 1:30 | 2:00 | 2:30 | 3:00 | 3:30 | 4:00 | 4:30 | 5:00 | 5:30 | 6:00 | 6:30 | 7:00 | 7:30 | 8:00 | 8:30 | 9:00 | 9:30 | 10:00 | 10:30 | 11:00 | 11:30 | 12:00 | 12:30 | 13:00 | 13:30 | 14:00 | 14:30 | 15:00 | 15:30 | 16:00 | 16:30 | 17:00 | 17:30 | 18:00 | 18:30 | 19:00 | 19:30 | 20:00 | 20:30 | 21:00 | 21:30 | 22:00 | 22:30 | 23:00 | 23:30
Bus, Convenience Charging | 4.0186 | 4.6884 | 5.3581 | 5.693 | 6.0279 | 5.9609 | 5.8939 | 5.8671 | 5.8403 | 5.8136 | 5.7868 | 5.76 | 5.7332 | 5.7064 | 5.6796 | 4.3133 | 2.947 | 2.813 | 2.6791 | 2.3442 | 2.0093 | 1.6744 | 1.3395 | 1.1721 | 1.0046 | 0.97116 | 0.93767 | 1.3395 | 1.7414 | 1.7079 | 1.6744 | 1.6074 | 1.5405 | 1.44 | 1.3395 | 1.1721 | 1.0046 | 0.83721 | 0.66976 | 0.83721 | 1.0046 | 1.507 | 2.0093 | 2.3442 | 2.6791 | 3.0139 | 3.3488 | 3.6837
Bus, Daytime Charging | 4.0186 | 4.6884 | 5.3581 | 5.693 | 6.0279 | 5.9609 | 5.8939 | 5.8671 | 5.8403 | 5.8136 | 5.7868 | 3.3337 | 0.88058 | 0.70553 | 0.53048 | 0.59679 | 0.6631 | 1.2057 | 1.7484 | 3.2054 | 4.6624 | 5.5366 | 6.4108 | 6.8479 | 7.285 | 6.8479 | 6.4108 | 5.5366 | 4.6624 | 3.2054 | 1.7484 | 1.1519 | 0.55541 | 0.55541 | 0.55541 | 0.55541 | 0.55541 | 0.55541 | 0.55541 | 0.55541 | 0.55541 | 0.55541 | 0.55541 | 0.55541 | 0.55541 | 0.50364 | 0.45187 | 2.2352
Bus, Highway Fast Charging | 1.7612 | 1.441 | 1.1208 | 0.6938 | 0.26685 | 0.13609 | 0.0053369 | 0.10941 | 0.21348 | 0.82723 | 1.441 | 2.2949 | 3.1488 | 3.389 | 3.6291 | 3.7359 | 3.8426 | 3.8426 | 3.8426 | 3.7625 | 3.6825 | 3.4957 | 3.3089 | 3.2289 | 3.1488 | 3.1488 | 3.1488 | 3.2022 | 3.2555 | 3.4156 | 3.5758 | 3.896 | 4.2162 | 4.7499 | 5.2836 | 5.3103 | 5.3369 | 5.0701 | 4.8033 | 4.5364 | 4.2696 | 3.896 | 3.5224 | 3.3089 | 3.0954 | 2.7218 | 2.3483 | 2.0547
Bus, Nighttime Charging | 2.7949 | 5.2405 | 7.6861 | 7.6861 | 7.6861 | 7.6861 | 7.6861 | 7.6861 | 7.6861 | 7.6861 | 7.6861 | 5.9393 | 4.1924 | 4.1924 | 4.1924 | 4.1924 | 4.1924 | 3.843 | 3.4937 | 3.1443 | 2.7949 | 1.7993 | 0.80372 | 0.70325 | 0.60279 | 0.5827 | 0.5626 | 0.80372 | 1.0448 | 1.0247 | 1.0046 | 0.96446 | 0.92428 | 0.864 | 0.80372 | 0.70325 | 0.60279 | 0.50232 | 0.40186 | 0.50232 | 0.60279 | 0.90418 | 1.2056 | 1.4065 | 1.6074 | 1.8084 | 2.0093 | 2.4021
Articulated Truck, Convenience Charging | 19.9135 | 23.2325 | 26.5514 | 28.2109 | 29.8703 | 29.5384 | 29.2065 | 29.0738 | 28.941 | 28.8083 | 28.6755 | 28.5427 | 28.41 | 28.2772 | 28.1445 | 21.3739 | 14.6033 | 13.9395 | 13.2757 | 11.6162 | 9.9568 | 8.2973 | 6.6378 | 5.8081 | 4.9784 | 4.8124 | 4.6465 | 6.6378 | 8.6292 | 8.4633 | 8.2973 | 7.9654 | 7.6335 | 7.1357 | 6.6378 | 5.8081 | 4.9784 | 4.1487 | 3.3189 | 4.1487 | 4.9784 | 7.4676 | 9.9568 | 11.6162 | 13.2757 | 14.9352 | 16.5946 | 18.2541
Articulated Truck, Daytime Charging | 14.0158 | 20.2836 | 26.5514 | 28.2109 | 29.8703 | 29.5384 | 29.2065 | 29.0738 | 28.941 | 28.8083 | 28.6755 | 16.5855 | 4.4956 | 3.6019 | 2.7082 | 3.0468 | 3.3853 | 6.1557 | 8.926 | 16.3644 | 23.8027 | 28.2657 | 32.7288 | 34.9603 | 37.1918 | 34.9603 | 32.7288 | 28.2657 | 23.8027 | 16.3644 | 8.926 | 5.8808 | 2.8355 | 2.8355 | 2.8355 | 2.8355 | 2.8355 | 2.8355 | 2.8355 | 2.8355 | 2.8355 | 2.8355 | 2.8355 | 2.8355 | 2.8355 | 2.5712 | 2.3069 | 8.1614
Articulated Truck, Highway Fast Charging | 8.7273 | 7.1406 | 5.5538 | 3.438 | 1.3223 | 0.67439 | 0.026446 | 0.54215 | 1.0579 | 4.0992 | 7.1406 | 11.372 | 15.6034 | 16.7935 | 17.9836 | 18.5125 | 19.0415 | 19.0415 | 19.0415 | 18.6448 | 18.2481 | 17.3225 | 16.3968 | 16.0001 | 15.6034 | 15.6034 | 15.6034 | 15.8679 | 16.1324 | 16.9258 | 17.7192 | 19.3059 | 20.8927 | 23.5374 | 26.182 | 26.3143 | 26.4465 | 25.1242 | 23.8018 | 22.4795 | 21.1572 | 19.3059 | 17.4547 | 16.3968 | 15.339 | 13.4877 | 11.6365 | 10.1819
Articulated Truck, Nighttime Charging | 13.8499 | 25.9687 | 38.0874 | 38.0874 | 38.0874 | 38.0874 | 38.0874 | 38.0874 | 38.0874 | 38.0874 | 38.0874 | 29.4311 | 20.7749 | 20.7749 | 20.7749 | 20.7749 | 20.7749 | 19.0437 | 17.3124 | 15.5812 | 13.85 | 8.9163 | 3.9827 | 3.4849 | 2.987 | 2.8875 | 2.7879 | 3.9827 | 5.1775 | 5.078 | 4.9784 | 4.7793 | 4.5801 | 4.2814 | 3.9827 | 3.4849 | 2.987 | 2.4892 | 1.9914 | 2.4892 | 2.987 | 4.4805 | 5.9741 | 6.9697 | 7.9654 | 8.9611 | 9.9568 | 11.9034
Large Light Commercial, Convenience Charging | 0.098403 | 0.09162 | 0.084837 | 0.074232 | 0.063628 | 0.055284 | 0.046941 | 0.050061 | 0.053181 | 0.058563 | 0.063944 | 0.069778 | 0.075611 | 0.1376 | 0.19958 | 0.26752 | 0.33545 | 0.41614 | 0.49682 | 0.53122 | 0.56562 | 0.58515 | 0.60468 | 0.59279 | 0.5809 | 0.57241 | 0.56391 | 0.60808 | 0.65224 | 0.67007 | 0.6879 | 0.67771 | 0.66753 | 0.66583 | 0.66414 | 0.63485 | 0.60557 | 0.85226 | 1.099 | 1.1338 | 1.1686 | 1.1239 | 1.0792 | 0.78675 | 0.49435 | 0.30628 | 0.11821 | 0.10831
Large Light Commercial, Daytime Charging | 0.098403 | 0.09162 | 0.084837 | 0.074232 | 0.063628 | 0.055284 | 0.046941 | 0.050061 | 0.053181 | 0.058563 | 0.063944 | 0.069778 | 0.075611 | 0.1376 | 0.19958 | 0.26752 | 0.33545 | 0.41614 | 0.49682 | 0.87531 | 1.2538 | 1.4889 | 1.724 | 1.8415 | 1.9591 | 1.8415 | 1.724 | 1.4889 | 1.2538 | 0.86198 | 0.47017 | 0.30977 | 0.14936 | 0.14936 | 0.14936 | 0.14936 | 0.14936 | 0.14936 | 0.14936 | 0.14936 | 0.14936 | 0.14936 | 0.14936 | 0.14936 | 0.14936 | 0.13544 | 0.12152 | 0.10996
Large Light Commercial, Highway Fast Charging | 0.26979 | 0.22073 | 0.17168 | 0.10628 | 0.040877 | 0.020847 | 0.00081753 | 0.016759 | 0.032701 | 0.12672 | 0.22073 | 0.35154 | 0.48234 | 0.51913 | 0.55592 | 0.57227 | 0.58862 | 0.58862 | 0.58862 | 0.57636 | 0.5641 | 0.53548 | 0.50687 | 0.49461 | 0.48234 | 0.48234 | 0.48234 | 0.49052 | 0.49869 | 0.52322 | 0.54775 | 0.5968 | 0.64585 | 0.7276 | 0.80936 | 0.81344 | 0.81753 | 0.77665 | 0.73578 | 0.6949 | 0.65402 | 0.5968 | 0.53957 | 0.50687 | 0.47417 | 0.41694 | 0.35971 | 0.31475
Large Light Commercial, Nighttime Charging | 0.69985 | 0.74746 | 0.79507 | 0.79507 | 0.79507 | 0.79507 | 0.79507 | 0.79507 | 0.79507 | 0.79507 | 0.79507 | 0.68824 | 0.5814 | 0.5814 | 0.5814 | 0.45843 | 0.33545 | 0.41614 | 0.49682 | 0.53122 | 0.56562 | 0.58515 | 0.60468 | 0.59279 | 0.5809 | 0.48215 | 0.3834 | 0.31822 | 0.25304 | 0.21002 | 0.16701 | 0.16453 | 0.16206 | 0.16206 | 0.16206 | 0.16206 | 0.16206 | 0.16206 | 0.16206 | 0.16206 | 0.16206 | 0.19603 | 0.22999 | 0.28749 | 0.34498 | 0.40248 | 0.45998 | 0.57992
Medium Light Commercial, Convenience Charging | 0.067138 | 0.06251 | 0.057882 | 0.050647 | 0.043411 | 0.037719 | 0.032026 | 0.034155 | 0.036284 | 0.039956 | 0.043627 | 0.047608 | 0.051588 | 0.093878 | 0.13617 | 0.18252 | 0.22887 | 0.28392 | 0.33897 | 0.36244 | 0.38591 | 0.39923 | 0.41256 | 0.40445 | 0.39633 | 0.39054 | 0.38474 | 0.41488 | 0.44501 | 0.45717 | 0.46933 | 0.46239 | 0.45544 | 0.45428 | 0.45313 | 0.43314 | 0.41316 | 0.58148 | 0.74979 | 0.77355 | 0.79731 | 0.7668 | 0.73628 | 0.53678 | 0.33728 | 0.20897 | 0.080652 | 0.073895
Medium Light Commercial, Daytime Charging | 0.067138 | 0.06251 | 0.057882 | 0.050647 | 0.043411 | 0.037719 | 0.032026 | 0.034155 | 0.036284 | 0.039956 | 0.043627 | 0.047608 | 0.051588 | 0.093878 | 0.13617 | 0.18252 | 0.22887 | 0.28392 | 0.33897 | 0.5972 | 0.85543 | 1.0158 | 1.1762 | 1.2564 | 1.3366 | 1.2564 | 1.1762 | 1.0158 | 0.85543 | 0.58811 | 0.32079 | 0.21135 | 0.1019 | 0.1019 | 0.1019 | 0.1019 | 0.1019 | 0.1019 | 0.1019 | 0.1019 | 0.1019 | 0.1019 | 0.1019 | 0.1019 | 0.1019 | 0.092405 | 0.082907 | 0.075023
Medium Light Commercial, Highway Fast Charging | 0.18407 | 0.1506 | 0.11713 | 0.072511 | 0.027889 | 0.014223 | 0.00055778 | 0.011434 | 0.022311 | 0.086456 | 0.1506 | 0.23985 | 0.32909 | 0.35419 | 0.37929 | 0.39045 | 0.4016 | 0.4016 | 0.4016 | 0.39324 | 0.38487 | 0.36535 | 0.34582 | 0.33746 | 0.32909 | 0.32909 | 0.32909 | 0.33467 | 0.34025 | 0.35698 | 0.37371 | 0.40718 | 0.44065 | 0.49642 | 0.5522 | 0.55499 | 0.55778 | 0.52989 | 0.502 | 0.47411 | 0.44622 | 0.40718 | 0.36814 | 0.34582 | 0.32351 | 0.28447 | 0.24542 | 0.21475
Medium Light Commercial, Nighttime Charging | 0.47749 | 0.50997 | 0.54246 | 0.54246 | 0.54246 | 0.54246 | 0.54246 | 0.54246 | 0.54246 | 0.54246 | 0.54246 | 0.46957 | 0.39668 | 0.39668 | 0.39668 | 0.31277 | 0.22887 | 0.28392 | 0.33897 | 0.36244 | 0.38591 | 0.39923 | 0.41256 | 0.40445 | 0.39633 | 0.32896 | 0.26158 | 0.21711 | 0.17264 | 0.14329 | 0.11394 | 0.11226 | 0.11057 | 0.11057 | 0.11057 | 0.11057 | 0.11057 | 0.11057 | 0.11057 | 0.11057 | 0.11057 | 0.13374 | 0.15692 | 0.19615 | 0.23537 | 0.2746 | 0.31383 | 0.39566
Small Light Commercial, Convenience Charging | 0.046898 | 0.043665 | 0.040432 | 0.035378 | 0.030324 | 0.026348 | 0.022371 | 0.023858 | 0.025346 | 0.02791 | 0.030475 | 0.033255 | 0.036036 | 0.065577 | 0.095118 | 0.1275 | 0.15987 | 0.19833 | 0.23678 | 0.25317 | 0.26957 | 0.27888 | 0.28818 | 0.28252 | 0.27685 | 0.2728 | 0.26875 | 0.2898 | 0.31085 | 0.31935 | 0.32784 | 0.32299 | 0.31813 | 0.31733 | 0.31652 | 0.30256 | 0.28861 | 0.40618 | 0.52375 | 0.54035 | 0.55695 | 0.53563 | 0.51432 | 0.37496 | 0.2356 | 0.14597 | 0.056338 | 0.051618
Small Light Commercial, Daytime Charging | 0.046898 | 0.043665 | 0.040432 | 0.035378 | 0.030324 | 0.026348 | 0.022371 | 0.023858 | 0.025346 | 0.02791 | 0.030475 | 0.033255 | 0.036036 | 0.065577 | 0.095118 | 0.1275 | 0.15987 | 0.19833 | 0.23678 | 0.41716 | 0.59754 | 0.70958 | 0.82162 | 0.87764 | 0.93366 | 0.87764 | 0.82162 | 0.70958 | 0.59754 | 0.41081 | 0.22408 | 0.14763 | 0.071182 | 0.071182 | 0.071182 | 0.071182 | 0.071182 | 0.071182 | 0.071182 | 0.071182 | 0.071182 | 0.071182 | 0.071182 | 0.071182 | 0.071182 | 0.064548 | 0.057913 | 0.052405
Small Light Commercial, Highway Fast Charging | 0.12858 | 0.1052 | 0.081821 | 0.050651 | 0.019481 | 0.0099355 | 0.00038963 | 0.0079873 | 0.015585 | 0.060392 | 0.1052 | 0.16754 | 0.22988 | 0.24741 | 0.26495 | 0.27274 | 0.28053 | 0.28053 | 0.28053 | 0.27469 | 0.26884 | 0.25521 | 0.24157 | 0.23572 | 0.22988 | 0.22988 | 0.22988 | 0.23378 | 0.23767 | 0.24936 | 0.26105 | 0.28443 | 0.3078 | 0.34677 | 0.38573 | 0.38768 | 0.38963 | 0.37014 | 0.35066 | 0.33118 | 0.3117 | 0.28443 | 0.25715 | 0.24157 | 0.22598 | 0.19871 | 0.17144 | 0.15001
Small Light Commercial, Nighttime Charging | 0.33354 | 0.35623 | 0.37892 | 0.37892 | 0.37892 | 0.37892 | 0.37892 | 0.37892 | 0.37892 | 0.37892 | 0.37892 | 0.32801 | 0.27709 | 0.27709 | 0.27709 | 0.21848 | 0.15987 | 0.19833 | 0.23678 | 0.25317 | 0.26957 | 0.27888 | 0.28818 | 0.28252 | 0.27685 | 0.22979 | 0.18272 | 0.15166 | 0.1206 | 0.1001 | 0.079594 | 0.078415 | 0.077236 | 0.077236 | 0.077236 | 0.077236 | 0.077236 | 0.077236 | 0.077236 | 0.077236 | 0.077236 | 0.093423 | 0.10961 | 0.13701 | 0.16442 | 0.19182 | 0.21922 | 0.27638
Rigid Truck, Convenience Charging | 2.4447 | 2.8522 | 3.2596 | 3.4633 | 3.6671 | 3.6263 | 3.5856 | 3.5693 | 3.553 | 3.5367 | 3.5204 | 3.5041 | 3.4878 | 3.4715 | 3.4552 | 2.624 | 1.7928 | 1.7113 | 1.6298 | 1.4261 | 1.2224 | 1.0186 | 0.81491 | 0.71304 | 0.61118 | 0.59081 | 0.57043 | 0.81491 | 1.0594 | 1.039 | 1.0186 | 0.97789 | 0.93714 | 0.87602 | 0.81491 | 0.71304 | 0.61118 | 0.50932 | 0.40745 | 0.50932 | 0.61118 | 0.91677 | 1.2224 | 1.4261 | 1.6298 | 1.8335 | 2.0373 | 2.241
Rigid Truck, Daytime Charging | 0.61118 | 0.71304 | 0.81491 | 0.86584 | 0.91677 | 0.90658 | 0.8964 | 0.89232 | 0.88825 | 0.88417 | 0.8801 | 0.87602 | 0.87195 | 0.69862 | 0.52528 | 0.59094 | 0.6566 | 1.1939 | 1.7313 | 3.174 | 4.6167 | 5.4823 | 6.348 | 6.7808 | 7.2136 | 6.7808 | 6.348 | 5.4823 | 4.6167 | 3.174 | 1.7313 | 1.1406 | 0.54997 | 0.54997 | 0.54997 | 0.54997 | 0.54997 | 0.54997 | 0.54997 | 0.54997 | 0.54997 | 0.54997 | 0.54997 | 0.54997 | 0.54997 | 0.4987 | 0.44744 | 0.52931
Rigid Truck, Highway Fast Charging | 1.0714 | 0.87662 | 0.68182 | 0.42208 | 0.16234 | 0.082792 | 0.0032467 | 0.066558 | 0.12987 | 0.50324 | 0.87662 | 1.3961 | 1.9156 | 2.0617 | 2.2078 | 2.2727 | 2.3377 | 2.3377 | 2.3377 | 2.289 | 2.2403 | 2.1266 | 2.013 | 1.9643 | 1.9156 | 1.9156 | 1.9156 | 1.948 | 1.9805 | 2.0779 | 2.1753 | 2.3701 | 2.5649 | 2.8896 | 3.2143 | 3.2305 | 3.2467 | 3.0844 | 2.9221 | 2.7597 | 2.5974 | 2.3701 | 2.1428 | 2.013 | 1.8831 | 1.6558 | 1.4286 | 1.25
Rigid Truck, Nighttime Charging | 1.7003 | 3.1881 | 4.6758 | 4.6758 | 4.6758 | 4.6758 | 4.6758 | 4.6758 | 4.6758 | 4.6758 | 4.6758 | 3.6132 | 2.5505 | 2.5505 | 2.5505 | 2.5505 | 2.5505 | 2.3379 | 2.1254 | 1.9128 | 1.7003 | 1.0946 | 0.48894 | 0.42783 | 0.36671 | 0.35448 | 0.34226 | 0.48894 | 0.63563 | 0.6234 | 0.61118 | 0.58673 | 0.56228 | 0.52561 | 0.48894 | 0.42783 | 0.36671 | 0.30559 | 0.24447 | 0.30559 | 0.36671 | 0.55006 | 0.73341 | 0.85565 | 0.97789 | 1.1001 | 1.2224 | 1.4613
Large Residential, Convenience Charging | 0.094298 | 0.084868 | 0.075439 | 0.066009 | 0.056579 | 0.050292 | 0.044006 | 0.037719 | 0.031433 | 0.028289 | 0.025146 | 0.022632 | 0.020117 | 0.0691 | 0.11808 | 0.13284 | 0.1476 | 0.20665 | 0.26569 | 0.29226 | 0.31882 | 0.32473 | 0.33063 | 0.32473 | 0.31882 | 0.30702 | 0.29521 | 0.32473 | 0.35425 | 0.33654 | 0.31882 | 0.33654 | 0.35425 | 0.38377 | 0.41329 | 0.45757 | 0.50185 | 0.8873 | 1.2727 | 1.3636 | 1.4546 | 1.4243 | 1.394 | 0.99809 | 0.60222 | 0.3514 | 0.10058 | 0.097442
Large Residential, Daytime Charging | 0.094298 | 0.084868 | 0.075439 | 0.066009 | 0.056579 | 0.050292 | 0.044006 | 0.037719 | 0.031433 | 0.028289 | 0.025146 | 0.022632 | 0.020117 | 0.0691 | 0.11808 | 0.13284 | 0.1476 | 0.2684 | 0.38919 | 0.71351 | 1.0378 | 1.2324 | 1.427 | 1.5243 | 1.6216 | 1.5243 | 1.427 | 1.2324 | 1.0378 | 0.71351 | 0.38919 | 0.25641 | 0.12363 | 0.12363 | 0.12363 | 0.12363 | 0.12363 | 0.12363 | 0.12363 | 0.12363 | 0.12363 | 0.12363 | 0.12363 | 0.12363 | 0.12363 | 0.11211 | 0.10058 | 0.097442
Large Residential, Highway Fast Charging | 0.2171 | 0.17763 | 0.13816 | 0.085525 | 0.032894 | 0.016776 | 0.00065788 | 0.013487 | 0.026315 | 0.10197 | 0.17763 | 0.28289 | 0.38815 | 0.41776 | 0.44736 | 0.46052 | 0.47368 | 0.47368 | 0.47368 | 0.46381 | 0.45394 | 0.43091 | 0.40789 | 0.39802 | 0.38815 | 0.38815 | 0.38815 | 0.39473 | 0.40131 | 0.42105 | 0.44078 | 0.48025 | 0.51973 | 0.58552 | 0.6513 | 0.65459 | 0.65788 | 0.62499 | 0.5921 | 0.5592 | 0.52631 | 0.48025 | 0.4342 | 0.40789 | 0.38157 | 0.33552 | 0.28947 | 0.25329
Large Residential, Nighttime Charging | 0.67066 | 0.70922 | 0.74779 | 0.74779 | 0.74779 | 0.74779 | 0.74779 | 0.74779 | 0.74779 | 0.74779 | 0.74779 | 0.70922 | 0.67066 | 0.53653 | 0.4024 | 0.38228 | 0.36216 | 0.31392 | 0.26569 | 0.29226 | 0.31882 | 0.32473 | 0.33063 | 0.32473 | 0.31882 | 0.30702 | 0.29521 | 0.32473 | 0.35425 | 0.33654 | 0.31882 | 0.22123 | 0.12363 | 0.095349 | 0.067066 | 0.067066 | 0.067066 | 0.067066 | 0.067066 | 0.067066 | 0.067066 | 0.067066 | 0.067066 | 0.1006 | 0.13413 | 0.2012 | 0.26826 | 0.46946
Large Residential, Vehicle to Home / Vehicle to Grid - vehicle charging | 0.094298 | 0.084869 | 0.075439 | 0.066009 | 0.056579 | 0.050292 | 0.044006 | 0.037719 | 0.031433 | 0.02829 | 0.025146 | 0.022632 | 0.020117 | 0.0691 | 0.11808 | 0.13284 | 0.1476 | 0.2684 | 0.38919 | 0.71351 | 1.0378 | 1.2324 | 1.427 | 1.5243 | 1.6216 | 1.5243 | 1.427 | 1.2324 | 1.0378 | 0.71351 | 0.38919 | 0.25641 | 0.12363 | 0.12363 | 0.12363 | 0.12363 | 0.12363 | 0.12363 | 0.12363 | 0.12363 | 0.12363 | 0.12363 | 0.12363 | 0.12363 | 0.12363 | 0.11211 | 0.10058 | 0.097442
Large Residential, Vehicle to Home - home energy system | -0.63077 | -0.50924 | -0.41981 | -0.42628 | -0.36031 | -0.37521 | -0.42868 | -0.41857 | -0.42642 | -0.44369 | -0.49088 | -0.47206 | -0.50495 | -0.44493 | -0.41954 | -0.35436 | -0.046712 | 0.38214 | 0.81762 | 1.1747 | 1.5815 | 1.9111 | 1.33 | 1.6656 | 1.6656 | 1.8202 | 1.348 | 1.3275 | 1.2338 | 1.0756 | 0.7897 | 0.66353 | 0.15231 | -0.041867 | -0.21005 | -0.40553 | -0.60243 | -0.63202 | -0.66721 | -0.67234 | -0.66818 | -0.69911 | -0.66361 | -0.66016 | -0.64825 | -0.68572 | -0.70772 | -0.66849
Medium Residential, Convenience Charging | 0.064689 | 0.05822 | 0.051751 | 0.045282 | 0.038813 | 0.034501 | 0.030188 | 0.025876 | 0.021563 | 0.019407 | 0.01725 | 0.015525 | 0.0138 | 0.047403 | 0.081006 | 0.091131 | 0.10126 | 0.14176 | 0.18226 | 0.20049 | 0.21871 | 0.22277 | 0.22682 | 0.22277 | 0.21871 | 0.21061 | 0.20251 | 0.22277 | 0.24302 | 0.23087 | 0.21871 | 0.23087 | 0.24302 | 0.26327 | 0.28352 | 0.3139 | 0.34427 | 0.60869 | 0.87311 | 0.93547 | 0.99783 | 0.97705 | 0.95626 | 0.68469 | 0.41313 | 0.24106 | 0.069002 | 0.066845
Medium Residential, Daytime Charging | 0.064689 | 0.05822 | 0.051751 | 0.045282 | 0.038814 | 0.034501 | 0.030188 | 0.025876 | 0.021563 | 0.019407 | 0.01725 | 0.015525 | 0.0138 | 0.047403 | 0.081006 | 0.091131 | 0.10126 | 0.18412 | 0.26698 | 0.48947 | 0.71196 | 0.84545 | 0.97894 | 1.0457 | 1.1124 | 1.0457 | 0.97894 | 0.84545 | 0.71196 | 0.48947 | 0.26698 | 0.1759 | 0.084812 | 0.084812 | 0.084812 | 0.084812 | 0.084812 | 0.084812 | 0.084812 | 0.084812 | 0.084812 | 0.084812 | 0.084812 | 0.084812 | 0.084812 | 0.076907 | 0.069002 | 0.066845
Medium Residential, Highway Fast Charging | 0.14893 | 0.12185 | 0.094775 | 0.058671 | 0.022566 | 0.011508 | 0.00045131 | 0.0092519 | 0.018052 | 0.069953 | 0.12185 | 0.19406 | 0.26627 | 0.28658 | 0.30689 | 0.31592 | 0.32494 | 0.32494 | 0.32494 | 0.31817 | 0.31141 | 0.29561 | 0.27981 | 0.27304 | 0.26627 | 0.26627 | 0.26627 | 0.27079 | 0.2753 | 0.28884 | 0.30238 | 0.32946 | 0.35654 | 0.40167 | 0.4468 | 0.44906 | 0.45131 | 0.42875 | 0.40618 | 0.38362 | 0.36105 | 0.32946 | 0.29787 | 0.27981 | 0.26176 | 0.23017 | 0.19858 | 0.17376
Medium Residential, Nighttime Charging | 0.46008 | 0.48653 | 0.51298 | 0.51298 | 0.51298 | 0.51298 | 0.51298 | 0.51298 | 0.51298 | 0.51298 | 0.51298 | 0.48653 | 0.46008 | 0.36806 | 0.27605 | 0.26224 | 0.24844 | 0.21535 | 0.18226 | 0.20049 | 0.21871 | 0.22277 | 0.22682 | 0.22277 | 0.21871 | 0.21061 | 0.20251 | 0.22277 | 0.24302 | 0.23087 | 0.21871 | 0.15176 | 0.084812 | 0.06541 | 0.046008 | 0.046008 | 0.046008 | 0.046008 | 0.046008 | 0.046008 | 0.046008 | 0.046008 | 0.046008 | 0.069011 | 0.092015 | 0.13802 | 0.18403 | 0.32205
Medium Residential, Vehicle to Home / Vehicle to Grid - vehicle charging | 0.064689 | 0.05822 | 0.051751 | 0.045282 | 0.038814 | 0.034501 | 0.030188 | 0.025876 | 0.021563 | 0.019407 | 0.01725 | 0.015525 | 0.0138 | 0.047403 | 0.081006 | 0.091131 | 0.10126 | 0.18412 | 0.26698 | 0.48947 | 0.71196 | 0.84545 | 0.97894 | 1.0457 | 1.1124 | 1.0457 | 0.97894 | 0.84545 | 0.71196 | 0.48947 | 0.26698 | 0.1759 | 0.084812 | 0.084812 | 0.084812 | 0.084812 | 0.084812 | 0.084812 | 0.084812 | 0.084812 | 0.084812 | 0.084812 | 0.084812 | 0.084812 | 0.084812 | 0.076907 | 0.069002 | 0.066845
Medium Residential, Vehicle to Home - home energy system | -0.63077 | -0.50924 | -0.41981 | -0.42628 | -0.36031 | -0.37521 | -0.42868 | -0.41857 | -0.42642 | -0.44369 | -0.49088 | -0.47206 | -0.50495 | -0.44493 | -0.41954 | -0.35436 | -0.046712 | 0.38214 | 0.81762 | 1.1747 | 1.5815 | 1.9111 | 1.33 | 1.6656 | 1.6656 | 1.8202 | 1.348 | 1.3275 | 1.2338 | 1.0756 | 0.7897 | 0.66353 | 0.15231 | -0.041867 | -0.21005 | -0.40553 | -0.60243 | -0.63202 | -0.66721 | -0.67235 | -0.66818 | -0.69911 | -0.66361 | -0.66016 | -0.64825 | -0.68572 | -0.70772 | -0.66849
Small Residential, Convenience Charging | 0.044798 | 0.040318 | 0.035838 | 0.031358 | 0.026879 | 0.023892 | 0.020906 | 0.017919 | 0.014933 | 0.013439 | 0.011946 | 0.010751 | 0.0095569 | 0.032827 | 0.056097 | 0.063109 | 0.070121 | 0.09817 | 0.12622 | 0.13884 | 0.15146 | 0.15427 | 0.15707 | 0.15427 | 0.15146 | 0.14585 | 0.14024 | 0.15427 | 0.16829 | 0.15988 | 0.15146 | 0.15988 | 0.16829 | 0.18232 | 0.19634 | 0.21738 | 0.23841 | 0.42152 | 0.60463 | 0.64782 | 0.69101 | 0.67661 | 0.66222 | 0.47416 | 0.28609 | 0.16694 | 0.047784 | 0.046291
Small Residential, Daytime Charging | 0.044798 | 0.040318 | 0.035838 | 0.031358 | 0.026879 | 0.023892 | 0.020906 | 0.017919 | 0.014933 | 0.013439 | 0.011946 | 0.010751 | 0.0095569 | 0.032827 | 0.056097 | 0.063109 | 0.070121 | 0.12751 | 0.18489 | 0.33896 | 0.49304 | 0.58548 | 0.67793 | 0.72415 | 0.77037 | 0.72415 | 0.67793 | 0.58548 | 0.49304 | 0.33896 | 0.18489 | 0.12181 | 0.058733 | 0.058733 | 0.058733 | 0.058733 | 0.058733 | 0.058733 | 0.058733 | 0.058733 | 0.058733 | 0.058733 | 0.058733 | 0.058733 | 0.058733 | 0.053259 | 0.047784 | 0.046291
Small Residential, Highway Fast Charging | 0.10314 | 0.084385 | 0.065633 | 0.04063 | 0.015627 | 0.0079697 | 0.00031254 | 0.006407 | 0.012501 | 0.048443 | 0.084385 | 0.13439 | 0.1844 | 0.19846 | 0.21253 | 0.21878 | 0.22503 | 0.22503 | 0.22503 | 0.22034 | 0.21565 | 0.20471 | 0.19377 | 0.18909 | 0.1844 | 0.1844 | 0.1844 | 0.18752 | 0.19065 | 0.20002 | 0.2094 | 0.22815 | 0.2469 | 0.27816 | 0.30941 | 0.31097 | 0.31254 | 0.29691 | 0.28128 | 0.26566 | 0.25003 | 0.22815 | 0.20627 | 0.19377 | 0.18127 | 0.15939 | 0.13752 | 0.12033
Small Residential, Nighttime Charging | 0.31861 | 0.33693 | 0.35525 | 0.35525 | 0.35525 | 0.35525 | 0.35525 | 0.35525 | 0.35525 | 0.35525 | 0.35525 | 0.33693 | 0.31861 | 0.25489 | 0.19116 | 0.18161 | 0.17205 | 0.14913 | 0.12622 | 0.13884 | 0.15146 | 0.15427 | 0.15707 | 0.15427 | 0.15146 | 0.14585 | 0.14024 | 0.15427 | 0.16829 | 0.15988 | 0.15146 | 0.1051 | 0.058733 | 0.045297 | 0.031861 | 0.031861 | 0.031861 | 0.031861 | 0.031861 | 0.031861 | 0.031861 | 0.031861 | 0.031861 | 0.047791 | 0.063721 | 0.095582 | 0.12744 | 0.22302
Small Residential, Vehicle to Home / Vehicle to Grid - vehicle charging | 0.044798 | 0.040318 | 0.035838 | 0.031358 | 0.026879 | 0.023892 | 0.020906 | 0.017919 | 0.014933 | 0.013439 | 0.011946 | 0.010751 | 0.0095569 | 0.032827 | 0.056097 | 0.063109 | 0.070121 | 0.12751 | 0.18489 | 0.33896 | 0.49304 | 0.58548 | 0.67793 | 0.72415 | 0.77037 | 0.72415 | 0.67793 | 0.58548 | 0.49304 | 0.33896 | 0.18489 | 0.12181 | 0.058733 | 0.058733 | 0.058733 | 0.058733 | 0.058733 | 0.058733 | 0.058733 | 0.058733 | 0.058733 | 0.058733 | 0.058733 | 0.058733 | 0.058733 | 0.053259 | 0.047784 | 0.046291
Small Residential, Vehicle to Home - home energy system | -0.63077 | -0.50924 | -0.41981 | -0.42628 | -0.36031 | -0.37521 | -0.42868 | -0.41857 | -0.42642 | -0.44369 | -0.49088 | -0.47206 | -0.50495 | -0.44493 | -0.41954 | -0.35436 | -0.046712 | 0.38214 | 0.81762 | 1.1747 | 1.5815 | 1.9111 | 1.33 | 1.6656 | 1.6656 | 1.8202 | 1.348 | 1.3275 | 1.2338 | 1.0756 | 0.7897 | 0.66353 | 0.15231 | -0.041867 | -0.21005 | -0.40553 | -0.60243 | -0.63202 | -0.66721 | -0.67235 | -0.66818 | -0.69911 | -0.66361 | -0.66016 | -0.64825 | -0.68572 | -0.70772 | -0.66849
Tasmania
| 0:00 | 0:30 | 1:00 | 1:30 | 2:00 | 2:30 | 3:00 | 3:30 | 4:00 | 4:30 | 5:00 | 5:30 | 6:00 | 6:30 | 7:00 | 7:30 | 8:00 | 8:30 | 9:00 | 9:30 | 10:00 | 10:30 | 11:00 | 11:30 | 12:00 | 12:30 | 13:00 | 13:30 | 14:00 | 14:30 | 15:00 | 15:30 | 16:00 | 16:30 | 17:00 | 17:30 | 18:00 | 18:30 | 19:00 | 19:30 | 20:00 | 20:30 | 21:00 | 21:30 | 22:00 | 22:30 | 23:00 | 23:30
Bus, Convenience Charging | 2.7955 | 3.2615 | 3.7274 | 3.9603 | 4.1933 | 4.1467 | 4.1001 | 4.0815 | 4.0629 | 4.0442 | 4.0256 | 4.0069 | 3.9883 | 3.9697 | 3.951 | 3.0005 | 2.0501 | 1.9569 | 1.8637 | 1.6307 | 1.3978 | 1.1648 | 0.93185 | 0.81537 | 0.69888 | 0.67559 | 0.65229 | 0.93185 | 1.2114 | 1.1881 | 1.1648 | 1.1182 | 1.0716 | 1.0017 | 0.93185 | 0.81537 | 0.69888 | 0.5824 | 0.46592 | 0.5824 | 0.69888 | 1.0483 | 1.3978 | 1.6307 | 1.8637 | 2.0967 | 2.3296 | 2.5626
Bus, Daytime Charging | 2.7955 | 3.2615 | 3.7274 | 3.9603 | 4.1933 | 4.1467 | 4.1001 | 4.0815 | 4.0628 | 4.0442 | 4.0256 | 2.3191 | 0.61257 | 0.4908 | 0.36903 | 0.41516 | 0.46129 | 0.83878 | 1.2163 | 2.2298 | 3.2434 | 3.8515 | 4.4597 | 4.7637 | 5.0678 | 4.7637 | 4.4597 | 3.8515 | 3.2434 | 2.2298 | 1.2163 | 0.80132 | 0.38637 | 0.38637 | 0.38637 | 0.38637 | 0.38637 | 0.38637 | 0.38637 | 0.38637 | 0.38637 | 0.38637 | 0.38637 | 0.38637 | 0.38637 | 0.35036 | 0.31434 | 1.5549
Bus, Highway Fast Charging | 1.2252 | 1.0024 | 0.77966 | 0.48265 | 0.18563 | 0.094673 | 0.0037127 | 0.07611 | 0.14851 | 0.57546 | 1.0024 | 1.5964 | 2.1905 | 2.3575 | 2.5246 | 2.5989 | 2.6731 | 2.6731 | 2.6731 | 2.6174 | 2.5617 | 2.4318 | 2.3018 | 2.2462 | 2.1905 | 2.1905 | 2.1905 | 2.2276 | 2.2647 | 2.3761 | 2.4875 | 2.7102 | 2.933 | 3.3043 | 3.6755 | 3.6941 | 3.7127 | 3.527 | 3.3414 | 3.1558 | 2.9701 | 2.7102 | 2.4504 | 2.3018 | 2.1533 | 1.8935 | 1.6336 | 1.4294
Bus, Nighttime Charging | 1.9443 | 3.6456 | 5.3468 | 5.3468 | 5.3468 | 5.3468 | 5.3468 | 5.3468 | 5.3468 | 5.3468 | 5.3468 | 4.1317 | 2.9165 | 2.9165 | 2.9165 | 2.9165 | 2.9165 | 2.6734 | 2.4304 | 2.1873 | 1.9443 | 1.2517 | 0.55911 | 0.48922 | 0.41933 | 0.40535 | 0.39138 | 0.55911 | 0.72684 | 0.71286 | 0.69888 | 0.67093 | 0.64297 | 0.60104 | 0.55911 | 0.48922 | 0.41933 | 0.34944 | 0.27955 | 0.34944 | 0.41933 | 0.629 | 0.83866 | 0.97844 | 1.1182 | 1.258 | 1.3978 | 1.671
Articulated Truck, Convenience Charging | 19.8336 | 23.1392 | 26.4448 | 28.0976 | 29.7504 | 29.4198 | 29.0892 | 28.957 | 28.8248 | 28.6926 | 28.5604 | 28.4281 | 28.2959 | 28.1637 | 28.0314 | 21.288 | 14.5446 | 13.8835 | 13.2224 | 11.5696 | 9.9168 | 8.264 | 6.6112 | 5.7848 | 4.9584 | 4.7931 | 4.6278 | 6.6112 | 8.5945 | 8.4293 | 8.264 | 7.9334 | 7.6029 | 7.107 | 6.6112 | 5.7848 | 4.9584 | 4.132 | 3.3056 | 4.132 | 4.9584 | 7.4376 | 9.9168 | 11.5696 | 13.2224 | 14.8752 | 16.528 | 18.1808
Articulated Truck, Daytime Charging | 13.9595 | 20.2022 | 26.4448 | 28.0976 | 29.7504 | 29.4198 | 29.0892 | 28.957 | 28.8248 | 28.6926 | 28.5603 | 16.5189 | 4.4775 | 3.5874 | 2.6974 | 3.0345 | 3.3717 | 6.1309 | 8.8902 | 16.2987 | 23.7071 | 28.1522 | 32.5973 | 34.8199 | 37.0424 | 34.8199 | 32.5973 | 28.1522 | 23.7071 | 16.2987 | 8.8902 | 5.8571 | 2.8241 | 2.8241 | 2.8241 | 2.8241 | 2.8241 | 2.8241 | 2.8241 | 2.8241 | 2.8241 | 2.8241 | 2.8241 | 2.8241 | 2.8241 | 2.5609 | 2.2977 | 8.1286
Articulated Truck, Highway Fast Charging | 8.6923 | 7.1119 | 5.5315 | 3.4242 | 1.317 | 0.67168 | 0.02634 | 0.53998 | 1.0536 | 4.0827 | 7.1119 | 11.3263 | 15.5408 | 16.7261 | 17.9114 | 18.4382 | 18.965 | 18.965 | 18.965 | 18.5699 | 18.1748 | 17.2529 | 16.331 | 15.9359 | 15.5408 | 15.5408 | 15.5408 | 15.8042 | 16.0676 | 16.8578 | 17.648 | 19.2284 | 20.8088 | 23.4429 | 26.0769 | 26.2086 | 26.3403 | 25.0233 | 23.7063 | 22.3892 | 21.0722 | 19.2284 | 17.3846 | 16.331 | 15.2774 | 13.4335 | 11.5897 | 10.141
Articulated Truck, Nighttime Charging | 13.7943 | 25.8644 | 37.9344 | 37.9344 | 37.9344 | 37.9344 | 37.9344 | 37.9344 | 37.9344 | 37.9344 | 37.9344 | 29.3129 | 20.6915 | 20.6915 | 20.6915 | 20.6915 | 20.6915 | 18.9672 | 17.2429 | 15.5186 | 13.7943 | 8.8805 | 3.9667 | 3.4709 | 2.975 | 2.8759 | 2.7767 | 3.9667 | 5.1567 | 5.0576 | 4.9584 | 4.7601 | 4.5617 | 4.2642 | 3.9667 | 3.4709 | 2.975 | 2.4792 | 1.9834 | 2.4792 | 2.975 | 4.4626 | 5.9501 | 6.9418 | 7.9334 | 8.9251 | 9.9168 | 11.8556
Large Light Commercial, Convenience Charging | 0.092615 | 0.086231 | 0.079846 | 0.069866 | 0.059885 | 0.052032 | 0.044179 | 0.047116 | 0.050053 | 0.055118 | 0.060183 | 0.065673 | 0.071164 | 0.1295 | 0.18784 | 0.25178 | 0.31572 | 0.39166 | 0.4676 | 0.49997 | 0.53235 | 0.55073 | 0.56911 | 0.55792 | 0.54673 | 0.53874 | 0.53074 | 0.57231 | 0.61387 | 0.63065 | 0.64743 | 0.63785 | 0.62826 | 0.62667 | 0.62507 | 0.59751 | 0.56995 | 0.80213 | 1.0343 | 1.0671 | 1.0999 | 1.0578 | 1.0157 | 0.74047 | 0.46527 | 0.28826 | 0.11126 | 0.10194
Large Light Commercial, Daytime Charging | 0.092615 | 0.086231 | 0.079846 | 0.069866 | 0.059885 | 0.052032 | 0.044179 | 0.047116 | 0.050053 | 0.055118 | 0.060183 | 0.065673 | 0.071164 | 0.1295 | 0.18784 | 0.25178 | 0.31572 | 0.39166 | 0.4676 | 0.82382 | 1.18 | 1.4013 | 1.6226 | 1.7332 | 1.8438 | 1.7332 | 1.6226 | 1.4013 | 1.18 | 0.81128 | 0.44252 | 0.29154 | 0.14057 | 0.14057 | 0.14057 | 0.14057 | 0.14057 | 0.14057 | 0.14057 | 0.14057 | 0.14057 | 0.14057 | 0.14057 | 0.14057 | 0.14057 | 0.12747 | 0.11437 | 0.10349
Large Light Commercial, Highway Fast Charging | 0.25392 | 0.20775 | 0.16158 | 0.10003 | 0.038472 | 0.019621 | 0.00076944 | 0.015774 | 0.030778 | 0.11926 | 0.20775 | 0.33086 | 0.45397 | 0.48859 | 0.52322 | 0.53861 | 0.554 | 0.554 | 0.554 | 0.54246 | 0.53091 | 0.50398 | 0.47705 | 0.46551 | 0.45397 | 0.45397 | 0.45397 | 0.46166 | 0.46936 | 0.49244 | 0.51553 | 0.56169 | 0.60786 | 0.6848 | 0.76175 | 0.76559 | 0.76944 | 0.73097 | 0.6925 | 0.65402 | 0.61555 | 0.56169 | 0.50783 | 0.47705 | 0.44628 | 0.39241 | 0.33855 | 0.29623
Large Light Commercial, Nighttime Charging | 0.65869 | 0.70349 | 0.7483 | 0.7483 | 0.7483 | 0.7483 | 0.7483 | 0.7483 | 0.7483 | 0.7483 | 0.7483 | 0.64775 | 0.5472 | 0.5472 | 0.5472 | 0.43146 | 0.31572 | 0.39166 | 0.4676 | 0.49997 | 0.53235 | 0.55073 | 0.56911 | 0.55792 | 0.54673 | 0.45379 | 0.36084 | 0.2995 | 0.23816 | 0.19767 | 0.15718 | 0.15486 | 0.15253 | 0.15253 | 0.15253 | 0.15253 | 0.15253 | 0.15253 | 0.15253 | 0.15253 | 0.15253 | 0.18449 | 0.21646 | 0.27058 | 0.32469 | 0.37881 | 0.43292 | 0.5458
Medium Light Commercial, Convenience Charging | 0.063189 | 0.058833 | 0.054477 | 0.047667 | 0.040858 | 0.0355 | 0.030142 | 0.032146 | 0.03415 | 0.037605 | 0.041061 | 0.044807 | 0.048553 | 0.088356 | 0.12816 | 0.17178 | 0.21541 | 0.26722 | 0.31903 | 0.34112 | 0.36321 | 0.37575 | 0.38829 | 0.38066 | 0.37302 | 0.36757 | 0.36211 | 0.39047 | 0.41883 | 0.43028 | 0.44173 | 0.43519 | 0.42864 | 0.42756 | 0.42647 | 0.40767 | 0.38886 | 0.54727 | 0.70569 | 0.72805 | 0.75041 | 0.72169 | 0.69297 | 0.50521 | 0.31744 | 0.19667 | 0.075908 | 0.069548
Medium Light Commercial, Daytime Charging | 0.063189 | 0.058833 | 0.054477 | 0.047667 | 0.040858 | 0.0355 | 0.030142 | 0.032146 | 0.03415 | 0.037605 | 0.041061 | 0.044807 | 0.048553 | 0.088356 | 0.12816 | 0.17178 | 0.21541 | 0.26722 | 0.31903 | 0.56207 | 0.80511 | 0.95607 | 1.107 | 1.1825 | 1.258 | 1.1825 | 1.107 | 0.95607 | 0.80511 | 0.55351 | 0.30192 | 0.19891 | 0.095909 | 0.095909 | 0.095909 | 0.095909 | 0.095909 | 0.095909 | 0.095909 | 0.095909 | 0.095909 | 0.095909 | 0.095909 | 0.095909 | 0.095909 | 0.08697 | 0.07803 | 0.070609
Medium Light Commercial, Highway Fast Charging | 0.17324 | 0.14174 | 0.11024 | 0.068246 | 0.026248 | 0.013387 | 0.00052497 | 0.010762 | 0.020999 | 0.08137 | 0.14174 | 0.22574 | 0.30973 | 0.33336 | 0.35698 | 0.36748 | 0.37798 | 0.37798 | 0.37798 | 0.3701 | 0.36223 | 0.34386 | 0.32548 | 0.31761 | 0.30973 | 0.30973 | 0.30973 | 0.31498 | 0.32023 | 0.33598 | 0.35173 | 0.38323 | 0.41473 | 0.46722 | 0.51972 | 0.52234 | 0.52497 | 0.49872 | 0.47247 | 0.44622 | 0.41998 | 0.38323 | 0.34648 | 0.32548 | 0.30448 | 0.26773 | 0.23099 | 0.20211
Medium Light Commercial, Nighttime Charging | 0.44941 | 0.47998 | 0.51055 | 0.51055 | 0.51055 | 0.51055 | 0.51055 | 0.51055 | 0.51055 | 0.51055 | 0.51055 | 0.44194 | 0.37334 | 0.37334 | 0.37334 | 0.29438 | 0.21541 | 0.26722 | 0.31903 | 0.34112 | 0.36321 | 0.37575 | 0.38829 | 0.38066 | 0.37302 | 0.30961 | 0.24619 | 0.20434 | 0.16249 | 0.13486 | 0.10724 | 0.10565 | 0.10407 | 0.10407 | 0.10407 | 0.10407 | 0.10407 | 0.10407 | 0.10407 | 0.10407 | 0.10407 | 0.12588 | 0.14769 | 0.18461 | 0.22153 | 0.25845 | 0.29537 | 0.37239
Small Light Commercial, Convenience Charging | 0.044139 | 0.041097 | 0.038054 | 0.033297 | 0.02854 | 0.024798 | 0.021055 | 0.022455 | 0.023855 | 0.026269 | 0.028682 | 0.031299 | 0.033916 | 0.061719 | 0.089523 | 0.12 | 0.15047 | 0.18666 | 0.22285 | 0.23828 | 0.25371 | 0.26247 | 0.27123 | 0.2659 | 0.26057 | 0.25676 | 0.25295 | 0.27276 | 0.29256 | 0.30056 | 0.30856 | 0.30399 | 0.29942 | 0.29866 | 0.2979 | 0.28477 | 0.27163 | 0.38229 | 0.49294 | 0.50857 | 0.52419 | 0.50412 | 0.48406 | 0.3529 | 0.22174 | 0.13738 | 0.053024 | 0.048582
Small Light Commercial, Daytime Charging | 0.044139 | 0.041097 | 0.038054 | 0.033297 | 0.02854 | 0.024798 | 0.021055 | 0.022455 | 0.023855 | 0.026269 | 0.028682 | 0.031299 | 0.033916 | 0.061719 | 0.089523 | 0.12 | 0.15047 | 0.18666 | 0.22285 | 0.39262 | 0.56239 | 0.66784 | 0.77329 | 0.82602 | 0.87874 | 0.82602 | 0.77329 | 0.66784 | 0.56239 | 0.38665 | 0.2109 | 0.13895 | 0.066995 | 0.066995 | 0.066995 | 0.066995 | 0.066995 | 0.066995 | 0.066995 | 0.066995 | 0.066995 | 0.066995 | 0.066995 | 0.066995 | 0.066995 | 0.060751 | 0.054506 | 0.049323
Small Light Commercial, Highway Fast Charging | 0.12101 | 0.099011 | 0.077008 | 0.047672 | 0.018335 | 0.009351 | 0.00036671 | 0.0075175 | 0.014668 | 0.05684 | 0.099011 | 0.15768 | 0.21636 | 0.23286 | 0.24936 | 0.25669 | 0.26403 | 0.26403 | 0.26403 | 0.25853 | 0.25303 | 0.24019 | 0.22736 | 0.22186 | 0.21636 | 0.21636 | 0.21636 | 0.22002 | 0.22369 | 0.23469 | 0.24569 | 0.2677 | 0.2897 | 0.32637 | 0.36304 | 0.36487 | 0.36671 | 0.34837 | 0.33004 | 0.3117 | 0.29337 | 0.2677 | 0.24203 | 0.22736 | 0.21269 | 0.18702 | 0.16135 | 0.14118
Small Light Commercial, Nighttime Charging | 0.31392 | 0.33528 | 0.35663 | 0.35663 | 0.35663 | 0.35663 | 0.35663 | 0.35663 | 0.35663 | 0.35663 | 0.35663 | 0.30871 | 0.26079 | 0.26079 | 0.26079 | 0.20563 | 0.15047 | 0.18666 | 0.22285 | 0.23828 | 0.25371 | 0.26247 | 0.27123 | 0.2659 | 0.26057 | 0.21627 | 0.17197 | 0.14274 | 0.1135 | 0.094207 | 0.074912 | 0.073802 | 0.072693 | 0.072693 | 0.072693 | 0.072693 | 0.072693 | 0.072693 | 0.072693 | 0.072693 | 0.072693 | 0.087928 | 0.10316 | 0.12895 | 0.15474 | 0.18053 | 0.20633 | 0.26012
Rigid Truck, Convenience Charging | 2.3342 | 2.7233 | 3.1123 | 3.3068 | 3.5013 | 3.4624 | 3.4235 | 3.408 | 3.3924 | 3.3768 | 3.3613 | 3.3457 | 3.3302 | 3.3146 | 3.299 | 2.5054 | 1.7118 | 1.634 | 1.5561 | 1.3616 | 1.1671 | 0.97259 | 0.77807 | 0.68081 | 0.58355 | 0.5641 | 0.54465 | 0.77807 | 1.0115 | 0.99204 | 0.97259 | 0.93369 | 0.89478 | 0.83643 | 0.77807 | 0.68081 | 0.58355 | 0.4863 | 0.38904 | 0.4863 | 0.58355 | 0.87533 | 1.1671 | 1.3616 | 1.5561 | 1.7507 | 1.9452 | 2.1397
Rigid Truck, Daytime Charging | 0.58355 | 0.68081 | 0.77807 | 0.8267 | 0.87533 | 0.86561 | 0.85588 | 0.85199 | 0.8481 | 0.84421 | 0.84032 | 0.83643 | 0.83254 | 0.66704 | 0.50154 | 0.56423 | 0.62693 | 1.14 | 1.653 | 3.0305 | 4.408 | 5.2346 | 6.0611 | 6.4743 | 6.8876 | 6.4743 | 6.0611 | 5.2346 | 4.408 | 3.0305 | 1.653 | 1.0891 | 0.52511 | 0.52511 | 0.52511 | 0.52511 | 0.52511 | 0.52511 | 0.52511 | 0.52511 | 0.52511 | 0.52511 | 0.52511 | 0.52511 | 0.52511 | 0.47616 | 0.42722 | 0.50539
Rigid Truck, Highway Fast Charging | 1.023 | 0.837 | 0.651 | 0.403 | 0.155 | 0.07905 | 0.0031 | 0.06355 | 0.124 | 0.4805 | 0.837 | 1.333 | 1.829 | 1.9685 | 2.108 | 2.17 | 2.232 | 2.232 | 2.232 | 2.1855 | 2.139 | 2.0305 | 1.922 | 1.8755 | 1.829 | 1.829 | 1.829 | 1.86 | 1.891 | 1.984 | 2.077 | 2.263 | 2.449 | 2.759 | 3.069 | 3.0845 | 3.1 | 2.945 | 2.79 | 2.635 | 2.48 | 2.263 | 2.046 | 1.922 | 1.798 | 1.581 | 1.364 | 1.1935
Rigid Truck, Nighttime Charging | 1.6235 | 3.044 | 4.4645 | 4.4645 | 4.4645 | 4.4645 | 4.4645 | 4.4645 | 4.4645 | 4.4645 | 4.4645 | 3.4498 | 2.4352 | 2.4352 | 2.4352 | 2.4352 | 2.4352 | 2.2323 | 2.0293 | 1.8264 | 1.6235 | 1.0452 | 0.46684 | 0.40849 | 0.35013 | 0.33846 | 0.32679 | 0.46684 | 0.6069 | 0.59523 | 0.58355 | 0.56021 | 0.53687 | 0.50186 | 0.46684 | 0.40849 | 0.35013 | 0.29178 | 0.23342 | 0.29178 | 0.35013 | 0.5252 | 0.70027 | 0.81698 | 0.93369 | 1.0504 | 1.1671 | 1.3953
Large Residential, Convenience Charging | 0.08906 | 0.080154 | 0.071248 | 0.062342 | 0.053436 | 0.047498 | 0.041561 | 0.035624 | 0.029687 | 0.026718 | 0.023749 | 0.021374 | 0.018999 | 0.065261 | 0.11152 | 0.12546 | 0.1394 | 0.19516 | 0.25093 | 0.27602 | 0.30111 | 0.30669 | 0.31226 | 0.30669 | 0.30111 | 0.28996 | 0.27881 | 0.30669 | 0.33457 | 0.31784 | 0.30111 | 0.31784 | 0.33457 | 0.36245 | 0.39033 | 0.43215 | 0.47397 | 0.838 | 1.202 | 1.2879 | 1.3737 | 1.3451 | 1.3165 | 0.94264 | 0.56877 | 0.33188 | 0.094997 | 0.092028
Large Residential, Daytime Charging | 0.08906 | 0.080154 | 0.071248 | 0.062342 | 0.053436 | 0.047498 | 0.041561 | 0.035624 | 0.029687 | 0.026718 | 0.023749 | 0.021374 | 0.018999 | 0.065261 | 0.11152 | 0.12546 | 0.1394 | 0.25348 | 0.36757 | 0.67387 | 0.98017 | 1.164 | 1.3477 | 1.4396 | 1.5315 | 1.4396 | 1.3477 | 1.164 | 0.98017 | 0.67387 | 0.36757 | 0.24216 | 0.11676 | 0.11676 | 0.11676 | 0.11676 | 0.11676 | 0.11676 | 0.11676 | 0.11676 | 0.11676 | 0.11676 | 0.11676 | 0.11676 | 0.11676 | 0.10588 | 0.094997 | 0.092028
Large Residential, Highway Fast Charging | 0.20504 | 0.16776 | 0.13048 | 0.080773 | 0.031067 | 0.015844 | 0.00062133 | 0.012737 | 0.024853 | 0.096307 | 0.16776 | 0.26717 | 0.36659 | 0.39455 | 0.42251 | 0.43493 | 0.44736 | 0.44736 | 0.44736 | 0.43804 | 0.42872 | 0.40697 | 0.38523 | 0.37591 | 0.36659 | 0.36659 | 0.36659 | 0.3728 | 0.37901 | 0.39765 | 0.41629 | 0.45357 | 0.49085 | 0.55299 | 0.61512 | 0.61823 | 0.62133 | 0.59027 | 0.5592 | 0.52813 | 0.49707 | 0.45357 | 0.41008 | 0.38523 | 0.36037 | 0.31688 | 0.27339 | 0.23921
Large Residential, Nighttime Charging | 0.6334 | 0.66982 | 0.70624 | 0.70624 | 0.70624 | 0.70624 | 0.70624 | 0.70624 | 0.70624 | 0.70624 | 0.70624 | 0.66982 | 0.6334 | 0.50672 | 0.38004 | 0.36104 | 0.34204 | 0.29648 | 0.25093 | 0.27602 | 0.30111 | 0.30669 | 0.31226 | 0.30669 | 0.30111 | 0.28996 | 0.27881 | 0.30669 | 0.33457 | 0.31784 | 0.30111 | 0.20894 | 0.11676 | 0.090052 | 0.06334 | 0.06334 | 0.06334 | 0.06334 | 0.06334 | 0.06334 | 0.06334 | 0.06334 | 0.06334 | 0.09501 | 0.12668 | 0.19002 | 0.25336 | 0.44338
Large Residential, Vehicle to Home / Vehicle to Grid - vehicle charging | 0.08906 | 0.080154 | 0.071248 | 0.062342 | 0.053436 | 0.047498 | 0.041561 | 0.035624 | 0.029687 | 0.026718 | 0.023749 | 0.021374 | 0.018999 | 0.065261 | 0.11152 | 0.12546 | 0.1394 | 0.25348 | 0.36757 | 0.67387 | 0.98017 | 1.164 | 1.3477 | 1.4396 | 1.5315 | 1.4396 | 1.3477 | 1.164 | 0.98017 | 0.67387 | 0.36757 | 0.24216 | 0.11676 | 0.11676 | 0.11676 | 0.11676 | 0.11676 | 0.11676 | 0.11676 | 0.11676 | 0.11676 | 0.11676 | 0.11676 | 0.11676 | 0.11676 | 0.10588 | 0.094997 | 0.092028
Large Residential, Vehicle to Home - home energy system | -0.76096 | -0.64999 | -0.56598 | -0.61629 | -0.53269 | -0.56926 | -0.59888 | -0.59778 | -0.62961 | -0.66893 | -0.76529 | -0.7537 | -0.84015 | -0.75389 | -0.72708 | -0.62471 | -0.39874 | 0.29206 | 1.0005 | 1.9898 | 2.8264 | 2.6628 | 3.3123 | 3.3606 | 2.9213 | 2.8316 | 2.0406 | 1.7885 | 1.0741 | 0.66562 | 0.52757 | 0.1161 | -0.17065 | -0.23583 | -0.3041 | -0.57272 | -0.84808 | -0.88911 | -0.93448 | -0.92478 | -0.89066 | -0.91726 | -0.86628 | -0.84694 | -0.81981 | -0.86011 | -0.89691 | -0.86654
Medium Residential, Convenience Charging | 0.061095 | 0.054986 | 0.048876 | 0.042767 | 0.036657 | 0.032584 | 0.028511 | 0.024438 | 0.020365 | 0.018329 | 0.016292 | 0.014663 | 0.013034 | 0.044769 | 0.076505 | 0.086068 | 0.095632 | 0.13388 | 0.17214 | 0.18935 | 0.20656 | 0.21039 | 0.21421 | 0.21039 | 0.20656 | 0.19891 | 0.19126 | 0.21039 | 0.22952 | 0.21804 | 0.20656 | 0.21804 | 0.22952 | 0.24864 | 0.26777 | 0.29646 | 0.32515 | 0.57487 | 0.8246 | 0.8835 | 0.9424 | 0.92277 | 0.90313 | 0.64665 | 0.39018 | 0.22767 | 0.065168 | 0.063132
Medium Residential, Daytime Charging | 0.061095 | 0.054986 | 0.048876 | 0.042767 | 0.036657 | 0.032584 | 0.028511 | 0.024438 | 0.020365 | 0.018329 | 0.016292 | 0.014663 | 0.013034 | 0.044769 | 0.076505 | 0.086068 | 0.095631 | 0.17389 | 0.25215 | 0.46228 | 0.67241 | 0.79848 | 0.92456 | 0.9876 | 1.0506 | 0.9876 | 0.92456 | 0.79848 | 0.67241 | 0.46228 | 0.25215 | 0.16613 | 0.0801 | 0.0801 | 0.0801 | 0.0801 | 0.0801 | 0.0801 | 0.0801 | 0.0801 | 0.0801 | 0.0801 | 0.0801 | 0.0801 | 0.0801 | 0.072634 | 0.065168 | 0.063132
Medium Residential, Highway Fast Charging | 0.14066 | 0.11508 | 0.08951 | 0.055411 | 0.021312 | 0.010869 | 0.00042624 | 0.0087379 | 0.01705 | 0.066067 | 0.11508 | 0.18328 | 0.25148 | 0.27066 | 0.28984 | 0.29837 | 0.30689 | 0.30689 | 0.30689 | 0.3005 | 0.2941 | 0.27919 | 0.26427 | 0.25787 | 0.25148 | 0.25148 | 0.25148 | 0.25574 | 0.26001 | 0.27279 | 0.28558 | 0.31115 | 0.33673 | 0.37935 | 0.42198 | 0.42411 | 0.42624 | 0.40493 | 0.38362 | 0.3623 | 0.34099 | 0.31115 | 0.28132 | 0.26427 | 0.24722 | 0.21738 | 0.18755 | 0.1641
Medium Residential, Nighttime Charging | 0.43452 | 0.4595 | 0.48449 | 0.48449 | 0.48449 | 0.48449 | 0.48449 | 0.48449 | 0.48449 | 0.48449 | 0.48449 | 0.4595 | 0.43452 | 0.34761 | 0.26071 | 0.24767 | 0.23464 | 0.20339 | 0.17214 | 0.18935 | 0.20656 | 0.21039 | 0.21421 | 0.21039 | 0.20656 | 0.19891 | 0.19126 | 0.21039 | 0.22952 | 0.21804 | 0.20656 | 0.14333 | 0.0801 | 0.061776 | 0.043452 | 0.043452 | 0.043452 | 0.043452 | 0.043452 | 0.043452 | 0.043452 | 0.043452 | 0.043452 | 0.065177 | 0.086903 | 0.13035 | 0.17381 | 0.30416
Medium Residential, Vehicle to Home / Vehicle to Grid - vehicle charging | 0.061095 | 0.054986 | 0.048876 | 0.042767 | 0.036657 | 0.032584 | 0.028511 | 0.024438 | 0.020365 | 0.018329 | 0.016292 | 0.014663 | 0.013034 | 0.044769 | 0.076505 | 0.086068 | 0.095632 | 0.17389 | 0.25215 | 0.46228 | 0.67241 | 0.79848 | 0.92456 | 0.9876 | 1.0506 | 0.9876 | 0.92456 | 0.79848 | 0.67241 | 0.46228 | 0.25215 | 0.16613 | 0.0801 | 0.0801 | 0.0801 | 0.0801 | 0.0801 | 0.0801 | 0.0801 | 0.0801 | 0.0801 | 0.0801 | 0.0801 | 0.0801 | 0.0801 | 0.072634 | 0.065168 | 0.063132
Medium Residential, Vehicle to Home - home energy system | -0.76096 | -0.64999 | -0.56598 | -0.61629 | -0.53269 | -0.56926 | -0.59888 | -0.59778 | -0.62961 | -0.66893 | -0.76529 | -0.7537 | -0.84015 | -0.75389 | -0.72708 | -0.62471 | -0.39874 | 0.29206 | 1.0005 | 1.9898 | 2.8264 | 2.6628 | 3.3123 | 3.3606 | 2.9213 | 2.8316 | 2.0406 | 1.7885 | 1.0741 | 0.66562 | 0.52757 | 0.1161 | -0.17065 | -0.23583 | -0.3041 | -0.57272 | -0.84808 | -0.88911 | -0.93448 | -0.92478 | -0.89066 | -0.91726 | -0.86628 | -0.84694 | -0.81981 | -0.86011 | -0.89691 | -0.86654
Small Residential, Convenience Charging | 0.042309 | 0.038078 | 0.033847 | 0.029616 | 0.025385 | 0.022565 | 0.019744 | 0.016924 | 0.014103 | 0.012693 | 0.011282 | 0.010154 | 0.0090259 | 0.031003 | 0.052981 | 0.059603 | 0.066226 | 0.092716 | 0.11921 | 0.13113 | 0.14305 | 0.1457 | 0.14835 | 0.1457 | 0.14305 | 0.13775 | 0.13245 | 0.1457 | 0.15894 | 0.15099 | 0.14305 | 0.15099 | 0.15894 | 0.17219 | 0.18543 | 0.2053 | 0.22517 | 0.3981 | 0.57104 | 0.61183 | 0.65262 | 0.63902 | 0.62543 | 0.44781 | 0.2702 | 0.15767 | 0.04513 | 0.043719
Small Residential, Daytime Charging | 0.042309 | 0.038078 | 0.033847 | 0.029616 | 0.025385 | 0.022565 | 0.019744 | 0.016924 | 0.014103 | 0.012693 | 0.011282 | 0.010154 | 0.0090259 | 0.031003 | 0.052981 | 0.059603 | 0.066226 | 0.12042 | 0.17462 | 0.32013 | 0.46565 | 0.55295 | 0.64026 | 0.68392 | 0.72757 | 0.68392 | 0.64026 | 0.55295 | 0.46565 | 0.32013 | 0.17462 | 0.11504 | 0.05547 | 0.05547 | 0.05547 | 0.05547 | 0.05547 | 0.05547 | 0.05547 | 0.05547 | 0.05547 | 0.05547 | 0.05547 | 0.05547 | 0.05547 | 0.0503 | 0.04513 | 0.043719
Small Residential, Highway Fast Charging | 0.097407 | 0.079697 | 0.061987 | 0.038373 | 0.014759 | 0.0075269 | 0.00029517 | 0.0060511 | 0.011807 | 0.045752 | 0.079697 | 0.12692 | 0.17415 | 0.18744 | 0.20072 | 0.20662 | 0.21253 | 0.21253 | 0.21253 | 0.2081 | 0.20367 | 0.19334 | 0.18301 | 0.17858 | 0.17415 | 0.17415 | 0.17415 | 0.1771 | 0.18006 | 0.18891 | 0.19777 | 0.21548 | 0.23319 | 0.2627 | 0.29222 | 0.2937 | 0.29517 | 0.28042 | 0.26566 | 0.2509 | 0.23614 | 0.21548 | 0.19481 | 0.18301 | 0.1712 | 0.15054 | 0.12988 | 0.11364
Small Residential, Nighttime Charging | 0.30091 | 0.31821 | 0.33551 | 0.33551 | 0.33551 | 0.33551 | 0.33551 | 0.33551 | 0.33551 | 0.33551 | 0.33551 | 0.31821 | 0.30091 | 0.24072 | 0.18054 | 0.17152 | 0.16249 | 0.14085 | 0.11921 | 0.13113 | 0.14305 | 0.1457 | 0.14835 | 0.1457 | 0.14305 | 0.13775 | 0.13245 | 0.1457 | 0.15894 | 0.15099 | 0.14305 | 0.099259 | 0.05547 | 0.04278 | 0.030091 | 0.030091 | 0.030091 | 0.030091 | 0.030091 | 0.030091 | 0.030091 | 0.030091 | 0.030091 | 0.045136 | 0.060181 | 0.090272 | 0.12036 | 0.21063
Small Residential, Vehicle to Home / Vehicle to Grid - vehicle charging | 0.042309 | 0.038078 | 0.033847 | 0.029616 | 0.025385 | 0.022565 | 0.019744 | 0.016924 | 0.014103 | 0.012693 | 0.011282 | 0.010154 | 0.0090259 | 0.031003 | 0.052981 | 0.059603 | 0.066226 | 0.12042 | 0.17462 | 0.32013 | 0.46565 | 0.55296 | 0.64026 | 0.68392 | 0.72757 | 0.68392 | 0.64026 | 0.55296 | 0.46565 | 0.32013 | 0.17462 | 0.11504 | 0.05547 | 0.05547 | 0.05547 | 0.05547 | 0.05547 | 0.05547 | 0.05547 | 0.05547 | 0.05547 | 0.05547 | 0.05547 | 0.05547 | 0.05547 | 0.0503 | 0.04513 | 0.043719
Small Residential, Vehicle to Home - home energy system | -0.76096 | -0.64999 | -0.56598 | -0.61629 | -0.53269 | -0.56926 | -0.59888 | -0.59778 | -0.62961 | -0.66893 | -0.76529 | -0.7537 | -0.84015 | -0.75389 | -0.72708 | -0.62471 | -0.39874 | 0.29206 | 1.0005 | 1.9898 | 2.8264 | 2.6628 | 3.3123 | 3.3606 | 2.9213 | 2.8316 | 2.0406 | 1.7885 | 1.0741 | 0.66562 | 0.52757 | 0.1161 | -0.17065 | -0.23583 | -0.3041 | -0.57272 | -0.84808 | -0.88911 | -0.93448 | -0.92478 | -0.89066 | -0.91726 | -0.86628 | -0.84694 | -0.81981 | -0.86011 | -0.89691 | -0.86654
Victoria
| 0:00 | 0:30 | 1:00 | 1:30 | 2:00 | 2:30 | 3:00 | 3:30 | 4:00 | 4:30 | 5:00 | 5:30 | 6:00 | 6:30 | 7:00 | 7:30 | 8:00 | 8:30 | 9:00 | 9:30 | 10:00 | 10:30 | 11:00 | 11:30 | 12:00 | 12:30 | 13:00 | 13:30 | 14:00 | 14:30 | 15:00 | 15:30 | 16:00 | 16:30 | 17:00 | 17:30 | 18:00 | 18:30 | 19:00 | 19:30 | 20:00 | 20:30 | 21:00 | 21:30 | 22:00 | 22:30 | 23:00 | 23:30
Bus, Convenience Charging | 4.1298 | 4.8181 | 5.5064 | 5.8505 | 6.1947 | 6.1258 | 6.057 | 6.0295 | 6.0019 | 5.9744 | 5.9469 | 5.9193 | 5.8918 | 5.8643 | 5.8367 | 4.4326 | 3.0285 | 2.8908 | 2.7532 | 2.409 | 2.0649 | 1.7207 | 1.3766 | 1.2045 | 1.0324 | 0.99803 | 0.96361 | 1.3766 | 1.7896 | 1.7552 | 1.7207 | 1.6519 | 1.5831 | 1.4798 | 1.3766 | 1.2045 | 1.0324 | 0.86037 | 0.6883 | 0.86037 | 1.0324 | 1.5487 | 2.0649 | 2.409 | 2.7532 | 3.0973 | 3.4415 | 3.7856
Bus, Daytime Charging | 4.1298 | 4.8181 | 5.5064 | 5.8505 | 6.1947 | 6.1258 | 6.057 | 6.0295 | 6.0019 | 5.9744 | 5.9469 | 3.4259 | 0.90494 | 0.72505 | 0.54516 | 0.6133 | 0.68145 | 1.2391 | 1.7968 | 3.2941 | 4.7914 | 5.6898 | 6.5882 | 7.0373 | 7.4865 | 7.0373 | 6.5882 | 5.6898 | 4.7914 | 3.2941 | 1.7968 | 1.1838 | 0.57077 | 0.57077 | 0.57077 | 0.57077 | 0.57077 | 0.57077 | 0.57077 | 0.57077 | 0.57077 | 0.57077 | 0.57077 | 0.57077 | 0.57077 | 0.51757 | 0.46437 | 2.2971
Bus, Highway Fast Charging | 1.8099 | 1.4808 | 1.1518 | 0.713 | 0.27423 | 0.13986 | 0.0054846 | 0.11243 | 0.21938 | 0.85011 | 1.4808 | 2.3584 | 3.2359 | 3.4827 | 3.7295 | 3.8392 | 3.9489 | 3.9489 | 3.9489 | 3.8666 | 3.7844 | 3.5924 | 3.4005 | 3.3182 | 3.2359 | 3.2359 | 3.2359 | 3.2908 | 3.3456 | 3.5101 | 3.6747 | 4.0038 | 4.3328 | 4.8813 | 5.4298 | 5.4572 | 5.4846 | 5.2104 | 4.9361 | 4.6619 | 4.3877 | 4.0038 | 3.6198 | 3.4005 | 3.1811 | 2.7972 | 2.4132 | 2.1116
Bus, Nighttime Charging | 2.8723 | 5.3855 | 7.8988 | 7.8988 | 7.8988 | 7.8988 | 7.8988 | 7.8988 | 7.8988 | 7.8988 | 7.8988 | 6.1036 | 4.3084 | 4.3084 | 4.3084 | 4.3084 | 4.3084 | 3.9494 | 3.5903 | 3.2313 | 2.8723 | 1.8491 | 0.82595 | 0.72271 | 0.61947 | 0.59882 | 0.57817 | 0.82595 | 1.0737 | 1.0531 | 1.0324 | 0.99115 | 0.94985 | 0.8879 | 0.82595 | 0.72271 | 0.61947 | 0.51622 | 0.41298 | 0.51622 | 0.61947 | 0.9292 | 1.2389 | 1.4454 | 1.6519 | 1.8584 | 2.0649 | 2.4686
Articulated Truck, Convenience Charging | 20.1001 | 23.4502 | 26.8002 | 28.4752 | 30.1502 | 29.8152 | 29.4802 | 29.3462 | 29.2122 | 29.0782 | 28.9442 | 28.8102 | 28.6762 | 28.5422 | 28.4082 | 21.5742 | 14.7401 | 14.0701 | 13.4001 | 11.7251 | 10.0501 | 8.3751 | 6.7001 | 5.8625 | 5.025 | 4.8575 | 4.69 | 6.7001 | 8.7101 | 8.5426 | 8.3751 | 8.0401 | 7.7051 | 7.2026 | 6.7001 | 5.8625 | 5.025 | 4.1875 | 3.35 | 4.1875 | 5.025 | 7.5376 | 10.0501 | 11.7251 | 13.4001 | 15.0751 | 16.7501 | 18.4251
Articulated Truck, Daytime Charging | 14.1472 | 20.4737 | 26.8002 | 28.4752 | 30.1502 | 29.8152 | 29.4802 | 29.3462 | 29.2122 | 29.0782 | 28.9442 | 16.741 | 4.5377 | 3.6357 | 2.7336 | 3.0753 | 3.417 | 6.2133 | 9.0097 | 16.5177 | 24.0258 | 28.5306 | 33.0355 | 35.2879 | 37.5403 | 35.2879 | 33.0355 | 28.5306 | 24.0258 | 16.5177 | 9.0097 | 5.9359 | 2.8621 | 2.8621 | 2.8621 | 2.8621 | 2.8621 | 2.8621 | 2.8621 | 2.8621 | 2.8621 | 2.8621 | 2.8621 | 2.8621 | 2.8621 | 2.5953 | 2.3285 | 8.2378
Articulated Truck, Highway Fast Charging | 8.8091 | 7.2075 | 5.6058 | 3.4703 | 1.3347 | 0.68071 | 0.026694 | 0.54723 | 1.0678 | 4.1376 | 7.2075 | 11.4786 | 15.7496 | 16.9509 | 18.1521 | 18.686 | 19.2199 | 19.2199 | 19.2199 | 18.8195 | 18.4191 | 17.4848 | 16.5505 | 16.1501 | 15.7496 | 15.7496 | 15.7496 | 16.0166 | 16.2835 | 17.0844 | 17.8852 | 19.4869 | 21.0885 | 23.7579 | 26.4274 | 26.5609 | 26.6943 | 25.3596 | 24.0249 | 22.6902 | 21.3555 | 19.4869 | 17.6183 | 16.5505 | 15.4827 | 13.6141 | 11.7455 | 10.2773
Articulated Truck, Nighttime Charging | 13.9797 | 26.212 | 38.4443 | 38.4443 | 38.4443 | 38.4443 | 38.4443 | 38.4443 | 38.4443 | 38.4443 | 38.4443 | 29.7069 | 20.9696 | 20.9696 | 20.9696 | 20.9696 | 20.9696 | 19.2221 | 17.4747 | 15.7272 | 13.9797 | 8.9999 | 4.02 | 3.5175 | 3.015 | 2.9145 | 2.814 | 4.02 | 5.226 | 5.1255 | 5.025 | 4.824 | 4.623 | 4.3215 | 4.02 | 3.5175 | 3.015 | 2.5125 | 2.01 | 2.5125 | 3.015 | 4.5225 | 6.03 | 7.0351 | 8.0401 | 9.0451 | 10.0501 | 12.0149
Large Light Commercial, Convenience Charging | 0.11649 | 0.10846 | 0.10043 | 0.087878 | 0.075324 | 0.065447 | 0.055569 | 0.059263 | 0.062957 | 0.069328 | 0.075699 | 0.082605 | 0.089511 | 0.16289 | 0.23627 | 0.31669 | 0.39712 | 0.49263 | 0.58815 | 0.62887 | 0.66959 | 0.69271 | 0.71584 | 0.70176 | 0.68769 | 0.67763 | 0.66757 | 0.71986 | 0.77214 | 0.79324 | 0.81435 | 0.80229 | 0.79023 | 0.78823 | 0.78623 | 0.75156 | 0.71689 | 1.0089 | 1.301 | 1.3422 | 1.3834 | 1.3305 | 1.2775 | 0.93138 | 0.58522 | 0.36258 | 0.13994 | 0.12822
Large Light Commercial, Daytime Charging | 0.11649 | 0.10846 | 0.10043 | 0.087878 | 0.075324 | 0.065447 | 0.055569 | 0.059263 | 0.062957 | 0.069328 | 0.075699 | 0.082605 | 0.089511 | 0.16289 | 0.23627 | 0.31669 | 0.39712 | 0.49263 | 0.58815 | 1.0362 | 1.4843 | 1.7626 | 2.0409 | 2.18 | 2.3192 | 2.18 | 2.0409 | 1.7626 | 1.4843 | 1.0204 | 0.5566 | 0.36671 | 0.17681 | 0.17681 | 0.17681 | 0.17681 | 0.17681 | 0.17681 | 0.17681 | 0.17681 | 0.17681 | 0.17681 | 0.17681 | 0.17681 | 0.17681 | 0.16033 | 0.14385 | 0.13017
Large Light Commercial, Highway Fast Charging | 0.31938 | 0.26131 | 0.20324 | 0.12582 | 0.048391 | 0.024679 | 0.00096781 | 0.01984 | 0.038712 | 0.15001 | 0.26131 | 0.41616 | 0.57101 | 0.61456 | 0.65811 | 0.67747 | 0.69682 | 0.69682 | 0.69682 | 0.68231 | 0.66779 | 0.63392 | 0.60004 | 0.58553 | 0.57101 | 0.57101 | 0.57101 | 0.58069 | 0.59037 | 0.6194 | 0.64843 | 0.7065 | 0.76457 | 0.86135 | 0.95813 | 0.96297 | 0.96781 | 0.91942 | 0.87103 | 0.82264 | 0.77425 | 0.7065 | 0.63876 | 0.60004 | 0.56133 | 0.49358 | 0.42584 | 0.37261
Large Light Commercial, Nighttime Charging | 0.82851 | 0.88486 | 0.94122 | 0.94122 | 0.94122 | 0.94122 | 0.94122 | 0.94122 | 0.94122 | 0.94122 | 0.94122 | 0.81475 | 0.68828 | 0.68828 | 0.68828 | 0.5427 | 0.39712 | 0.49263 | 0.58815 | 0.62887 | 0.66959 | 0.69271 | 0.71584 | 0.70176 | 0.68769 | 0.57078 | 0.45387 | 0.37671 | 0.29956 | 0.24863 | 0.19771 | 0.19478 | 0.19185 | 0.19185 | 0.19185 | 0.19185 | 0.19185 | 0.19185 | 0.19185 | 0.19185 | 0.19185 | 0.23206 | 0.27227 | 0.34033 | 0.4084 | 0.47647 | 0.54453 | 0.68652
Medium Light Commercial, Convenience Charging | 0.07948 | 0.074001 | 0.068522 | 0.059957 | 0.051392 | 0.044653 | 0.037914 | 0.040434 | 0.042954 | 0.047301 | 0.051647 | 0.056359 | 0.061071 | 0.11114 | 0.1612 | 0.21607 | 0.27094 | 0.33611 | 0.40128 | 0.42906 | 0.45684 | 0.47262 | 0.4884 | 0.47879 | 0.46919 | 0.46233 | 0.45547 | 0.49114 | 0.52681 | 0.54121 | 0.55561 | 0.54738 | 0.53916 | 0.53779 | 0.53642 | 0.51277 | 0.48911 | 0.68837 | 0.88762 | 0.91575 | 0.94388 | 0.90775 | 0.87163 | 0.63546 | 0.39928 | 0.24738 | 0.095478 | 0.087479
Medium Light Commercial, Daytime Charging | 0.07948 | 0.074001 | 0.068522 | 0.059957 | 0.051391 | 0.044653 | 0.037914 | 0.040434 | 0.042954 | 0.047301 | 0.051647 | 0.056359 | 0.061071 | 0.11114 | 0.1612 | 0.21607 | 0.27094 | 0.33611 | 0.40128 | 0.70698 | 1.0127 | 1.2026 | 1.3924 | 1.4874 | 1.5823 | 1.4874 | 1.3924 | 1.2026 | 1.0127 | 0.69622 | 0.37976 | 0.2502 | 0.12064 | 0.12064 | 0.12064 | 0.12064 | 0.12064 | 0.12064 | 0.12064 | 0.12064 | 0.12064 | 0.12064 | 0.12064 | 0.12064 | 0.12064 | 0.10939 | 0.098147 | 0.088813
Medium Light Commercial, Highway Fast Charging | 0.2179 | 0.17828 | 0.13867 | 0.085841 | 0.033016 | 0.016838 | 0.00066031 | 0.013536 | 0.026413 | 0.10235 | 0.17828 | 0.28393 | 0.38958 | 0.4193 | 0.44901 | 0.46222 | 0.47543 | 0.47543 | 0.47543 | 0.46552 | 0.45562 | 0.43251 | 0.40939 | 0.39949 | 0.38958 | 0.38958 | 0.38958 | 0.39619 | 0.40279 | 0.4226 | 0.44241 | 0.48203 | 0.52165 | 0.58768 | 0.65371 | 0.65701 | 0.66031 | 0.6273 | 0.59428 | 0.56127 | 0.52825 | 0.48203 | 0.43581 | 0.40939 | 0.38298 | 0.33676 | 0.29054 | 0.25422
Medium Light Commercial, Nighttime Charging | 0.56527 | 0.60372 | 0.64217 | 0.64217 | 0.64217 | 0.64217 | 0.64217 | 0.64217 | 0.64217 | 0.64217 | 0.64217 | 0.55588 | 0.4696 | 0.4696 | 0.4696 | 0.37027 | 0.27094 | 0.33611 | 0.40128 | 0.42906 | 0.45684 | 0.47262 | 0.4884 | 0.47879 | 0.46919 | 0.38943 | 0.30967 | 0.25702 | 0.20438 | 0.16963 | 0.13489 | 0.13289 | 0.1309 | 0.1309 | 0.1309 | 0.1309 | 0.1309 | 0.1309 | 0.1309 | 0.1309 | 0.1309 | 0.15833 | 0.18576 | 0.2322 | 0.27864 | 0.32508 | 0.37152 | 0.46839
Small Light Commercial, Convenience Charging | 0.055519 | 0.051692 | 0.047865 | 0.041882 | 0.035898 | 0.031191 | 0.026484 | 0.028244 | 0.030005 | 0.033041 | 0.036077 | 0.039368 | 0.04266 | 0.077631 | 0.1126 | 0.15093 | 0.18926 | 0.23478 | 0.28031 | 0.29971 | 0.31912 | 0.33014 | 0.34116 | 0.33445 | 0.32774 | 0.32295 | 0.31816 | 0.34307 | 0.36799 | 0.37805 | 0.38811 | 0.38236 | 0.37662 | 0.37566 | 0.37471 | 0.35818 | 0.34166 | 0.48085 | 0.62003 | 0.63968 | 0.65933 | 0.63409 | 0.60886 | 0.44388 | 0.27891 | 0.1728 | 0.066694 | 0.061107
Small Light Commercial, Daytime Charging | 0.055519 | 0.051692 | 0.047865 | 0.041882 | 0.035898 | 0.031191 | 0.026484 | 0.028244 | 0.030005 | 0.033041 | 0.036077 | 0.039368 | 0.04266 | 0.077631 | 0.1126 | 0.15093 | 0.18926 | 0.23478 | 0.28031 | 0.49385 | 0.70739 | 0.84002 | 0.97266 | 1.039 | 1.1053 | 1.039 | 0.97266 | 0.84002 | 0.70739 | 0.48633 | 0.26527 | 0.17477 | 0.084267 | 0.084267 | 0.084267 | 0.084267 | 0.084267 | 0.084267 | 0.084267 | 0.084267 | 0.084267 | 0.084267 | 0.084267 | 0.084267 | 0.084267 | 0.076413 | 0.068559 | 0.062039
Small Light Commercial, Highway Fast Charging | 0.15221 | 0.12454 | 0.096862 | 0.059962 | 0.023062 | 0.011762 | 0.00046125 | 0.0094556 | 0.01845 | 0.071494 | 0.12454 | 0.19834 | 0.27214 | 0.29289 | 0.31365 | 0.32287 | 0.3321 | 0.3321 | 0.3321 | 0.32518 | 0.31826 | 0.30212 | 0.28597 | 0.27906 | 0.27214 | 0.27214 | 0.27214 | 0.27675 | 0.28136 | 0.2952 | 0.30904 | 0.33671 | 0.36439 | 0.41051 | 0.45664 | 0.45894 | 0.46125 | 0.43819 | 0.41512 | 0.39206 | 0.369 | 0.33671 | 0.30442 | 0.28597 | 0.26752 | 0.23524 | 0.20295 | 0.17758
Small Light Commercial, Nighttime Charging | 0.39486 | 0.42172 | 0.44858 | 0.44858 | 0.44858 | 0.44858 | 0.44858 | 0.44858 | 0.44858 | 0.44858 | 0.44858 | 0.3883 | 0.32803 | 0.32803 | 0.32803 | 0.25864 | 0.18926 | 0.23478 | 0.28031 | 0.29971 | 0.31912 | 0.33014 | 0.34116 | 0.33445 | 0.32774 | 0.27203 | 0.21631 | 0.17954 | 0.14276 | 0.11849 | 0.094225 | 0.09283 | 0.091434 | 0.091434 | 0.091434 | 0.091434 | 0.091434 | 0.091434 | 0.091434 | 0.091434 | 0.091434 | 0.1106 | 0.12976 | 0.1622 | 0.19464 | 0.22708 | 0.25952 | 0.32719
Rigid Truck, Convenience Charging | 3.232 | 3.7707 | 4.3093 | 4.5787 | 4.848 | 4.7941 | 4.7403 | 4.7187 | 4.6972 | 4.6756 | 4.6541 | 4.6325 | 4.611 | 4.5894 | 4.5679 | 3.469 | 2.3701 | 2.2624 | 2.1547 | 1.8853 | 1.616 | 1.3467 | 1.0773 | 0.94267 | 0.808 | 0.78107 | 0.75413 | 1.0773 | 1.4005 | 1.3736 | 1.3467 | 1.2928 | 1.2389 | 1.1581 | 1.0773 | 0.94267 | 0.808 | 0.67333 | 0.53867 | 0.67333 | 0.808 | 1.212 | 1.616 | 1.8853 | 2.1547 | 2.424 | 2.6933 | 2.9627
Rigid Truck, Daytime Charging | 0.808 | 0.94267 | 1.0773 | 1.1447 | 1.212 | 1.1985 | 1.1851 | 1.1797 | 1.1743 | 1.1689 | 1.1635 | 1.1581 | 1.1527 | 0.92359 | 0.69444 | 0.78125 | 0.86805 | 1.5784 | 2.2888 | 4.1961 | 6.1034 | 7.2478 | 8.3922 | 8.9644 | 9.5366 | 8.9644 | 8.3922 | 7.2478 | 6.1034 | 4.1961 | 2.2888 | 1.5079 | 0.72707 | 0.72707 | 0.72707 | 0.72707 | 0.72707 | 0.72707 | 0.72707 | 0.72707 | 0.72707 | 0.72707 | 0.72707 | 0.72707 | 0.72707 | 0.6593 | 0.59154 | 0.69977
Rigid Truck, Highway Fast Charging | 1.4165 | 1.1589 | 0.90138 | 0.558 | 0.21462 | 0.10945 | 0.0042923 | 0.087992 | 0.17169 | 0.66531 | 1.1589 | 1.8457 | 2.5325 | 2.7256 | 2.9188 | 3.0046 | 3.0905 | 3.0905 | 3.0905 | 3.0261 | 2.9617 | 2.8115 | 2.6612 | 2.5968 | 2.5325 | 2.5325 | 2.5325 | 2.5754 | 2.6183 | 2.7471 | 2.8758 | 3.1334 | 3.3909 | 3.8201 | 4.2494 | 4.2708 | 4.2923 | 4.0777 | 3.8631 | 3.6485 | 3.4338 | 3.1334 | 2.8329 | 2.6612 | 2.4895 | 2.1891 | 1.8886 | 1.6525
Rigid Truck, Nighttime Charging | 2.2479 | 4.2147 | 6.1816 | 6.1816 | 6.1816 | 6.1816 | 6.1816 | 6.1816 | 6.1816 | 6.1816 | 6.1816 | 4.7767 | 3.3718 | 3.3718 | 3.3718 | 3.3718 | 3.3718 | 3.0908 | 2.8098 | 2.5288 | 2.2479 | 1.4471 | 0.6464 | 0.5656 | 0.4848 | 0.46864 | 0.45248 | 0.6464 | 0.84032 | 0.82416 | 0.808 | 0.77568 | 0.74336 | 0.69488 | 0.6464 | 0.5656 | 0.4848 | 0.404 | 0.3232 | 0.404 | 0.4848 | 0.7272 | 0.9696 | 1.1312 | 1.2928 | 1.4544 | 1.616 | 1.9319
Large Residential, Convenience Charging | 0.099537 | 0.089583 | 0.07963 | 0.069676 | 0.059722 | 0.053086 | 0.046451 | 0.039815 | 0.033179 | 0.029861 | 0.026543 | 0.023889 | 0.021235 | 0.072939 | 0.12464 | 0.14022 | 0.1558 | 0.21813 | 0.28045 | 0.30849 | 0.33654 | 0.34277 | 0.349 | 0.34277 | 0.33654 | 0.32407 | 0.31161 | 0.34277 | 0.37393 | 0.35523 | 0.33654 | 0.35523 | 0.37393 | 0.40509 | 0.43625 | 0.48299 | 0.52973 | 0.93659 | 1.3434 | 1.4394 | 1.5354 | 1.5034 | 1.4714 | 1.0535 | 0.63568 | 0.37093 | 0.10617 | 0.10286
Large Residential, Daytime Charging | 0.099537 | 0.089583 | 0.07963 | 0.069676 | 0.059722 | 0.053086 | 0.046451 | 0.039815 | 0.033179 | 0.029861 | 0.026543 | 0.023889 | 0.021235 | 0.072939 | 0.12464 | 0.14022 | 0.1558 | 0.28331 | 0.41081 | 0.75315 | 1.0955 | 1.3009 | 1.5063 | 1.609 | 1.7117 | 1.609 | 1.5063 | 1.3009 | 1.0955 | 0.75315 | 0.41081 | 0.27065 | 0.1305 | 0.1305 | 0.1305 | 0.1305 | 0.1305 | 0.1305 | 0.1305 | 0.1305 | 0.1305 | 0.1305 | 0.1305 | 0.1305 | 0.1305 | 0.11834 | 0.10617 | 0.10286
Large Residential, Highway Fast Charging | 0.22916 | 0.1875 | 0.14583 | 0.090276 | 0.034722 | 0.017708 | 0.00069443 | 0.014236 | 0.027777 | 0.10764 | 0.1875 | 0.29861 | 0.40972 | 0.44096 | 0.47221 | 0.4861 | 0.49999 | 0.49999 | 0.49999 | 0.48958 | 0.47916 | 0.45485 | 0.43055 | 0.42013 | 0.40972 | 0.40972 | 0.40972 | 0.41666 | 0.4236 | 0.44444 | 0.46527 | 0.50694 | 0.5486 | 0.61805 | 0.68749 | 0.69096 | 0.69443 | 0.65971 | 0.62499 | 0.59027 | 0.55555 | 0.50694 | 0.45833 | 0.43055 | 0.40277 | 0.35416 | 0.30555 | 0.26736
Large Residential, Nighttime Charging | 0.70792 | 0.74862 | 0.78933 | 0.78933 | 0.78933 | 0.78933 | 0.78933 | 0.78933 | 0.78933 | 0.78933 | 0.78933 | 0.74862 | 0.70792 | 0.56633 | 0.42475 | 0.40351 | 0.38228 | 0.33136 | 0.28045 | 0.30849 | 0.33654 | 0.34277 | 0.349 | 0.34277 | 0.33654 | 0.32407 | 0.31161 | 0.34277 | 0.37393 | 0.35523 | 0.33654 | 0.23352 | 0.1305 | 0.10065 | 0.070792 | 0.070792 | 0.070792 | 0.070792 | 0.070792 | 0.070792 | 0.070792 | 0.070792 | 0.070792 | 0.10619 | 0.14158 | 0.21238 | 0.28317 | 0.49554
Large Residential, Vehicle to Home / Vehicle to Grid - vehicle charging | 0.099537 | 0.089583 | 0.07963 | 0.069676 | 0.059722 | 0.053086 | 0.046451 | 0.039815 | 0.033179 | 0.029861 | 0.026543 | 0.023889 | 0.021235 | 0.072939 | 0.12464 | 0.14022 | 0.1558 | 0.28331 | 0.41081 | 0.75315 | 1.0955 | 1.3009 | 1.5063 | 1.609 | 1.7117 | 1.609 | 1.5063 | 1.3009 | 1.0955 | 0.75315 | 0.41081 | 0.27065 | 0.1305 | 0.1305 | 0.1305 | 0.1305 | 0.1305 | 0.1305 | 0.1305 | 0.1305 | 0.1305 | 0.1305 | 0.1305 | 0.1305 | 0.1305 | 0.11834 | 0.10617 | 0.10286
Large Residential, Vehicle to Home - home energy system | -0.47881 | -0.45333 | -0.41426 | -0.41428 | -0.33734 | -0.34196 | -0.38411 | -0.38668 | -0.39844 | -0.41468 | -0.46174 | -0.44789 | -0.48462 | -0.42921 | -0.40686 | -0.34494 | -0.14896 | 0.22783 | 0.51271 | 1.0203 | 1.5646 | 1.9396 | 1.8576 | 1.8864 | 1.3992 | 1.2927 | 1.0523 | 0.99253 | 0.9274 | 0.67277 | 0.54184 | 0.088654 | -0.070076 | -0.12381 | -0.15978 | -0.30239 | -0.44795 | -0.46979 | -0.49541 | -0.49186 | -0.48822 | -0.51411 | -0.4869 | -0.48375 | -0.48203 | -0.5183 | -0.54363 | -0.52373
Medium Residential, Convenience Charging | 0.068283 | 0.061455 | 0.054626 | 0.047798 | 0.04097 | 0.036418 | 0.031865 | 0.027313 | 0.022761 | 0.020485 | 0.018209 | 0.016388 | 0.014567 | 0.050036 | 0.085506 | 0.096194 | 0.10688 | 0.14964 | 0.19239 | 0.21163 | 0.23087 | 0.23514 | 0.23942 | 0.23514 | 0.23087 | 0.22232 | 0.21376 | 0.23514 | 0.25652 | 0.24369 | 0.23087 | 0.24369 | 0.25652 | 0.27789 | 0.29927 | 0.33134 | 0.3634 | 0.64251 | 0.92161 | 0.98744 | 1.0533 | 1.0313 | 1.0094 | 0.72273 | 0.43608 | 0.25446 | 0.072835 | 0.070559
Medium Residential, Daytime Charging | 0.068283 | 0.061455 | 0.054626 | 0.047798 | 0.04097 | 0.036418 | 0.031865 | 0.027313 | 0.022761 | 0.020485 | 0.018209 | 0.016388 | 0.014567 | 0.050036 | 0.085506 | 0.096194 | 0.10688 | 0.19435 | 0.28182 | 0.51666 | 0.75151 | 0.89242 | 1.0333 | 1.1038 | 1.1742 | 1.1038 | 1.0333 | 0.89242 | 0.75151 | 0.51666 | 0.28182 | 0.18567 | 0.089524 | 0.089524 | 0.089524 | 0.089524 | 0.089524 | 0.089524 | 0.089524 | 0.089524 | 0.089524 | 0.089524 | 0.089524 | 0.089524 | 0.089524 | 0.08118 | 0.072835 | 0.070559
Medium Residential, Highway Fast Charging | 0.15721 | 0.12862 | 0.10004 | 0.06193 | 0.023819 | 0.012148 | 0.00047638 | 0.0097659 | 0.019055 | 0.07384 | 0.12862 | 0.20485 | 0.28107 | 0.3025 | 0.32394 | 0.33347 | 0.343 | 0.343 | 0.343 | 0.33585 | 0.32871 | 0.31203 | 0.29536 | 0.28821 | 0.28107 | 0.28107 | 0.28107 | 0.28583 | 0.29059 | 0.30489 | 0.31918 | 0.34776 | 0.37634 | 0.42398 | 0.47162 | 0.474 | 0.47638 | 0.45257 | 0.42875 | 0.40493 | 0.38111 | 0.34776 | 0.31441 | 0.29536 | 0.2763 | 0.24296 | 0.20961 | 0.18341
Medium Residential, Nighttime Charging | 0.48564 | 0.51356 | 0.54148 | 0.54148 | 0.54148 | 0.54148 | 0.54148 | 0.54148 | 0.54148 | 0.54148 | 0.54148 | 0.51356 | 0.48564 | 0.38851 | 0.29138 | 0.27681 | 0.26224 | 0.22732 | 0.19239 | 0.21163 | 0.23087 | 0.23514 | 0.23942 | 0.23514 | 0.23087 | 0.22232 | 0.21376 | 0.23514 | 0.25652 | 0.24369 | 0.23087 | 0.16019 | 0.089524 | 0.069044 | 0.048564 | 0.048564 | 0.048564 | 0.048564 | 0.048564 | 0.048564 | 0.048564 | 0.048564 | 0.048564 | 0.072845 | 0.097127 | 0.14569 | 0.19425 | 0.33995
Medium Residential, Vehicle to Home / Vehicle to Grid - vehicle charging | 0.068283 | 0.061455 | 0.054626 | 0.047798 | 0.04097 | 0.036418 | 0.031865 | 0.027313 | 0.022761 | 0.020485 | 0.018209 | 0.016388 | 0.014567 | 0.050036 | 0.085506 | 0.096194 | 0.10688 | 0.19435 | 0.28182 | 0.51666 | 0.75151 | 0.89242 | 1.0333 | 1.1038 | 1.1742 | 1.1038 | 1.0333 | 0.89242 | 0.75151 | 0.51666 | 0.28182 | 0.18567 | 0.089524 | 0.089524 | 0.089524 | 0.089524 | 0.089524 | 0.089524 | 0.089524 | 0.089524 | 0.089524 | 0.089524 | 0.089524 | 0.089524 | 0.089524 | 0.08118 | 0.072835 | 0.070559
Medium Residential, Vehicle to Home - home energy system | -0.47881 | -0.45333 | -0.41426 | -0.41428 | -0.33734 | -0.34196 | -0.38411 | -0.38668 | -0.39844 | -0.41468 | -0.46174 | -0.44789 | -0.48462 | -0.42921 | -0.40686 | -0.34494 | -0.14896 | 0.22783 | 0.51271 | 1.0203 | 1.5646 | 1.9396 | 1.8576 | 1.8864 | 1.3992 | 1.2927 | 1.0523 | 0.99253 | 0.9274 | 0.67277 | 0.54184 | 0.088654 | -0.070076 | -0.12381 | -0.15978 | -0.30239 | -0.44795 | -0.46979 | -0.49541 | -0.49186 | -0.48822 | -0.51411 | -0.4869 | -0.48375 | -0.48203 | -0.5183 | -0.54363 | -0.52373
Small Residential, Convenience Charging | 0.047287 | 0.042558 | 0.037829 | 0.033101 | 0.028372 | 0.02522 | 0.022067 | 0.018915 | 0.015762 | 0.014186 | 0.01261 | 0.011349 | 0.010088 | 0.034651 | 0.059214 | 0.066615 | 0.074017 | 0.10362 | 0.13323 | 0.14655 | 0.15988 | 0.16284 | 0.1658 | 0.16284 | 0.15988 | 0.15396 | 0.14803 | 0.16284 | 0.17764 | 0.16876 | 0.15988 | 0.16876 | 0.17764 | 0.19244 | 0.20725 | 0.22945 | 0.25166 | 0.44494 | 0.63822 | 0.68381 | 0.7294 | 0.7142 | 0.69901 | 0.5005 | 0.30199 | 0.17621 | 0.050439 | 0.048863
Small Residential, Daytime Charging | 0.047287 | 0.042558 | 0.037829 | 0.033101 | 0.028372 | 0.025219 | 0.022067 | 0.018915 | 0.015762 | 0.014186 | 0.01261 | 0.011349 | 0.010088 | 0.034651 | 0.059214 | 0.066615 | 0.074017 | 0.13459 | 0.19516 | 0.35779 | 0.52043 | 0.61801 | 0.71559 | 0.76438 | 0.81317 | 0.76438 | 0.71559 | 0.61801 | 0.52043 | 0.35779 | 0.19516 | 0.12858 | 0.061996 | 0.061996 | 0.061996 | 0.061996 | 0.061996 | 0.061996 | 0.061996 | 0.061996 | 0.061996 | 0.061996 | 0.061996 | 0.061996 | 0.061996 | 0.056218 | 0.050439 | 0.048863
Small Residential, Highway Fast Charging | 0.10887 | 0.089073 | 0.069279 | 0.042887 | 0.016495 | 0.0084125 | 0.0003299 | 0.006763 | 0.013196 | 0.051135 | 0.089073 | 0.14186 | 0.19464 | 0.20949 | 0.22433 | 0.23093 | 0.23753 | 0.23753 | 0.23753 | 0.23258 | 0.22763 | 0.21608 | 0.20454 | 0.19959 | 0.19464 | 0.19464 | 0.19464 | 0.19794 | 0.20124 | 0.21114 | 0.22103 | 0.24083 | 0.26062 | 0.29361 | 0.3266 | 0.32825 | 0.3299 | 0.31341 | 0.29691 | 0.28042 | 0.26392 | 0.24083 | 0.21773 | 0.20454 | 0.19134 | 0.16825 | 0.14516 | 0.12701
Small Residential, Nighttime Charging | 0.33631 | 0.35564 | 0.37498 | 0.37498 | 0.37498 | 0.37498 | 0.37498 | 0.37498 | 0.37498 | 0.37498 | 0.37498 | 0.35564 | 0.33631 | 0.26905 | 0.20178 | 0.19169 | 0.18161 | 0.15742 | 0.13323 | 0.14655 | 0.15988 | 0.16284 | 0.1658 | 0.16284 | 0.15988 | 0.15396 | 0.14803 | 0.16284 | 0.17764 | 0.16876 | 0.15988 | 0.11094 | 0.061996 | 0.047813 | 0.033631 | 0.033631 | 0.033631 | 0.033631 | 0.033631 | 0.033631 | 0.033631 | 0.033631 | 0.033631 | 0.050446 | 0.067261 | 0.10089 | 0.13452 | 0.23541
Small Residential, Vehicle to Home / Vehicle to Grid - vehicle charging | 0.047287 | 0.042558 | 0.037829 | 0.033101 | 0.028372 | 0.02522 | 0.022067 | 0.018915 | 0.015762 | 0.014186 | 0.01261 | 0.011349 | 0.010088 | 0.034651 | 0.059214 | 0.066615 | 0.074017 | 0.13459 | 0.19516 | 0.35779 | 0.52043 | 0.61801 | 0.71559 | 0.76438 | 0.81317 | 0.76438 | 0.71559 | 0.61801 | 0.52043 | 0.35779 | 0.19516 | 0.12858 | 0.061996 | 0.061996 | 0.061996 | 0.061996 | 0.061996 | 0.061996 | 0.061996 | 0.061996 | 0.061996 | 0.061996 | 0.061996 | 0.061996 | 0.061996 | 0.056218 | 0.050439 | 0.048863
Small Residential, Vehicle to Home - home energy system | -0.47881 | -0.45333 | -0.41426 | -0.41428 | -0.33734 | -0.34196 | -0.38411 | -0.38668 | -0.39844 | -0.41468 | -0.46174 | -0.44789 | -0.48462 | -0.42921 | -0.40686 | -0.34494 | -0.14896 | 0.22783 | 0.51271 | 1.0203 | 1.5646 | 1.9396 | 1.8576 | 1.8864 | 1.3992 | 1.2927 | 1.0523 | 0.99253 | 0.9274 | 0.67277 | 0.54184 | 0.088654 | -0.070076 | -0.12381 | -0.15978 | -0.30239 | -0.44795 | -0.46979 | -0.49541 | -0.49186 | -0.48822 | -0.51411 | -0.4869 | -0.48375 | -0.48203 | -0.5183 | -0.54363 | -0.52373
BEV and PHEV (Average Half Hour Charge Profile, Weekend Profile, kW/Vehicle)
Average split between the time of day that electric vehicles are charged by state. These values are indicative and for a weekend in January 2040. In practice half hourly EV profiles vary slightly over the forecast period by day of week, monthly variations in distance travelled, and yearly efficiency improvements over the forecast period.
The Vehicle to Home has two profiles, "vehicle charging" for the purpose of charging the vehicle for transport purposes and "home energy system" that covers the storing and withdrawing of energy in the EV for the purposes of managing the household demand.
Note: For the "Vehicle to Home - home energy system" category, negative numbers are operating to reduce demand. The total consumption across the day is due to the energy consumed by the battery inefficiency.
The Coordinated charging and the Vehicle to Grid charging profiles do not have static time of day profiles. The Coordinated charging is applied during the demand time series development to prefer operation on low demand periods. The Vehicle to Grid system interaction is optimised as a battery in the capacity outlook and time-sequential models.
New South Wales
| 0:00 | 0:30 | 1:00 | 1:30 | 2:00 | 2:30 | 3:00 | 3:30 | 4:00 | 4:30 | 5:00 | 5:30 | 6:00 | 6:30 | 7:00 | 7:30 | 8:00 | 8:30 | 9:00 | 9:30 | 10:00 | 10:30 | 11:00 | 11:30 | 12:00 | 12:30 | 13:00 | 13:30 | 14:00 | 14:30 | 15:00 | 15:30 | 16:00 | 16:30 | 17:00 | 17:30 | 18:00 | 18:30 | 19:00 | 19:30 | 20:00 | 20:30 | 21:00 | 21:30 | 22:00 | 22:30 | 23:00 | 23:30
Bus, Convenience Charging | 1.5797 | 1.8429 | 2.1062 | 2.2379 | 2.3695 | 2.3432 | 2.3168 | 2.3063 | 2.2958 | 2.2852 | 2.2747 | 2.2642 | 2.2537 | 2.2431 | 2.2326 | 1.6955 | 1.1584 | 1.1058 | 1.0531 | 0.92147 | 0.78983 | 0.65819 | 0.52655 | 0.46074 | 0.39492 | 0.38175 | 0.36859 | 0.52655 | 0.68452 | 0.67136 | 0.65819 | 0.63187 | 0.60554 | 0.56605 | 0.52655 | 0.46074 | 0.39492 | 0.3291 | 0.26328 | 0.3291 | 0.39492 | 0.59237 | 0.78983 | 0.92147 | 1.0531 | 1.1847 | 1.3164 | 1.448
Bus, Daytime Charging | 1.5797 | 1.8429 | 2.1062 | 2.2379 | 2.3695 | 2.3432 | 2.3168 | 2.3063 | 2.2958 | 2.2852 | 2.2747 | 1.3104 | 0.34614 | 0.27734 | 0.20853 | 0.23459 | 0.26066 | 0.47397 | 0.68727 | 1.26 | 1.8327 | 2.1764 | 2.52 | 2.6918 | 2.8636 | 2.6918 | 2.52 | 2.1764 | 1.8327 | 1.26 | 0.68727 | 0.4528 | 0.21832 | 0.21832 | 0.21832 | 0.21832 | 0.21832 | 0.21832 | 0.21832 | 0.21832 | 0.21832 | 0.21832 | 0.21832 | 0.21832 | 0.21832 | 0.19797 | 0.17763 | 0.87864
Bus, Highway Fast Charging | 0.69231 | 0.56643 | 0.44056 | 0.27273 | 0.10489 | 0.053496 | 0.0020979 | 0.043007 | 0.083916 | 0.32517 | 0.56643 | 0.9021 | 1.2378 | 1.3322 | 1.4266 | 1.4685 | 1.5105 | 1.5105 | 1.5105 | 1.479 | 1.4475 | 1.3741 | 1.3007 | 1.2692 | 1.2378 | 1.2378 | 1.2378 | 1.2587 | 1.2797 | 1.3427 | 1.4056 | 1.5315 | 1.6573 | 1.8671 | 2.0769 | 2.0874 | 2.0979 | 1.993 | 1.8881 | 1.7832 | 1.6783 | 1.5315 | 1.3846 | 1.3007 | 1.2168 | 1.0699 | 0.92307 | 0.80769
Bus, Nighttime Charging | 1.0987 | 2.06 | 3.0213 | 3.0213 | 3.0213 | 3.0213 | 3.0213 | 3.0213 | 3.0213 | 3.0213 | 3.0213 | 2.3347 | 1.648 | 1.648 | 1.648 | 1.648 | 1.648 | 1.5107 | 1.3733 | 1.236 | 1.0987 | 0.7073 | 0.31593 | 0.27644 | 0.23695 | 0.22905 | 0.22115 | 0.31593 | 0.41071 | 0.40281 | 0.39492 | 0.37912 | 0.36332 | 0.33963 | 0.31593 | 0.27644 | 0.23695 | 0.19746 | 0.15797 | 0.19746 | 0.23695 | 0.35542 | 0.4739 | 0.55288 | 0.63187 | 0.71085 | 0.78983 | 0.94425
Articulated Truck, Convenience Charging | 9.3303 | 10.8854 | 12.4405 | 13.218 | 13.9955 | 13.84 | 13.6845 | 13.6223 | 13.5601 | 13.4979 | 13.4357 | 13.3735 | 13.3113 | 13.2491 | 13.1869 | 10.0146 | 6.8423 | 6.5312 | 6.2202 | 5.4427 | 4.6652 | 3.8876 | 3.1101 | 2.7214 | 2.3326 | 2.2548 | 2.1771 | 3.1101 | 4.0432 | 3.9654 | 3.8876 | 3.7321 | 3.5766 | 3.3434 | 3.1101 | 2.7214 | 2.3326 | 1.9438 | 1.5551 | 1.9438 | 2.3326 | 3.4989 | 4.6652 | 5.4427 | 6.2202 | 6.9978 | 7.7753 | 8.5528
Articulated Truck, Daytime Charging | 6.567 | 9.5037 | 12.4405 | 13.218 | 13.9955 | 13.84 | 13.6845 | 13.6223 | 13.5601 | 13.4979 | 13.4357 | 7.771 | 2.1064 | 1.6876 | 1.2689 | 1.4275 | 1.5862 | 2.8842 | 4.1822 | 7.6674 | 11.1526 | 13.2437 | 15.3348 | 16.3804 | 17.4259 | 16.3804 | 15.3348 | 13.2437 | 11.1526 | 7.6674 | 4.1822 | 2.7554 | 1.3286 | 1.3286 | 1.3286 | 1.3286 | 1.3286 | 1.3286 | 1.3286 | 1.3286 | 1.3286 | 1.3286 | 1.3286 | 1.3286 | 1.3286 | 1.2047 | 1.0809 | 3.8239
Articulated Truck, Highway Fast Charging | 4.0891 | 3.3457 | 2.6022 | 1.6109 | 0.61957 | 0.31598 | 0.012391 | 0.25402 | 0.49565 | 1.9207 | 3.3457 | 5.3283 | 7.3109 | 7.8685 | 8.4261 | 8.6739 | 8.9217 | 8.9217 | 8.9217 | 8.7359 | 8.55 | 8.1163 | 7.6826 | 7.4967 | 7.3109 | 7.3109 | 7.3109 | 7.4348 | 7.5587 | 7.9304 | 8.3022 | 9.0457 | 9.7891 | 11.0283 | 12.2674 | 12.3293 | 12.3913 | 11.7717 | 11.1522 | 10.5326 | 9.913 | 9.0457 | 8.1783 | 7.6826 | 7.187 | 6.3196 | 5.4522 | 4.7707
Articulated Truck, Nighttime Charging | 6.4893 | 12.1674 | 17.8455 | 17.8455 | 17.8455 | 17.8455 | 17.8455 | 17.8455 | 17.8455 | 17.8455 | 17.8455 | 13.7897 | 9.7339 | 9.7339 | 9.7339 | 9.7339 | 9.7339 | 8.9228 | 8.1116 | 7.3005 | 6.4893 | 4.1777 | 1.8661 | 1.6328 | 1.3996 | 1.3529 | 1.3062 | 1.8661 | 2.4259 | 2.3792 | 2.3326 | 2.2393 | 2.146 | 2.006 | 1.8661 | 1.6328 | 1.3996 | 1.1663 | 0.93303 | 1.1663 | 1.3996 | 2.0993 | 2.7991 | 3.2656 | 3.7321 | 4.1987 | 4.6652 | 5.5772
Large Light Commercial, Convenience Charging | 0.098981 | 0.092158 | 0.085334 | 0.074668 | 0.064001 | 0.055608 | 0.047216 | 0.050355 | 0.053493 | 0.058906 | 0.064319 | 0.070187 | 0.076055 | 0.1384 | 0.20075 | 0.26909 | 0.33742 | 0.41858 | 0.49974 | 0.53434 | 0.56894 | 0.58858 | 0.60823 | 0.59627 | 0.58431 | 0.57577 | 0.56722 | 0.61164 | 0.65607 | 0.674 | 0.69193 | 0.68169 | 0.67144 | 0.66974 | 0.66804 | 0.63858 | 0.60912 | 0.85726 | 1.1054 | 1.1404 | 1.1755 | 1.1305 | 1.0855 | 0.79137 | 0.49725 | 0.30808 | 0.1189 | 0.10894
Large Light Commercial, Daytime Charging | 0.098981 | 0.092158 | 0.085335 | 0.074668 | 0.064001 | 0.055608 | 0.047216 | 0.050355 | 0.053493 | 0.058906 | 0.064319 | 0.070187 | 0.076055 | 0.1384 | 0.20075 | 0.26909 | 0.33742 | 0.41858 | 0.49974 | 0.88044 | 1.2612 | 1.4976 | 1.7341 | 1.8523 | 1.9705 | 1.8523 | 1.7341 | 1.4976 | 1.2612 | 0.86704 | 0.47293 | 0.31158 | 0.15023 | 0.15023 | 0.15023 | 0.15023 | 0.15023 | 0.15023 | 0.15023 | 0.15023 | 0.15023 | 0.15023 | 0.15023 | 0.15023 | 0.15023 | 0.13623 | 0.12223 | 0.1106
Large Light Commercial, Highway Fast Charging | 0.27137 | 0.22203 | 0.17269 | 0.1069 | 0.041116 | 0.020969 | 0.00082233 | 0.016858 | 0.032893 | 0.12746 | 0.22203 | 0.3536 | 0.48517 | 0.52218 | 0.55918 | 0.57563 | 0.59208 | 0.59208 | 0.59208 | 0.57974 | 0.56741 | 0.53862 | 0.50984 | 0.49751 | 0.48517 | 0.48517 | 0.48517 | 0.4934 | 0.50162 | 0.52629 | 0.55096 | 0.6003 | 0.64964 | 0.73187 | 0.8141 | 0.81822 | 0.82233 | 0.78121 | 0.74009 | 0.69898 | 0.65786 | 0.6003 | 0.54274 | 0.50984 | 0.47695 | 0.41939 | 0.36182 | 0.3166
Large Light Commercial, Nighttime Charging | 0.70396 | 0.75185 | 0.79973 | 0.79973 | 0.79973 | 0.79973 | 0.79973 | 0.79973 | 0.79973 | 0.79973 | 0.79973 | 0.69227 | 0.58481 | 0.58481 | 0.58481 | 0.46112 | 0.33742 | 0.41858 | 0.49974 | 0.53434 | 0.56894 | 0.58858 | 0.60823 | 0.59627 | 0.58431 | 0.48498 | 0.38564 | 0.32009 | 0.25453 | 0.21126 | 0.16799 | 0.1655 | 0.16301 | 0.16301 | 0.16301 | 0.16301 | 0.16301 | 0.16301 | 0.16301 | 0.16301 | 0.16301 | 0.19718 | 0.23134 | 0.28917 | 0.34701 | 0.40484 | 0.46268 | 0.58332
Medium Light Commercial, Convenience Charging | 0.067532 | 0.062877 | 0.058222 | 0.050944 | 0.043666 | 0.03794 | 0.032214 | 0.034356 | 0.036497 | 0.04019 | 0.043883 | 0.047887 | 0.05189 | 0.094429 | 0.13697 | 0.18359 | 0.23021 | 0.28559 | 0.34096 | 0.36456 | 0.38817 | 0.40157 | 0.41498 | 0.40682 | 0.39866 | 0.39283 | 0.387 | 0.41731 | 0.44762 | 0.45985 | 0.47209 | 0.4651 | 0.45811 | 0.45695 | 0.45578 | 0.43569 | 0.41559 | 0.58489 | 0.75419 | 0.77809 | 0.80199 | 0.7713 | 0.7406 | 0.53993 | 0.33926 | 0.21019 | 0.081125 | 0.074329
Medium Light Commercial, Daytime Charging | 0.067532 | 0.062877 | 0.058222 | 0.050944 | 0.043666 | 0.03794 | 0.032214 | 0.034356 | 0.036497 | 0.04019 | 0.043883 | 0.047887 | 0.05189 | 0.094429 | 0.13697 | 0.18359 | 0.23021 | 0.28559 | 0.34096 | 0.6007 | 0.86045 | 1.0218 | 1.1831 | 1.2638 | 1.3445 | 1.2638 | 1.1831 | 1.0218 | 0.86045 | 0.59156 | 0.32267 | 0.21259 | 0.1025 | 0.1025 | 0.1025 | 0.1025 | 0.1025 | 0.1025 | 0.1025 | 0.1025 | 0.1025 | 0.1025 | 0.1025 | 0.1025 | 0.1025 | 0.092947 | 0.083393 | 0.075463
Medium Light Commercial, Highway Fast Charging | 0.18515 | 0.15148 | 0.11782 | 0.072937 | 0.028053 | 0.014307 | 0.00056105 | 0.011502 | 0.022442 | 0.086963 | 0.15148 | 0.24125 | 0.33102 | 0.35627 | 0.38152 | 0.39274 | 0.40396 | 0.40396 | 0.40396 | 0.39554 | 0.38713 | 0.36749 | 0.34785 | 0.33944 | 0.33102 | 0.33102 | 0.33102 | 0.33663 | 0.34224 | 0.35907 | 0.37591 | 0.40957 | 0.44323 | 0.49934 | 0.55544 | 0.55825 | 0.56105 | 0.533 | 0.50495 | 0.47689 | 0.44884 | 0.40957 | 0.37029 | 0.34785 | 0.32541 | 0.28614 | 0.24686 | 0.21601
Medium Light Commercial, Nighttime Charging | 0.48029 | 0.51297 | 0.54564 | 0.54564 | 0.54564 | 0.54564 | 0.54564 | 0.54564 | 0.54564 | 0.54564 | 0.54564 | 0.47232 | 0.399 | 0.399 | 0.399 | 0.31461 | 0.23021 | 0.28559 | 0.34096 | 0.36456 | 0.38817 | 0.40157 | 0.41498 | 0.40682 | 0.39866 | 0.33089 | 0.26312 | 0.21839 | 0.17366 | 0.14413 | 0.11461 | 0.11292 | 0.11122 | 0.11122 | 0.11122 | 0.11122 | 0.11122 | 0.11122 | 0.11122 | 0.11122 | 0.11122 | 0.13453 | 0.15784 | 0.1973 | 0.23675 | 0.27621 | 0.31567 | 0.39798
Small Light Commercial, Convenience Charging | 0.047173 | 0.043921 | 0.040669 | 0.035586 | 0.030502 | 0.026502 | 0.022503 | 0.023998 | 0.025494 | 0.028074 | 0.030654 | 0.03345 | 0.036247 | 0.065961 | 0.095676 | 0.12824 | 0.16081 | 0.19949 | 0.23817 | 0.25466 | 0.27115 | 0.28051 | 0.28987 | 0.28418 | 0.27848 | 0.2744 | 0.27033 | 0.2915 | 0.31267 | 0.32122 | 0.32977 | 0.32488 | 0.32 | 0.31919 | 0.31838 | 0.30434 | 0.2903 | 0.40856 | 0.52683 | 0.54352 | 0.56022 | 0.53877 | 0.51733 | 0.37716 | 0.23698 | 0.14683 | 0.056668 | 0.051921
Small Light Commercial, Daytime Charging | 0.047173 | 0.043921 | 0.040669 | 0.035586 | 0.030502 | 0.026502 | 0.022503 | 0.023998 | 0.025494 | 0.028074 | 0.030654 | 0.03345 | 0.036247 | 0.065961 | 0.095676 | 0.12824 | 0.16081 | 0.19949 | 0.23817 | 0.41961 | 0.60105 | 0.71375 | 0.82644 | 0.88279 | 0.93914 | 0.88279 | 0.82644 | 0.71375 | 0.60105 | 0.41322 | 0.22539 | 0.1485 | 0.0716 | 0.0716 | 0.0716 | 0.0716 | 0.0716 | 0.0716 | 0.0716 | 0.0716 | 0.0716 | 0.0716 | 0.0716 | 0.0716 | 0.0716 | 0.064926 | 0.058253 | 0.052713
Small Light Commercial, Highway Fast Charging | 0.12933 | 0.10582 | 0.082301 | 0.050949 | 0.019596 | 0.0099938 | 0.00039191 | 0.0080342 | 0.015676 | 0.060746 | 0.10582 | 0.16852 | 0.23123 | 0.24886 | 0.2665 | 0.27434 | 0.28218 | 0.28218 | 0.28218 | 0.2763 | 0.27042 | 0.2567 | 0.24299 | 0.23711 | 0.23123 | 0.23123 | 0.23123 | 0.23515 | 0.23907 | 0.25082 | 0.26258 | 0.2861 | 0.30961 | 0.3488 | 0.38799 | 0.38995 | 0.39191 | 0.37232 | 0.35272 | 0.33312 | 0.31353 | 0.2861 | 0.25866 | 0.24299 | 0.22731 | 0.19988 | 0.17244 | 0.15089
Small Light Commercial, Nighttime Charging | 0.3355 | 0.35832 | 0.38114 | 0.38114 | 0.38114 | 0.38114 | 0.38114 | 0.38114 | 0.38114 | 0.38114 | 0.38114 | 0.32993 | 0.27872 | 0.27872 | 0.27872 | 0.21976 | 0.16081 | 0.19949 | 0.23817 | 0.25466 | 0.27115 | 0.28051 | 0.28988 | 0.28418 | 0.27848 | 0.23113 | 0.18379 | 0.15255 | 0.1213 | 0.10068 | 0.080061 | 0.078875 | 0.07769 | 0.07769 | 0.07769 | 0.07769 | 0.07769 | 0.07769 | 0.07769 | 0.07769 | 0.07769 | 0.093972 | 0.11025 | 0.13782 | 0.16538 | 0.19294 | 0.22051 | 0.278
Rigid Truck, Convenience Charging | 1.3147 | 1.5338 | 1.7529 | 1.8624 | 1.972 | 1.9501 | 1.9282 | 1.9194 | 1.9106 | 1.9019 | 1.8931 | 1.8844 | 1.8756 | 1.8668 | 1.8581 | 1.4111 | 0.96409 | 0.92027 | 0.87644 | 0.76689 | 0.65733 | 0.54778 | 0.43822 | 0.38344 | 0.32867 | 0.31771 | 0.30676 | 0.43822 | 0.56969 | 0.55873 | 0.54778 | 0.52587 | 0.50396 | 0.47109 | 0.43822 | 0.38344 | 0.32867 | 0.27389 | 0.21911 | 0.27389 | 0.32867 | 0.493 | 0.65733 | 0.76689 | 0.87644 | 0.986 | 1.0956 | 1.2051
Rigid Truck, Daytime Charging | 0.32867 | 0.38344 | 0.43822 | 0.46561 | 0.493 | 0.48752 | 0.48204 | 0.47985 | 0.47766 | 0.47547 | 0.47328 | 0.47109 | 0.4689 | 0.37569 | 0.28247 | 0.31778 | 0.35309 | 0.64205 | 0.931 | 1.7068 | 2.4827 | 2.9482 | 3.4137 | 3.6464 | 3.8792 | 3.6464 | 3.4137 | 2.9482 | 2.4827 | 1.7068 | 0.931 | 0.61338 | 0.29575 | 0.29575 | 0.29575 | 0.29575 | 0.29575 | 0.29575 | 0.29575 | 0.29575 | 0.29575 | 0.29575 | 0.29575 | 0.29575 | 0.29575 | 0.26818 | 0.24062 | 0.28464
Rigid Truck, Highway Fast Charging | 0.57617 | 0.47141 | 0.36665 | 0.22698 | 0.087298 | 0.044522 | 0.001746 | 0.035792 | 0.069839 | 0.27062 | 0.47141 | 0.75076 | 1.0301 | 1.1087 | 1.1873 | 1.2222 | 1.2571 | 1.2571 | 1.2571 | 1.2309 | 1.2047 | 1.1436 | 1.0825 | 1.0563 | 1.0301 | 1.0301 | 1.0301 | 1.0476 | 1.065 | 1.1174 | 1.1698 | 1.2746 | 1.3793 | 1.5539 | 1.7285 | 1.7372 | 1.746 | 1.6587 | 1.5714 | 1.4841 | 1.3968 | 1.2746 | 1.1523 | 1.0825 | 1.0127 | 0.89044 | 0.76822 | 0.6722
Rigid Truck, Nighttime Charging | 0.91436 | 1.7144 | 2.5145 | 2.5145 | 2.5145 | 2.5145 | 2.5145 | 2.5145 | 2.5145 | 2.5145 | 2.5145 | 1.943 | 1.3715 | 1.3715 | 1.3715 | 1.3715 | 1.3715 | 1.2572 | 1.1429 | 1.0287 | 0.91436 | 0.58864 | 0.26293 | 0.23007 | 0.1972 | 0.19063 | 0.18405 | 0.26293 | 0.34181 | 0.33524 | 0.32867 | 0.31552 | 0.30237 | 0.28265 | 0.26293 | 0.23007 | 0.1972 | 0.16433 | 0.13147 | 0.16433 | 0.1972 | 0.2958 | 0.3944 | 0.46013 | 0.52587 | 0.5916 | 0.65733 | 0.78584
Large Residential, Convenience Charging | 0.07699 | 0.069291 | 0.061592 | 0.053893 | 0.046194 | 0.041061 | 0.035929 | 0.030796 | 0.025663 | 0.023097 | 0.020531 | 0.018478 | 0.016425 | 0.056417 | 0.096409 | 0.10846 | 0.12051 | 0.16872 | 0.21692 | 0.23861 | 0.2603 | 0.26513 | 0.26995 | 0.26513 | 0.2603 | 0.25066 | 0.24102 | 0.26513 | 0.28923 | 0.27477 | 0.2603 | 0.27477 | 0.28923 | 0.31333 | 0.33743 | 0.37359 | 0.40974 | 0.72444 | 1.0391 | 1.1134 | 1.1876 | 1.1628 | 1.1381 | 0.81489 | 0.49169 | 0.2869 | 0.082123 | 0.079557
Large Residential, Daytime Charging | 0.07699 | 0.069291 | 0.061592 | 0.053893 | 0.046194 | 0.041061 | 0.035929 | 0.030796 | 0.025663 | 0.023097 | 0.020531 | 0.018478 | 0.016425 | 0.056417 | 0.096409 | 0.10846 | 0.12051 | 0.21913 | 0.31775 | 0.58255 | 0.84734 | 1.0062 | 1.1651 | 1.2445 | 1.324 | 1.2445 | 1.1651 | 1.0062 | 0.84734 | 0.58255 | 0.31775 | 0.20935 | 0.10094 | 0.10094 | 0.10094 | 0.10094 | 0.10094 | 0.10094 | 0.10094 | 0.10094 | 0.10094 | 0.10094 | 0.10094 | 0.10094 | 0.10094 | 0.091531 | 0.082123 | 0.079557
Large Residential, Highway Fast Charging | 0.17725 | 0.14503 | 0.1128 | 0.069827 | 0.026857 | 0.013697 | 0.00053713 | 0.011011 | 0.021485 | 0.083255 | 0.14503 | 0.23097 | 0.31691 | 0.34108 | 0.36525 | 0.37599 | 0.38673 | 0.38673 | 0.38673 | 0.37868 | 0.37062 | 0.35182 | 0.33302 | 0.32496 | 0.31691 | 0.31691 | 0.31691 | 0.32228 | 0.32765 | 0.34376 | 0.35988 | 0.39211 | 0.42433 | 0.47805 | 0.53176 | 0.53445 | 0.53713 | 0.51027 | 0.48342 | 0.45656 | 0.4297 | 0.39211 | 0.35451 | 0.33302 | 0.31154 | 0.27394 | 0.23634 | 0.2068
Large Residential, Nighttime Charging | 0.54756 | 0.57905 | 0.61053 | 0.61053 | 0.61053 | 0.61053 | 0.61053 | 0.61053 | 0.61053 | 0.61053 | 0.61053 | 0.57905 | 0.54756 | 0.43805 | 0.32854 | 0.31211 | 0.29568 | 0.2563 | 0.21692 | 0.23861 | 0.2603 | 0.26513 | 0.26995 | 0.26513 | 0.2603 | 0.25066 | 0.24102 | 0.26513 | 0.28923 | 0.27477 | 0.2603 | 0.18062 | 0.10094 | 0.077848 | 0.054756 | 0.054756 | 0.054756 | 0.054756 | 0.054756 | 0.054756 | 0.054756 | 0.054756 | 0.054756 | 0.082134 | 0.10951 | 0.16427 | 0.21902 | 0.38329
Large Residential, Vehicle to Home / Vehicle to Grid - vehicle charging | 0.07699 | 0.069291 | 0.061592 | 0.053893 | 0.046194 | 0.041061 | 0.035929 | 0.030796 | 0.025663 | 0.023097 | 0.020531 | 0.018478 | 0.016425 | 0.056417 | 0.096409 | 0.10846 | 0.12051 | 0.21913 | 0.31775 | 0.58255 | 0.84734 | 1.0062 | 1.1651 | 1.2445 | 1.324 | 1.2445 | 1.1651 | 1.0062 | 0.84734 | 0.58255 | 0.31775 | 0.20935 | 0.10094 | 0.10094 | 0.10094 | 0.10094 | 0.10094 | 0.10094 | 0.10094 | 0.10094 | 0.10094 | 0.10094 | 0.10094 | 0.10094 | 0.10094 | 0.091531 | 0.082123 | 0.079557
Large Residential, Vehicle to Home - home energy system | -0.61093 | -0.52755 | -0.4293 | -0.44698 | -0.36748 | -0.37358 | -0.4227 | -0.41627 | -0.42674 | -0.44836 | -0.50335 | -0.49143 | -0.53425 | -0.47777 | -0.33874 | -0.075603 | 0.19123 | 0.72519 | 0.95151 | 1.5697 | 1.6082 | 1.6839 | 1.9676 | 1.5661 | 1.7466 | 1.775 | 1.6042 | 1.4688 | 0.73721 | 0.6207 | 0.47295 | 0.10335 | -0.080299 | -0.16163 | -0.21194 | -0.40457 | -0.59978 | -0.63909 | -0.67393 | -0.66968 | -0.66031 | -0.68569 | -0.65877 | -0.64499 | -0.63158 | -0.66421 | -0.69079 | -0.65742
Medium Residential, Convenience Charging | 0.052816 | 0.047534 | 0.042253 | 0.036971 | 0.031689 | 0.028168 | 0.024647 | 0.021126 | 0.017605 | 0.015845 | 0.014084 | 0.012676 | 0.011267 | 0.038702 | 0.066137 | 0.074404 | 0.082672 | 0.11574 | 0.14881 | 0.16369 | 0.17857 | 0.18188 | 0.18518 | 0.18188 | 0.17857 | 0.17196 | 0.16534 | 0.18188 | 0.19841 | 0.18849 | 0.17857 | 0.18849 | 0.19841 | 0.21495 | 0.23148 | 0.25628 | 0.28108 | 0.49697 | 0.71285 | 0.76377 | 0.81469 | 0.79771 | 0.78074 | 0.55902 | 0.3373 | 0.19682 | 0.056337 | 0.054576
Medium Residential, Daytime Charging | 0.052816 | 0.047534 | 0.042253 | 0.036971 | 0.031689 | 0.028168 | 0.024647 | 0.021126 | 0.017605 | 0.015845 | 0.014084 | 0.012676 | 0.011267 | 0.038702 | 0.066137 | 0.074404 | 0.082672 | 0.15033 | 0.21798 | 0.39963 | 0.58128 | 0.69027 | 0.79926 | 0.85376 | 0.90825 | 0.85376 | 0.79926 | 0.69027 | 0.58128 | 0.39963 | 0.21798 | 0.14361 | 0.069245 | 0.069245 | 0.069245 | 0.069245 | 0.069245 | 0.069245 | 0.069245 | 0.069245 | 0.069245 | 0.069245 | 0.069245 | 0.069245 | 0.069245 | 0.062791 | 0.056337 | 0.054576
Medium Residential, Highway Fast Charging | 0.1216 | 0.099488 | 0.07738 | 0.047902 | 0.018424 | 0.0093961 | 0.00036847 | 0.0075537 | 0.014739 | 0.057114 | 0.099488 | 0.15844 | 0.2174 | 0.23398 | 0.25056 | 0.25793 | 0.2653 | 0.2653 | 0.2653 | 0.25977 | 0.25425 | 0.24135 | 0.22845 | 0.22293 | 0.2174 | 0.2174 | 0.2174 | 0.22108 | 0.22477 | 0.23582 | 0.24688 | 0.26899 | 0.2911 | 0.32794 | 0.36479 | 0.36663 | 0.36848 | 0.35005 | 0.33163 | 0.3132 | 0.29478 | 0.26899 | 0.24319 | 0.22845 | 0.21372 | 0.18792 | 0.16213 | 0.14186
Medium Residential, Nighttime Charging | 0.37563 | 0.39723 | 0.41883 | 0.41883 | 0.41883 | 0.41883 | 0.41883 | 0.41883 | 0.41883 | 0.41883 | 0.41883 | 0.39723 | 0.37563 | 0.3005 | 0.22538 | 0.21411 | 0.20284 | 0.17582 | 0.14881 | 0.16369 | 0.17857 | 0.18188 | 0.18518 | 0.18188 | 0.17857 | 0.17196 | 0.16534 | 0.18188 | 0.19841 | 0.18849 | 0.17857 | 0.12391 | 0.069245 | 0.053404 | 0.037563 | 0.037563 | 0.037563 | 0.037563 | 0.037563 | 0.037563 | 0.037563 | 0.037563 | 0.037563 | 0.056345 | 0.075126 | 0.11269 | 0.15025 | 0.26294
Medium Residential, Vehicle to Home / Vehicle to Grid - vehicle charging | 0.052816 | 0.047534 | 0.042253 | 0.036971 | 0.031689 | 0.028168 | 0.024647 | 0.021126 | 0.017605 | 0.015845 | 0.014084 | 0.012676 | 0.011267 | 0.038702 | 0.066137 | 0.074404 | 0.082672 | 0.15033 | 0.21798 | 0.39963 | 0.58128 | 0.69027 | 0.79926 | 0.85376 | 0.90825 | 0.85376 | 0.79926 | 0.69027 | 0.58128 | 0.39963 | 0.21798 | 0.14361 | 0.069245 | 0.069245 | 0.069245 | 0.069245 | 0.069245 | 0.069245 | 0.069245 | 0.069245 | 0.069245 | 0.069245 | 0.069245 | 0.069245 | 0.069245 | 0.062791 | 0.056337 | 0.054576
Medium Residential, Vehicle to Home - home energy system | -0.61093 | -0.52755 | -0.4293 | -0.44698 | -0.36748 | -0.37358 | -0.4227 | -0.41627 | -0.42674 | -0.44836 | -0.50335 | -0.49143 | -0.53425 | -0.47777 | -0.33874 | -0.075603 | 0.19123 | 0.72519 | 0.95151 | 1.5697 | 1.6082 | 1.6839 | 1.9676 | 1.5661 | 1.7466 | 1.775 | 1.6042 | 1.4688 | 0.73721 | 0.6207 | 0.47295 | 0.10335 | -0.080299 | -0.16163 | -0.21194 | -0.40457 | -0.59978 | -0.63909 | -0.67393 | -0.66968 | -0.66031 | -0.68569 | -0.65877 | -0.64499 | -0.63158 | -0.66421 | -0.69079 | -0.65742
Small Residential, Convenience Charging | 0.036575 | 0.032918 | 0.02926 | 0.025603 | 0.021945 | 0.019507 | 0.017068 | 0.01463 | 0.012192 | 0.010973 | 0.0097534 | 0.0087781 | 0.0078027 | 0.026802 | 0.045801 | 0.051526 | 0.057251 | 0.080151 | 0.10305 | 0.11336 | 0.12366 | 0.12595 | 0.12824 | 0.12595 | 0.12366 | 0.11908 | 0.1145 | 0.12595 | 0.1374 | 0.13053 | 0.12366 | 0.13053 | 0.1374 | 0.14885 | 0.1603 | 0.17748 | 0.19465 | 0.34415 | 0.49365 | 0.52892 | 0.56418 | 0.55242 | 0.54067 | 0.38713 | 0.23358 | 0.1363 | 0.039014 | 0.037794
Small Residential, Daytime Charging | 0.036575 | 0.032918 | 0.02926 | 0.025603 | 0.021945 | 0.019507 | 0.017068 | 0.01463 | 0.012192 | 0.010973 | 0.0097534 | 0.0087781 | 0.0078027 | 0.026802 | 0.045801 | 0.051526 | 0.057251 | 0.1041 | 0.15095 | 0.27675 | 0.40254 | 0.47802 | 0.5535 | 0.59123 | 0.62897 | 0.59123 | 0.5535 | 0.47802 | 0.40254 | 0.27675 | 0.15095 | 0.099453 | 0.047953 | 0.047953 | 0.047953 | 0.047953 | 0.047953 | 0.047953 | 0.047953 | 0.047953 | 0.047953 | 0.047953 | 0.047953 | 0.047953 | 0.047953 | 0.043483 | 0.039014 | 0.037794
Small Residential, Highway Fast Charging | 0.084207 | 0.068896 | 0.053586 | 0.033172 | 0.012759 | 0.0065069 | 0.00025517 | 0.005231 | 0.010207 | 0.039552 | 0.068896 | 0.10972 | 0.15055 | 0.16203 | 0.17352 | 0.17862 | 0.18372 | 0.18372 | 0.18372 | 0.1799 | 0.17607 | 0.16714 | 0.15821 | 0.15438 | 0.15055 | 0.15055 | 0.15055 | 0.1531 | 0.15565 | 0.16331 | 0.17097 | 0.18628 | 0.20159 | 0.2271 | 0.25262 | 0.2539 | 0.25517 | 0.24241 | 0.22965 | 0.2169 | 0.20414 | 0.18628 | 0.16841 | 0.15821 | 0.148 | 0.13014 | 0.11228 | 0.098241
Small Residential, Nighttime Charging | 0.26013 | 0.27508 | 0.29004 | 0.29004 | 0.29004 | 0.29004 | 0.29004 | 0.29004 | 0.29004 | 0.29004 | 0.29004 | 0.27508 | 0.26013 | 0.2081 | 0.15608 | 0.14827 | 0.14047 | 0.12176 | 0.10305 | 0.11336 | 0.12366 | 0.12595 | 0.12824 | 0.12595 | 0.12366 | 0.11908 | 0.1145 | 0.12595 | 0.1374 | 0.13053 | 0.12366 | 0.085807 | 0.047953 | 0.036983 | 0.026013 | 0.026013 | 0.026013 | 0.026013 | 0.026013 | 0.026013 | 0.026013 | 0.026013 | 0.026013 | 0.039019 | 0.052025 | 0.078038 | 0.10405 | 0.18209
Small Residential, Vehicle to Home / Vehicle to Grid - vehicle charging | 0.036575 | 0.032918 | 0.02926 | 0.025603 | 0.021945 | 0.019507 | 0.017068 | 0.01463 | 0.012192 | 0.010973 | 0.0097534 | 0.0087781 | 0.0078027 | 0.026802 | 0.045801 | 0.051526 | 0.057251 | 0.1041 | 0.15095 | 0.27675 | 0.40254 | 0.47802 | 0.5535 | 0.59123 | 0.62897 | 0.59123 | 0.5535 | 0.47802 | 0.40254 | 0.27675 | 0.15095 | 0.099453 | 0.047953 | 0.047953 | 0.047953 | 0.047953 | 0.047953 | 0.047953 | 0.047953 | 0.047953 | 0.047953 | 0.047953 | 0.047953 | 0.047953 | 0.047953 | 0.043483 | 0.039014 | 0.037794
Small Residential, Vehicle to Home - home energy system | -0.61093 | -0.52755 | -0.4293 | -0.44698 | -0.36748 | -0.37358 | -0.4227 | -0.41627 | -0.42674 | -0.44836 | -0.50335 | -0.49143 | -0.53425 | -0.47777 | -0.33874 | -0.075603 | 0.19123 | 0.72519 | 0.95151 | 1.5697 | 1.6082 | 1.6839 | 1.9676 | 1.5661 | 1.7466 | 1.775 | 1.6042 | 1.4688 | 0.73721 | 0.6207 | 0.47295 | 0.10335 | -0.080299 | -0.16163 | -0.21194 | -0.40457 | -0.59978 | -0.63909 | -0.67393 | -0.66968 | -0.66031 | -0.68569 | -0.65877 | -0.64499 | -0.63158 | -0.66421 | -0.69079 | -0.65742
Queensland
| 0:00 | 0:30 | 1:00 | 1:30 | 2:00 | 2:30 | 3:00 | 3:30 | 4:00 | 4:30 | 5:00 | 5:30 | 6:00 | 6:30 | 7:00 | 7:30 | 8:00 | 8:30 | 9:00 | 9:30 | 10:00 | 10:30 | 11:00 | 11:30 | 12:00 | 12:30 | 13:00 | 13:30 | 14:00 | 14:30 | 15:00 | 15:30 | 16:00 | 16:30 | 17:00 | 17:30 | 18:00 | 18:30 | 19:00 | 19:30 | 20:00 | 20:30 | 21:00 | 21:30 | 22:00 | 22:30 | 23:00 | 23:30
Bus, Convenience Charging | 1.7559 | 2.0486 | 2.3412 | 2.4876 | 2.6339 | 2.6046 | 2.5754 | 2.5637 | 2.552 | 2.5403 | 2.5285 | 2.5168 | 2.5051 | 2.4934 | 2.4817 | 1.8847 | 1.2877 | 1.2292 | 1.1706 | 1.0243 | 0.87797 | 0.73164 | 0.58531 | 0.51215 | 0.43898 | 0.42435 | 0.40972 | 0.58531 | 0.7609 | 0.74627 | 0.73164 | 0.70237 | 0.67311 | 0.62921 | 0.58531 | 0.51215 | 0.43898 | 0.36582 | 0.29266 | 0.36582 | 0.43898 | 0.65848 | 0.87797 | 1.0243 | 1.1706 | 1.317 | 1.4633 | 1.6096
Bus, Daytime Charging | 1.7559 | 2.0486 | 2.3412 | 2.4876 | 2.6339 | 2.6046 | 2.5754 | 2.5637 | 2.552 | 2.5403 | 2.5285 | 1.4567 | 0.38477 | 0.30828 | 0.23179 | 0.26077 | 0.28974 | 0.52685 | 0.76397 | 1.4006 | 2.0372 | 2.4192 | 2.8012 | 2.9922 | 3.1832 | 2.9922 | 2.8012 | 2.4192 | 2.0372 | 1.4006 | 0.76397 | 0.50333 | 0.24269 | 0.24269 | 0.24269 | 0.24269 | 0.24269 | 0.24269 | 0.24269 | 0.24269 | 0.24269 | 0.24269 | 0.24269 | 0.24269 | 0.24269 | 0.22007 | 0.19745 | 0.97669
Bus, Highway Fast Charging | 0.76956 | 0.62964 | 0.48972 | 0.30316 | 0.1166 | 0.059466 | 0.002332 | 0.047806 | 0.09328 | 0.36146 | 0.62964 | 1.0028 | 1.3759 | 1.4808 | 1.5858 | 1.6324 | 1.679 | 1.679 | 1.679 | 1.6441 | 1.6091 | 1.5275 | 1.4458 | 1.4109 | 1.3759 | 1.3759 | 1.3759 | 1.3992 | 1.4225 | 1.4925 | 1.5624 | 1.7024 | 1.8423 | 2.0755 | 2.3087 | 2.3203 | 2.332 | 2.2154 | 2.0988 | 1.9822 | 1.8656 | 1.7024 | 1.5391 | 1.4458 | 1.3526 | 1.1893 | 1.0261 | 0.89782
Bus, Nighttime Charging | 1.2213 | 2.2899 | 3.3585 | 3.3585 | 3.3585 | 3.3585 | 3.3585 | 3.3585 | 3.3585 | 3.3585 | 3.3585 | 2.5952 | 1.8319 | 1.8319 | 1.8319 | 1.8319 | 1.8319 | 1.6792 | 1.5266 | 1.3739 | 1.2213 | 0.78622 | 0.35119 | 0.30729 | 0.26339 | 0.25461 | 0.24583 | 0.35119 | 0.45654 | 0.44776 | 0.43898 | 0.42142 | 0.40386 | 0.37753 | 0.35119 | 0.30729 | 0.26339 | 0.21949 | 0.17559 | 0.21949 | 0.26339 | 0.39509 | 0.52678 | 0.61458 | 0.70237 | 0.79017 | 0.87797 | 1.0496
Articulated Truck, Convenience Charging | 9.9334 | 11.589 | 13.2445 | 14.0723 | 14.9001 | 14.7345 | 14.569 | 14.5028 | 14.4365 | 14.3703 | 14.3041 | 14.2379 | 14.1717 | 14.1054 | 14.0392 | 10.6619 | 7.2845 | 6.9534 | 6.6223 | 5.7945 | 4.9667 | 4.1389 | 3.3111 | 2.8972 | 2.4834 | 2.4006 | 2.3178 | 3.3111 | 4.3045 | 4.2217 | 4.1389 | 3.9734 | 3.8078 | 3.5595 | 3.3111 | 2.8972 | 2.4834 | 2.0695 | 1.6556 | 2.0695 | 2.4834 | 3.725 | 4.9667 | 5.7945 | 6.6223 | 7.4501 | 8.2778 | 9.1056
Articulated Truck, Daytime Charging | 6.9915 | 10.118 | 13.2445 | 14.0723 | 14.9001 | 14.7345 | 14.569 | 14.5028 | 14.4365 | 14.3703 | 14.3041 | 8.2733 | 2.2425 | 1.7967 | 1.3509 | 1.5198 | 1.6887 | 3.0706 | 4.4525 | 8.163 | 11.8734 | 14.0997 | 16.326 | 17.4391 | 18.5522 | 17.4391 | 16.326 | 14.0997 | 11.8734 | 8.163 | 4.4525 | 2.9335 | 1.4144 | 1.4144 | 1.4144 | 1.4144 | 1.4144 | 1.4144 | 1.4144 | 1.4144 | 1.4144 | 1.4144 | 1.4144 | 1.4144 | 1.4144 | 1.2826 | 1.1508 | 4.0711
Articulated Truck, Highway Fast Charging | 4.3534 | 3.5619 | 2.7704 | 1.715 | 0.65961 | 0.3364 | 0.013192 | 0.27044 | 0.52769 | 2.0448 | 3.5619 | 5.6726 | 7.7834 | 8.3771 | 8.9707 | 9.2345 | 9.4984 | 9.4984 | 9.4984 | 9.3005 | 9.1026 | 8.6409 | 8.1792 | 7.9813 | 7.7834 | 7.7834 | 7.7834 | 7.9153 | 8.0472 | 8.443 | 8.8388 | 9.6303 | 10.4218 | 11.7411 | 13.0603 | 13.1262 | 13.1922 | 12.5326 | 11.873 | 11.2134 | 10.5538 | 9.6303 | 8.7069 | 8.1792 | 7.6515 | 6.728 | 5.8046 | 5.079
Articulated Truck, Nighttime Charging | 6.9087 | 12.9538 | 18.999 | 18.999 | 18.999 | 18.999 | 18.999 | 18.999 | 18.999 | 18.999 | 18.999 | 14.681 | 10.3631 | 10.3631 | 10.3631 | 10.3631 | 10.3631 | 9.4995 | 8.6359 | 7.7723 | 6.9087 | 4.4477 | 1.9867 | 1.7383 | 1.49 | 1.4403 | 1.3907 | 1.9867 | 2.5827 | 2.533 | 2.4834 | 2.384 | 2.2847 | 2.1357 | 1.9867 | 1.7383 | 1.49 | 1.2417 | 0.99334 | 1.2417 | 1.49 | 2.235 | 2.98 | 3.4767 | 3.9734 | 4.47 | 4.9667 | 5.9377
Large Light Commercial, Convenience Charging | 0.08467 | 0.078834 | 0.072997 | 0.063872 | 0.054748 | 0.047569 | 0.04039 | 0.043074 | 0.045759 | 0.05039 | 0.05502 | 0.06004 | 0.065059 | 0.11839 | 0.17173 | 0.23018 | 0.28864 | 0.35806 | 0.42749 | 0.45708 | 0.48668 | 0.50349 | 0.52029 | 0.51006 | 0.49983 | 0.49252 | 0.48521 | 0.52321 | 0.56121 | 0.57655 | 0.59189 | 0.58313 | 0.57437 | 0.57291 | 0.57145 | 0.54625 | 0.52105 | 0.73332 | 0.94559 | 0.97556 | 1.0055 | 0.96704 | 0.92855 | 0.67695 | 0.42536 | 0.26353 | 0.10171 | 0.093192
Large Light Commercial, Daytime Charging | 0.08467 | 0.078834 | 0.072997 | 0.063872 | 0.054748 | 0.047569 | 0.04039 | 0.043074 | 0.045759 | 0.05039 | 0.05502 | 0.06004 | 0.065059 | 0.11839 | 0.17173 | 0.23018 | 0.28864 | 0.35806 | 0.42749 | 0.75315 | 1.0788 | 1.2811 | 1.4834 | 1.5845 | 1.6856 | 1.5845 | 1.4834 | 1.2811 | 1.0788 | 0.74169 | 0.40456 | 0.26653 | 0.12851 | 0.12851 | 0.12851 | 0.12851 | 0.12851 | 0.12851 | 0.12851 | 0.12851 | 0.12851 | 0.12851 | 0.12851 | 0.12851 | 0.12851 | 0.11654 | 0.10456 | 0.094614
Large Light Commercial, Highway Fast Charging | 0.23213 | 0.18993 | 0.14772 | 0.091447 | 0.035172 | 0.017938 | 0.00070344 | 0.01442 | 0.028137 | 0.10903 | 0.18993 | 0.30248 | 0.41503 | 0.44668 | 0.47834 | 0.49241 | 0.50647 | 0.50647 | 0.50647 | 0.49592 | 0.48537 | 0.46075 | 0.43613 | 0.42558 | 0.41503 | 0.41503 | 0.41503 | 0.42206 | 0.4291 | 0.4502 | 0.4713 | 0.51351 | 0.55571 | 0.62606 | 0.6964 | 0.69992 | 0.70344 | 0.66826 | 0.63309 | 0.59792 | 0.56275 | 0.51351 | 0.46427 | 0.43613 | 0.40799 | 0.35875 | 0.30951 | 0.27082
Large Light Commercial, Nighttime Charging | 0.60218 | 0.64315 | 0.68411 | 0.68411 | 0.68411 | 0.68411 | 0.68411 | 0.68411 | 0.68411 | 0.68411 | 0.68411 | 0.59219 | 0.50026 | 0.50026 | 0.50026 | 0.39445 | 0.28864 | 0.35806 | 0.42749 | 0.45708 | 0.48668 | 0.50349 | 0.52029 | 0.51006 | 0.49983 | 0.41486 | 0.32989 | 0.27381 | 0.21773 | 0.18071 | 0.1437 | 0.14157 | 0.13944 | 0.13944 | 0.13944 | 0.13944 | 0.13944 | 0.13944 | 0.13944 | 0.13944 | 0.13944 | 0.16867 | 0.19789 | 0.24737 | 0.29684 | 0.34631 | 0.39578 | 0.49898
Medium Light Commercial, Convenience Charging | 0.057768 | 0.053786 | 0.049804 | 0.043578 | 0.037353 | 0.032455 | 0.027557 | 0.029389 | 0.03122 | 0.03438 | 0.037539 | 0.040963 | 0.044388 | 0.080777 | 0.11717 | 0.15705 | 0.19693 | 0.2443 | 0.29166 | 0.31186 | 0.33205 | 0.34352 | 0.35498 | 0.348 | 0.34102 | 0.33604 | 0.33105 | 0.35698 | 0.3829 | 0.39337 | 0.40383 | 0.39785 | 0.39187 | 0.39088 | 0.38989 | 0.3727 | 0.3555 | 0.50033 | 0.64515 | 0.6656 | 0.68604 | 0.65978 | 0.63353 | 0.46187 | 0.29021 | 0.1798 | 0.069396 | 0.063582
Medium Light Commercial, Daytime Charging | 0.057768 | 0.053786 | 0.049804 | 0.043578 | 0.037353 | 0.032455 | 0.027557 | 0.029389 | 0.03122 | 0.03438 | 0.037539 | 0.040963 | 0.044388 | 0.080777 | 0.11717 | 0.15705 | 0.19693 | 0.2443 | 0.29166 | 0.51386 | 0.73605 | 0.87406 | 1.0121 | 1.0811 | 1.1501 | 1.0811 | 1.0121 | 0.87406 | 0.73605 | 0.50603 | 0.27602 | 0.18185 | 0.087682 | 0.087682 | 0.087682 | 0.087682 | 0.087682 | 0.087682 | 0.087682 | 0.087682 | 0.087682 | 0.087682 | 0.087682 | 0.087682 | 0.087682 | 0.079509 | 0.071337 | 0.064552
Medium Light Commercial, Highway Fast Charging | 0.15838 | 0.12958 | 0.10079 | 0.062392 | 0.023997 | 0.012238 | 0.00047994 | 0.0098387 | 0.019197 | 0.07439 | 0.12958 | 0.20637 | 0.28316 | 0.30476 | 0.32636 | 0.33596 | 0.34555 | 0.34555 | 0.34555 | 0.33836 | 0.33116 | 0.31436 | 0.29756 | 0.29036 | 0.28316 | 0.28316 | 0.28316 | 0.28796 | 0.29276 | 0.30716 | 0.32156 | 0.35035 | 0.37915 | 0.42714 | 0.47514 | 0.47754 | 0.47994 | 0.45594 | 0.43194 | 0.40795 | 0.38395 | 0.35035 | 0.31676 | 0.29756 | 0.27836 | 0.24477 | 0.21117 | 0.18478
Medium Light Commercial, Nighttime Charging | 0.41085 | 0.4388 | 0.46675 | 0.46675 | 0.46675 | 0.46675 | 0.46675 | 0.46675 | 0.46675 | 0.46675 | 0.46675 | 0.40403 | 0.34132 | 0.34132 | 0.34132 | 0.26912 | 0.19693 | 0.2443 | 0.29166 | 0.31186 | 0.33205 | 0.34352 | 0.35498 | 0.348 | 0.34102 | 0.28305 | 0.22507 | 0.18681 | 0.14855 | 0.1233 | 0.098043 | 0.096591 | 0.095139 | 0.095139 | 0.095139 | 0.095139 | 0.095139 | 0.095139 | 0.095139 | 0.095139 | 0.095139 | 0.11508 | 0.13502 | 0.16877 | 0.20253 | 0.23628 | 0.27003 | 0.34044
Small Light Commercial, Convenience Charging | 0.040353 | 0.037571 | 0.03479 | 0.030441 | 0.026092 | 0.022671 | 0.019249 | 0.020529 | 0.021808 | 0.024015 | 0.026222 | 0.028614 | 0.031006 | 0.056425 | 0.081843 | 0.1097 | 0.13756 | 0.17065 | 0.20374 | 0.21784 | 0.23195 | 0.23996 | 0.24797 | 0.24309 | 0.23821 | 0.23473 | 0.23125 | 0.24936 | 0.26747 | 0.27478 | 0.28209 | 0.27791 | 0.27374 | 0.27304 | 0.27235 | 0.26034 | 0.24833 | 0.34949 | 0.45066 | 0.46494 | 0.47922 | 0.46088 | 0.44254 | 0.32263 | 0.20272 | 0.1256 | 0.048475 | 0.044414
Small Light Commercial, Daytime Charging | 0.040353 | 0.037571 | 0.03479 | 0.030441 | 0.026092 | 0.022671 | 0.019249 | 0.020529 | 0.021808 | 0.024015 | 0.026222 | 0.028614 | 0.031006 | 0.056425 | 0.081843 | 0.1097 | 0.13756 | 0.17065 | 0.20374 | 0.35894 | 0.51415 | 0.61055 | 0.70696 | 0.75516 | 0.80336 | 0.75516 | 0.70696 | 0.61055 | 0.51415 | 0.35348 | 0.19281 | 0.12703 | 0.061248 | 0.061248 | 0.061248 | 0.061248 | 0.061248 | 0.061248 | 0.061248 | 0.061248 | 0.061248 | 0.061248 | 0.061248 | 0.061248 | 0.061248 | 0.055539 | 0.049831 | 0.045092
Small Light Commercial, Highway Fast Charging | 0.11063 | 0.090517 | 0.070402 | 0.043582 | 0.016762 | 0.0085489 | 0.00033525 | 0.0068726 | 0.01341 | 0.051964 | 0.090517 | 0.14416 | 0.1978 | 0.21288 | 0.22797 | 0.23467 | 0.24138 | 0.24138 | 0.24138 | 0.23635 | 0.23132 | 0.21959 | 0.20785 | 0.20283 | 0.1978 | 0.1978 | 0.1978 | 0.20115 | 0.2045 | 0.21456 | 0.22462 | 0.24473 | 0.26485 | 0.29837 | 0.3319 | 0.33357 | 0.33525 | 0.31849 | 0.30172 | 0.28496 | 0.2682 | 0.24473 | 0.22126 | 0.20785 | 0.19444 | 0.17098 | 0.14751 | 0.12907
Small Light Commercial, Nighttime Charging | 0.28699 | 0.30652 | 0.32604 | 0.32604 | 0.32604 | 0.32604 | 0.32604 | 0.32604 | 0.32604 | 0.32604 | 0.32604 | 0.28223 | 0.23842 | 0.23842 | 0.23842 | 0.18799 | 0.13756 | 0.17065 | 0.20374 | 0.21784 | 0.23195 | 0.23996 | 0.24797 | 0.24309 | 0.23821 | 0.19772 | 0.15722 | 0.13049 | 0.10377 | 0.086126 | 0.068486 | 0.067471 | 0.066457 | 0.066457 | 0.066457 | 0.066457 | 0.066457 | 0.066457 | 0.066457 | 0.066457 | 0.066457 | 0.080385 | 0.094313 | 0.11789 | 0.14147 | 0.16505 | 0.18863 | 0.23781
Rigid Truck, Convenience Charging | 1.2852 | 1.4994 | 1.7136 | 1.8207 | 1.9278 | 1.9064 | 1.8849 | 1.8764 | 1.8678 | 1.8592 | 1.8507 | 1.8421 | 1.8335 | 1.825 | 1.8164 | 1.3794 | 0.94247 | 0.89963 | 0.85679 | 0.74969 | 0.6426 | 0.5355 | 0.4284 | 0.37485 | 0.3213 | 0.31059 | 0.29988 | 0.4284 | 0.55692 | 0.54621 | 0.5355 | 0.51408 | 0.49266 | 0.46053 | 0.4284 | 0.37485 | 0.3213 | 0.26775 | 0.2142 | 0.26775 | 0.3213 | 0.48195 | 0.6426 | 0.74969 | 0.85679 | 0.96389 | 1.071 | 1.1781
Rigid Truck, Daytime Charging | 0.3213 | 0.37485 | 0.4284 | 0.45517 | 0.48195 | 0.47659 | 0.47124 | 0.46909 | 0.46695 | 0.46481 | 0.46267 | 0.46053 | 0.45838 | 0.36726 | 0.27614 | 0.31066 | 0.34518 | 0.62765 | 0.91013 | 1.6686 | 2.427 | 2.8821 | 3.3371 | 3.5647 | 3.7922 | 3.5647 | 3.3371 | 2.8821 | 2.427 | 1.6686 | 0.91013 | 0.59962 | 0.28912 | 0.28912 | 0.28912 | 0.28912 | 0.28912 | 0.28912 | 0.28912 | 0.28912 | 0.28912 | 0.28912 | 0.28912 | 0.28912 | 0.28912 | 0.26217 | 0.23522 | 0.27826
Rigid Truck, Highway Fast Charging | 0.56325 | 0.46084 | 0.35843 | 0.22189 | 0.085341 | 0.043524 | 0.0017068 | 0.03499 | 0.068273 | 0.26456 | 0.46084 | 0.73393 | 1.007 | 1.0838 | 1.1606 | 1.1948 | 1.2289 | 1.2289 | 1.2289 | 1.2033 | 1.1777 | 1.118 | 1.0582 | 1.0326 | 1.007 | 1.007 | 1.007 | 1.0241 | 1.0412 | 1.0924 | 1.1436 | 1.246 | 1.3484 | 1.5191 | 1.6897 | 1.6983 | 1.7068 | 1.6215 | 1.5361 | 1.4508 | 1.3655 | 1.246 | 1.1265 | 1.0582 | 0.98995 | 0.87048 | 0.751 | 0.65712
Rigid Truck, Nighttime Charging | 0.89385 | 1.676 | 2.4581 | 2.4581 | 2.4581 | 2.4581 | 2.4581 | 2.4581 | 2.4581 | 2.4581 | 2.4581 | 1.8994 | 1.3408 | 1.3408 | 1.3408 | 1.3408 | 1.3408 | 1.2291 | 1.1173 | 1.0056 | 0.89385 | 0.57545 | 0.25704 | 0.22491 | 0.19278 | 0.18635 | 0.17993 | 0.25704 | 0.33415 | 0.32772 | 0.3213 | 0.30845 | 0.29559 | 0.27632 | 0.25704 | 0.22491 | 0.19278 | 0.16065 | 0.12852 | 0.16065 | 0.19278 | 0.28917 | 0.38556 | 0.44982 | 0.51408 | 0.57834 | 0.6426 | 0.76822
Large Residential, Convenience Charging | 0.079868 | 0.071881 | 0.063895 | 0.055908 | 0.047921 | 0.042596 | 0.037272 | 0.031947 | 0.026623 | 0.02396 | 0.021298 | 0.019168 | 0.017039 | 0.058526 | 0.10001 | 0.11251 | 0.12502 | 0.17502 | 0.22503 | 0.24753 | 0.27004 | 0.27504 | 0.28004 | 0.27504 | 0.27004 | 0.26003 | 0.25003 | 0.27504 | 0.30004 | 0.28504 | 0.27004 | 0.28504 | 0.30004 | 0.32504 | 0.35005 | 0.38755 | 0.42506 | 0.75152 | 1.078 | 1.155 | 1.232 | 1.2063 | 1.1806 | 0.84535 | 0.51007 | 0.29763 | 0.085193 | 0.082531
Large Residential, Daytime Charging | 0.079868 | 0.071881 | 0.063895 | 0.055908 | 0.047921 | 0.042596 | 0.037272 | 0.031947 | 0.026623 | 0.02396 | 0.021298 | 0.019168 | 0.017039 | 0.058526 | 0.10001 | 0.11251 | 0.12502 | 0.22732 | 0.32963 | 0.60432 | 0.87902 | 1.0438 | 1.2086 | 1.2911 | 1.3735 | 1.2911 | 1.2086 | 1.0438 | 0.87902 | 0.60432 | 0.32963 | 0.21717 | 0.10471 | 0.10471 | 0.10471 | 0.10471 | 0.10471 | 0.10471 | 0.10471 | 0.10471 | 0.10471 | 0.10471 | 0.10471 | 0.10471 | 0.10471 | 0.094953 | 0.085193 | 0.082531
Large Residential, Highway Fast Charging | 0.18388 | 0.15045 | 0.11701 | 0.072437 | 0.027861 | 0.014209 | 0.00055721 | 0.011423 | 0.022288 | 0.086368 | 0.15045 | 0.2396 | 0.32875 | 0.35383 | 0.3789 | 0.39005 | 0.40119 | 0.40119 | 0.40119 | 0.39283 | 0.38448 | 0.36497 | 0.34547 | 0.33711 | 0.32875 | 0.32875 | 0.32875 | 0.33433 | 0.3399 | 0.35661 | 0.37333 | 0.40676 | 0.4402 | 0.49592 | 0.55164 | 0.55442 | 0.55721 | 0.52935 | 0.50149 | 0.47363 | 0.44577 | 0.40676 | 0.36776 | 0.34547 | 0.32318 | 0.28418 | 0.24517 | 0.21453
Large Residential, Nighttime Charging | 0.56803 | 0.60069 | 0.63336 | 0.63336 | 0.63336 | 0.63336 | 0.63336 | 0.63336 | 0.63336 | 0.63336 | 0.63336 | 0.60069 | 0.56803 | 0.45443 | 0.34082 | 0.32378 | 0.30674 | 0.26588 | 0.22503 | 0.24753 | 0.27004 | 0.27504 | 0.28004 | 0.27504 | 0.27004 | 0.26003 | 0.25003 | 0.27504 | 0.30004 | 0.28504 | 0.27004 | 0.18737 | 0.10471 | 0.080758 | 0.056803 | 0.056803 | 0.056803 | 0.056803 | 0.056803 | 0.056803 | 0.056803 | 0.056803 | 0.056803 | 0.085205 | 0.11361 | 0.17041 | 0.22721 | 0.39762
Large Residential, Vehicle to Home / Vehicle to Grid - vehicle charging | 0.079868 | 0.071881 | 0.063895 | 0.055908 | 0.047921 | 0.042596 | 0.037272 | 0.031947 | 0.026623 | 0.023961 | 0.021298 | 0.019168 | 0.017039 | 0.058526 | 0.10001 | 0.11251 | 0.12502 | 0.22732 | 0.32963 | 0.60432 | 0.87902 | 1.0438 | 1.2086 | 1.2911 | 1.3735 | 1.2911 | 1.2086 | 1.0438 | 0.87902 | 0.60432 | 0.32963 | 0.21717 | 0.10471 | 0.10471 | 0.10471 | 0.10471 | 0.10471 | 0.10471 | 0.10471 | 0.10471 | 0.10471 | 0.10471 | 0.10471 | 0.10471 | 0.10471 | 0.094953 | 0.085193 | 0.082531
Large Residential, Vehicle to Home - home energy system | -0.55264 | -0.45102 | -0.37836 | -0.3932 | -0.33724 | -0.35812 | -0.42674 | -0.43222 | -0.45558 | -0.47734 | -0.53124 | -0.51361 | -0.54624 | -0.45433 | 0.10223 | 0.5305 | 1.2074 | 1.2798 | 1.2153 | 2.176 | 1.5936 | 1.1536 | 1.7856 | 1.4438 | 1.078 | 1.0697 | 0.71181 | 0.76892 | 0.85679 | 0.49918 | 0.57822 | 0.12543 | -0.058281 | -0.17367 | -0.22494 | -0.42656 | -0.63309 | -0.66777 | -0.70294 | -0.69432 | -0.66677 | -0.68433 | -0.64779 | -0.63192 | -0.60822 | -0.63201 | -0.65059 | -0.61761
Medium Residential, Convenience Charging | 0.05479 | 0.049311 | 0.043832 | 0.038353 | 0.032874 | 0.029221 | 0.025569 | 0.021916 | 0.018263 | 0.016437 | 0.014611 | 0.01315 | 0.011689 | 0.040149 | 0.06861 | 0.077186 | 0.085762 | 0.12007 | 0.15437 | 0.16981 | 0.18525 | 0.18868 | 0.19211 | 0.18868 | 0.18525 | 0.17839 | 0.17152 | 0.18868 | 0.20583 | 0.19554 | 0.18525 | 0.19554 | 0.20583 | 0.22298 | 0.24013 | 0.26586 | 0.29159 | 0.51554 | 0.7395 | 0.79232 | 0.84514 | 0.82753 | 0.80993 | 0.57992 | 0.34991 | 0.20418 | 0.058443 | 0.056616
Medium Residential, Daytime Charging | 0.05479 | 0.049311 | 0.043832 | 0.038353 | 0.032874 | 0.029221 | 0.025569 | 0.021916 | 0.018263 | 0.016437 | 0.014611 | 0.01315 | 0.011689 | 0.040149 | 0.06861 | 0.077186 | 0.085762 | 0.15595 | 0.22613 | 0.41457 | 0.60301 | 0.71608 | 0.82914 | 0.88567 | 0.9422 | 0.88567 | 0.82914 | 0.71608 | 0.60301 | 0.41457 | 0.22613 | 0.14898 | 0.071834 | 0.071834 | 0.071834 | 0.071834 | 0.071834 | 0.071834 | 0.071834 | 0.071834 | 0.071834 | 0.071834 | 0.071834 | 0.071834 | 0.071834 | 0.065138 | 0.058443 | 0.056616
Medium Residential, Highway Fast Charging | 0.12614 | 0.10321 | 0.080272 | 0.049692 | 0.019112 | 0.0097474 | 0.00038225 | 0.0078361 | 0.01529 | 0.059249 | 0.10321 | 0.16437 | 0.22553 | 0.24273 | 0.25993 | 0.26757 | 0.27522 | 0.27522 | 0.27522 | 0.26949 | 0.26375 | 0.25037 | 0.23699 | 0.23126 | 0.22553 | 0.22553 | 0.22553 | 0.22935 | 0.23317 | 0.24464 | 0.25611 | 0.27904 | 0.30198 | 0.3402 | 0.37843 | 0.38034 | 0.38225 | 0.36314 | 0.34402 | 0.32491 | 0.3058 | 0.27904 | 0.25228 | 0.23699 | 0.2217 | 0.19495 | 0.16819 | 0.14717
Medium Residential, Nighttime Charging | 0.38967 | 0.41208 | 0.43449 | 0.43449 | 0.43449 | 0.43449 | 0.43449 | 0.43449 | 0.43449 | 0.43449 | 0.43449 | 0.41208 | 0.38967 | 0.31174 | 0.2338 | 0.22211 | 0.21042 | 0.1824 | 0.15437 | 0.16981 | 0.18525 | 0.18868 | 0.19211 | 0.18868 | 0.18525 | 0.17839 | 0.17152 | 0.18868 | 0.20583 | 0.19554 | 0.18525 | 0.12854 | 0.071834 | 0.0554 | 0.038967 | 0.038967 | 0.038967 | 0.038967 | 0.038967 | 0.038967 | 0.038967 | 0.038967 | 0.038967 | 0.058451 | 0.077935 | 0.1169 | 0.15587 | 0.27277
Medium Residential, Vehicle to Home / Vehicle to Grid - vehicle charging | 0.05479 | 0.049311 | 0.043832 | 0.038353 | 0.032874 | 0.029221 | 0.025569 | 0.021916 | 0.018263 | 0.016437 | 0.014611 | 0.01315 | 0.011689 | 0.040149 | 0.06861 | 0.077186 | 0.085762 | 0.15595 | 0.22613 | 0.41457 | 0.60301 | 0.71608 | 0.82914 | 0.88567 | 0.9422 | 0.88567 | 0.82914 | 0.71608 | 0.60301 | 0.41457 | 0.22613 | 0.14898 | 0.071834 | 0.071834 | 0.071834 | 0.071834 | 0.071834 | 0.071834 | 0.071834 | 0.071834 | 0.071834 | 0.071834 | 0.071834 | 0.071834 | 0.071834 | 0.065138 | 0.058443 | 0.056616
Medium Residential, Vehicle to Home - home energy system | -0.55264 | -0.45102 | -0.37836 | -0.3932 | -0.33724 | -0.35812 | -0.42674 | -0.43222 | -0.45558 | -0.47734 | -0.53124 | -0.51361 | -0.54624 | -0.45433 | 0.10223 | 0.5305 | 1.2074 | 1.2798 | 1.2153 | 2.176 | 1.5936 | 1.1536 | 1.7856 | 1.4438 | 1.078 | 1.0697 | 0.71181 | 0.76892 | 0.85679 | 0.49918 | 0.57822 | 0.12543 | -0.058282 | -0.17367 | -0.22494 | -0.42656 | -0.63309 | -0.66777 | -0.70294 | -0.69432 | -0.66677 | -0.68433 | -0.64779 | -0.63192 | -0.60822 | -0.63201 | -0.65059 | -0.61761
Small Residential, Convenience Charging | 0.037943 | 0.034148 | 0.030354 | 0.02656 | 0.022766 | 0.020236 | 0.017707 | 0.015177 | 0.012648 | 0.011383 | 0.010118 | 0.0091062 | 0.0080944 | 0.027804 | 0.047513 | 0.053452 | 0.059391 | 0.083147 | 0.1069 | 0.11759 | 0.12828 | 0.13066 | 0.13304 | 0.13066 | 0.12828 | 0.12353 | 0.11878 | 0.13066 | 0.14254 | 0.13541 | 0.12828 | 0.13541 | 0.14254 | 0.15442 | 0.16629 | 0.18411 | 0.20193 | 0.35702 | 0.51211 | 0.54869 | 0.58527 | 0.57307 | 0.56088 | 0.4016 | 0.24232 | 0.14139 | 0.040472 | 0.039207
Small Residential, Daytime Charging | 0.037943 | 0.034148 | 0.030354 | 0.02656 | 0.022766 | 0.020236 | 0.017707 | 0.015177 | 0.012648 | 0.011383 | 0.010118 | 0.0091062 | 0.0080944 | 0.027804 | 0.047513 | 0.053452 | 0.059391 | 0.10799 | 0.1566 | 0.28709 | 0.41759 | 0.49589 | 0.57419 | 0.61334 | 0.65248 | 0.61334 | 0.57419 | 0.49589 | 0.41759 | 0.28709 | 0.1566 | 0.10317 | 0.049745 | 0.049745 | 0.049745 | 0.049745 | 0.049745 | 0.049745 | 0.049745 | 0.049745 | 0.049745 | 0.049745 | 0.049745 | 0.049745 | 0.049745 | 0.045109 | 0.040472 | 0.039207
Small Residential, Highway Fast Charging | 0.087355 | 0.071472 | 0.055589 | 0.034412 | 0.013236 | 0.0067501 | 0.00026471 | 0.0054266 | 0.010588 | 0.04103 | 0.071472 | 0.11383 | 0.15618 | 0.16809 | 0.18 | 0.1853 | 0.19059 | 0.19059 | 0.19059 | 0.18662 | 0.18265 | 0.17339 | 0.16412 | 0.16015 | 0.15618 | 0.15618 | 0.15618 | 0.15883 | 0.16147 | 0.16942 | 0.17736 | 0.19324 | 0.20912 | 0.23559 | 0.26206 | 0.26339 | 0.26471 | 0.25148 | 0.23824 | 0.225 | 0.21177 | 0.19324 | 0.17471 | 0.16412 | 0.15353 | 0.135 | 0.11647 | 0.10191
Small Residential, Nighttime Charging | 0.26985 | 0.28537 | 0.30088 | 0.30088 | 0.30088 | 0.30088 | 0.30088 | 0.30088 | 0.30088 | 0.30088 | 0.30088 | 0.28537 | 0.26985 | 0.21588 | 0.16191 | 0.15382 | 0.14572 | 0.12631 | 0.1069 | 0.11759 | 0.12828 | 0.13066 | 0.13304 | 0.13066 | 0.12828 | 0.12353 | 0.11878 | 0.13066 | 0.14254 | 0.13541 | 0.12828 | 0.089015 | 0.049745 | 0.038365 | 0.026985 | 0.026985 | 0.026985 | 0.026985 | 0.026985 | 0.026985 | 0.026985 | 0.026985 | 0.026985 | 0.040478 | 0.05397 | 0.080956 | 0.10794 | 0.1889
Small Residential, Vehicle to Home / Vehicle to Grid - vehicle charging | 0.037943 | 0.034148 | 0.030354 | 0.02656 | 0.022766 | 0.020236 | 0.017707 | 0.015177 | 0.012648 | 0.011383 | 0.010118 | 0.0091062 | 0.0080944 | 0.027804 | 0.047513 | 0.053452 | 0.059391 | 0.10799 | 0.1566 | 0.28709 | 0.41759 | 0.49589 | 0.57419 | 0.61334 | 0.65248 | 0.61334 | 0.57419 | 0.49589 | 0.41759 | 0.28709 | 0.1566 | 0.10317 | 0.049745 | 0.049745 | 0.049745 | 0.049745 | 0.049745 | 0.049745 | 0.049745 | 0.049745 | 0.049745 | 0.049745 | 0.049745 | 0.049745 | 0.049745 | 0.045109 | 0.040472 | 0.039207
Small Residential, Vehicle to Home - home energy system | -0.55264 | -0.45102 | -0.37836 | -0.3932 | -0.33724 | -0.35812 | -0.42674 | -0.43222 | -0.45558 | -0.47734 | -0.53124 | -0.51361 | -0.54624 | -0.45433 | 0.10223 | 0.5305 | 1.2074 | 1.2798 | 1.2153 | 2.176 | 1.5936 | 1.1536 | 1.7856 | 1.4438 | 1.078 | 1.0697 | 0.71181 | 0.76892 | 0.85679 | 0.49918 | 0.57822 | 0.12543 | -0.058282 | -0.17367 | -0.22494 | -0.42656 | -0.63309 | -0.66777 | -0.70294 | -0.69432 | -0.66677 | -0.68433 | -0.64779 | -0.63192 | -0.60822 | -0.63201 | -0.65059 | -0.61761
South Australia
| 0:00 | 0:30 | 1:00 | 1:30 | 2:00 | 2:30 | 3:00 | 3:30 | 4:00 | 4:30 | 5:00 | 5:30 | 6:00 | 6:30 | 7:00 | 7:30 | 8:00 | 8:30 | 9:00 | 9:30 | 10:00 | 10:30 | 11:00 | 11:30 | 12:00 | 12:30 | 13:00 | 13:30 | 14:00 | 14:30 | 15:00 | 15:30 | 16:00 | 16:30 | 17:00 | 17:30 | 18:00 | 18:30 | 19:00 | 19:30 | 20:00 | 20:30 | 21:00 | 21:30 | 22:00 | 22:30 | 23:00 | 23:30
Bus, Convenience Charging | 1.7153 | 2.0011 | 2.287 | 2.4299 | 2.5729 | 2.5443 | 2.5157 | 2.5043 | 2.4928 | 2.4814 | 2.47 | 2.4585 | 2.4471 | 2.4357 | 2.4242 | 1.841 | 1.2579 | 1.2007 | 1.1435 | 1.0006 | 0.85763 | 0.71469 | 0.57175 | 0.50028 | 0.42881 | 0.41452 | 0.40023 | 0.57175 | 0.74328 | 0.72898 | 0.71469 | 0.6861 | 0.65751 | 0.61463 | 0.57175 | 0.50028 | 0.42881 | 0.35735 | 0.28588 | 0.35735 | 0.42881 | 0.64322 | 0.85763 | 1.0006 | 1.1435 | 1.2864 | 1.4294 | 1.5723
Bus, Daytime Charging | 1.7153 | 2.0011 | 2.287 | 2.4299 | 2.5729 | 2.5443 | 2.5157 | 2.5043 | 2.4928 | 2.4814 | 2.47 | 1.4229 | 0.37586 | 0.30114 | 0.22642 | 0.25473 | 0.28303 | 0.51465 | 0.74627 | 1.3682 | 1.99 | 2.3632 | 2.7363 | 2.9229 | 3.1095 | 2.9229 | 2.7363 | 2.3632 | 1.99 | 1.3682 | 0.74627 | 0.49167 | 0.23706 | 0.23706 | 0.23706 | 0.23706 | 0.23706 | 0.23706 | 0.23706 | 0.23706 | 0.23706 | 0.23706 | 0.23706 | 0.23706 | 0.23706 | 0.21497 | 0.19287 | 0.95406
Bus, Highway Fast Charging | 0.75173 | 0.61505 | 0.47837 | 0.29614 | 0.1139 | 0.058088 | 0.002278 | 0.046698 | 0.091119 | 0.35309 | 0.61505 | 0.97953 | 1.344 | 1.4465 | 1.549 | 1.5946 | 1.6401 | 1.6401 | 1.6401 | 1.606 | 1.5718 | 1.4921 | 1.4123 | 1.3782 | 1.344 | 1.344 | 1.344 | 1.3668 | 1.3896 | 1.4579 | 1.5262 | 1.6629 | 1.7996 | 2.0274 | 2.2552 | 2.2666 | 2.278 | 2.1641 | 2.0502 | 1.9363 | 1.8224 | 1.6629 | 1.5035 | 1.4123 | 1.3212 | 1.1618 | 1.0023 | 0.87702
Bus, Nighttime Charging | 1.193 | 2.2368 | 3.2807 | 3.2807 | 3.2807 | 3.2807 | 3.2807 | 3.2807 | 3.2807 | 3.2807 | 3.2807 | 2.5351 | 1.7895 | 1.7895 | 1.7895 | 1.7895 | 1.7895 | 1.6403 | 1.4912 | 1.3421 | 1.193 | 0.76801 | 0.34305 | 0.30017 | 0.25729 | 0.24871 | 0.24014 | 0.34305 | 0.44597 | 0.43739 | 0.42881 | 0.41166 | 0.39451 | 0.36878 | 0.34305 | 0.30017 | 0.25729 | 0.21441 | 0.17153 | 0.21441 | 0.25729 | 0.38593 | 0.51458 | 0.60034 | 0.6861 | 0.77187 | 0.85763 | 1.0253
Articulated Truck, Convenience Charging | 8.4997 | 9.9163 | 11.333 | 12.0413 | 12.7496 | 12.6079 | 12.4663 | 12.4096 | 12.3529 | 12.2963 | 12.2396 | 12.1829 | 12.1263 | 12.0696 | 12.0129 | 9.123 | 6.2331 | 5.9498 | 5.6665 | 4.9582 | 4.2499 | 3.5415 | 2.8332 | 2.4791 | 2.1249 | 2.0541 | 1.9833 | 2.8332 | 3.6832 | 3.6124 | 3.5415 | 3.3999 | 3.2582 | 3.0457 | 2.8332 | 2.4791 | 2.1249 | 1.7708 | 1.4166 | 1.7708 | 2.1249 | 3.1874 | 4.2499 | 4.9582 | 5.6665 | 6.3748 | 7.0831 | 7.7914
Articulated Truck, Daytime Charging | 5.9824 | 8.6577 | 11.333 | 12.0413 | 12.7496 | 12.6079 | 12.4663 | 12.4096 | 12.3529 | 12.2963 | 12.2396 | 7.0792 | 1.9189 | 1.5374 | 1.156 | 1.3005 | 1.4449 | 2.6274 | 3.8099 | 6.9848 | 10.1597 | 12.0647 | 13.9696 | 14.9221 | 15.8746 | 14.9221 | 13.9696 | 12.0647 | 10.1597 | 6.9848 | 3.8099 | 2.5101 | 1.2103 | 1.2103 | 1.2103 | 1.2103 | 1.2103 | 1.2103 | 1.2103 | 1.2103 | 1.2103 | 1.2103 | 1.2103 | 1.2103 | 1.2103 | 1.0975 | 0.98466 | 3.4835
Articulated Truck, Highway Fast Charging | 3.7251 | 3.0478 | 2.3705 | 1.4675 | 0.56441 | 0.28785 | 0.011288 | 0.23141 | 0.45153 | 1.7497 | 3.0478 | 4.8539 | 6.66 | 7.168 | 7.676 | 7.9017 | 8.1275 | 8.1275 | 8.1275 | 7.9582 | 7.7888 | 7.3938 | 6.9987 | 6.8294 | 6.66 | 6.66 | 6.66 | 6.7729 | 6.8858 | 7.2244 | 7.5631 | 8.2404 | 8.9177 | 10.0465 | 11.1753 | 11.2317 | 11.2882 | 10.7238 | 10.1594 | 9.595 | 9.0305 | 8.2404 | 7.4502 | 6.9987 | 6.5471 | 5.757 | 4.9668 | 4.3459
Articulated Truck, Nighttime Charging | 5.9116 | 11.0842 | 16.2569 | 16.2569 | 16.2569 | 16.2569 | 16.2569 | 16.2569 | 16.2569 | 16.2569 | 16.2569 | 12.5621 | 8.8674 | 8.8674 | 8.8674 | 8.8674 | 8.8674 | 8.1284 | 7.3895 | 6.6505 | 5.9116 | 3.8058 | 1.6999 | 1.4875 | 1.275 | 1.2325 | 1.19 | 1.6999 | 2.2099 | 2.1674 | 2.1249 | 2.0399 | 1.9549 | 1.8274 | 1.6999 | 1.4875 | 1.275 | 1.0625 | 0.84997 | 1.0625 | 1.275 | 1.9124 | 2.5499 | 2.9749 | 3.3999 | 3.8249 | 4.2499 | 5.0807
Large Light Commercial, Convenience Charging | 0.081093 | 0.075503 | 0.069913 | 0.061174 | 0.052434 | 0.045559 | 0.038683 | 0.041254 | 0.043826 | 0.048261 | 0.052695 | 0.057503 | 0.06231 | 0.11339 | 0.16447 | 0.22046 | 0.27644 | 0.34293 | 0.40942 | 0.43777 | 0.46612 | 0.48221 | 0.49831 | 0.48851 | 0.47871 | 0.47171 | 0.46471 | 0.50111 | 0.5375 | 0.55219 | 0.56689 | 0.55849 | 0.5501 | 0.5487 | 0.54731 | 0.52317 | 0.49904 | 0.70234 | 0.90564 | 0.93434 | 0.96304 | 0.92618 | 0.88932 | 0.64835 | 0.40738 | 0.2524 | 0.097416 | 0.089254
Large Light Commercial, Daytime Charging | 0.081093 | 0.075503 | 0.069913 | 0.061174 | 0.052434 | 0.045559 | 0.038683 | 0.041254 | 0.043826 | 0.048261 | 0.052695 | 0.057503 | 0.06231 | 0.11339 | 0.16447 | 0.22046 | 0.27644 | 0.34293 | 0.40942 | 0.72133 | 1.0332 | 1.227 | 1.4207 | 1.5176 | 1.6144 | 1.5176 | 1.4207 | 1.227 | 1.0332 | 0.71035 | 0.38746 | 0.25527 | 0.12308 | 0.12308 | 0.12308 | 0.12308 | 0.12308 | 0.12308 | 0.12308 | 0.12308 | 0.12308 | 0.12308 | 0.12308 | 0.12308 | 0.12308 | 0.11161 | 0.10014 | 0.090616
Large Light Commercial, Highway Fast Charging | 0.22233 | 0.1819 | 0.14148 | 0.087583 | 0.033686 | 0.01718 | 0.00067371 | 0.013811 | 0.026949 | 0.10443 | 0.1819 | 0.2897 | 0.39749 | 0.42781 | 0.45813 | 0.4716 | 0.48507 | 0.48507 | 0.48507 | 0.47497 | 0.46486 | 0.44128 | 0.4177 | 0.4076 | 0.39749 | 0.39749 | 0.39749 | 0.40423 | 0.41097 | 0.43118 | 0.45139 | 0.49181 | 0.53223 | 0.59961 | 0.66698 | 0.67035 | 0.67371 | 0.64003 | 0.60634 | 0.57266 | 0.53897 | 0.49181 | 0.44465 | 0.4177 | 0.39075 | 0.34359 | 0.29643 | 0.25938
Large Light Commercial, Nighttime Charging | 0.57674 | 0.61597 | 0.6552 | 0.6552 | 0.6552 | 0.6552 | 0.6552 | 0.6552 | 0.6552 | 0.6552 | 0.6552 | 0.56716 | 0.47912 | 0.47912 | 0.47912 | 0.37778 | 0.27644 | 0.34293 | 0.40942 | 0.43777 | 0.46612 | 0.48221 | 0.49831 | 0.48851 | 0.47871 | 0.39733 | 0.31595 | 0.26224 | 0.20853 | 0.17308 | 0.13763 | 0.13559 | 0.13355 | 0.13355 | 0.13355 | 0.13355 | 0.13355 | 0.13355 | 0.13355 | 0.13355 | 0.13355 | 0.16154 | 0.18953 | 0.23691 | 0.2843 | 0.33168 | 0.37906 | 0.4779
Medium Light Commercial, Convenience Charging | 0.055327 | 0.051513 | 0.0477 | 0.041737 | 0.035775 | 0.031084 | 0.026392 | 0.028147 | 0.029901 | 0.032927 | 0.035953 | 0.039233 | 0.042513 | 0.077364 | 0.11221 | 0.15041 | 0.18861 | 0.23397 | 0.27934 | 0.29868 | 0.31802 | 0.329 | 0.33998 | 0.3333 | 0.32661 | 0.32184 | 0.31706 | 0.34189 | 0.36672 | 0.37675 | 0.38677 | 0.38104 | 0.37532 | 0.37437 | 0.37341 | 0.35695 | 0.34048 | 0.47919 | 0.61789 | 0.63747 | 0.65705 | 0.63191 | 0.60676 | 0.44235 | 0.27795 | 0.17221 | 0.066464 | 0.060896
Medium Light Commercial, Daytime Charging | 0.055327 | 0.051513 | 0.0477 | 0.041737 | 0.035775 | 0.031084 | 0.026392 | 0.028147 | 0.029901 | 0.032927 | 0.035953 | 0.039233 | 0.042513 | 0.077364 | 0.11221 | 0.15041 | 0.18861 | 0.23397 | 0.27934 | 0.49214 | 0.70495 | 0.83712 | 0.9693 | 1.0354 | 1.1015 | 1.0354 | 0.9693 | 0.83712 | 0.70495 | 0.48465 | 0.26436 | 0.17417 | 0.083977 | 0.083977 | 0.083977 | 0.083977 | 0.083977 | 0.083977 | 0.083977 | 0.083977 | 0.083977 | 0.083977 | 0.083977 | 0.083977 | 0.083977 | 0.07615 | 0.068322 | 0.061825
Medium Light Commercial, Highway Fast Charging | 0.15169 | 0.12411 | 0.096528 | 0.059756 | 0.022983 | 0.011721 | 0.00045966 | 0.009423 | 0.018386 | 0.071247 | 0.12411 | 0.19765 | 0.2712 | 0.29188 | 0.31257 | 0.32176 | 0.33095 | 0.33095 | 0.33095 | 0.32406 | 0.31716 | 0.30108 | 0.28499 | 0.27809 | 0.2712 | 0.2712 | 0.2712 | 0.27579 | 0.28039 | 0.29418 | 0.30797 | 0.33555 | 0.36313 | 0.4091 | 0.45506 | 0.45736 | 0.45966 | 0.43667 | 0.41369 | 0.39071 | 0.36773 | 0.33555 | 0.30337 | 0.28499 | 0.2666 | 0.23443 | 0.20225 | 0.17697
Medium Light Commercial, Nighttime Charging | 0.39349 | 0.42026 | 0.44703 | 0.44703 | 0.44703 | 0.44703 | 0.44703 | 0.44703 | 0.44703 | 0.44703 | 0.44703 | 0.38696 | 0.32689 | 0.32689 | 0.32689 | 0.25775 | 0.18861 | 0.23397 | 0.27934 | 0.29868 | 0.31802 | 0.329 | 0.33998 | 0.3333 | 0.32661 | 0.27109 | 0.21556 | 0.17892 | 0.14227 | 0.11809 | 0.0939 | 0.092509 | 0.091119 | 0.091119 | 0.091119 | 0.091119 | 0.091119 | 0.091119 | 0.091119 | 0.091119 | 0.091119 | 0.11022 | 0.12931 | 0.16164 | 0.19397 | 0.2263 | 0.25862 | 0.32606
Small Light Commercial, Convenience Charging | 0.038648 | 0.035984 | 0.03332 | 0.029155 | 0.02499 | 0.021713 | 0.018436 | 0.019661 | 0.020887 | 0.023 | 0.025114 | 0.027405 | 0.029696 | 0.054041 | 0.078385 | 0.10507 | 0.13175 | 0.16344 | 0.19513 | 0.20864 | 0.22215 | 0.22982 | 0.23749 | 0.23282 | 0.22815 | 0.22481 | 0.22148 | 0.23882 | 0.25617 | 0.26317 | 0.27017 | 0.26617 | 0.26217 | 0.26151 | 0.26084 | 0.24934 | 0.23784 | 0.33473 | 0.43162 | 0.44529 | 0.45897 | 0.44141 | 0.42384 | 0.309 | 0.19415 | 0.12029 | 0.046427 | 0.042537
Small Light Commercial, Daytime Charging | 0.038648 | 0.035984 | 0.03332 | 0.029155 | 0.02499 | 0.021713 | 0.018436 | 0.019661 | 0.020887 | 0.023 | 0.025114 | 0.027405 | 0.029696 | 0.054041 | 0.078385 | 0.10507 | 0.13175 | 0.16344 | 0.19513 | 0.34378 | 0.49243 | 0.58476 | 0.67709 | 0.72325 | 0.76942 | 0.72325 | 0.67709 | 0.58476 | 0.49243 | 0.33854 | 0.18466 | 0.12166 | 0.05866 | 0.05866 | 0.05866 | 0.05866 | 0.05866 | 0.05866 | 0.05866 | 0.05866 | 0.05866 | 0.05866 | 0.05866 | 0.05866 | 0.05866 | 0.053193 | 0.047725 | 0.043186
Small Light Commercial, Highway Fast Charging | 0.10596 | 0.086693 | 0.067428 | 0.041741 | 0.016054 | 0.0081876 | 0.00032108 | 0.0065822 | 0.012843 | 0.049768 | 0.086693 | 0.13807 | 0.18944 | 0.20389 | 0.21834 | 0.22476 | 0.23118 | 0.23118 | 0.23118 | 0.22636 | 0.22155 | 0.21031 | 0.19907 | 0.19426 | 0.18944 | 0.18944 | 0.18944 | 0.19265 | 0.19586 | 0.20549 | 0.21513 | 0.23439 | 0.25366 | 0.28577 | 0.31787 | 0.31948 | 0.32108 | 0.30503 | 0.28898 | 0.27292 | 0.25687 | 0.23439 | 0.21192 | 0.19907 | 0.18623 | 0.16375 | 0.14128 | 0.12362
Small Light Commercial, Nighttime Charging | 0.27487 | 0.29356 | 0.31226 | 0.31226 | 0.31226 | 0.31226 | 0.31226 | 0.31226 | 0.31226 | 0.31226 | 0.31226 | 0.2703 | 0.22835 | 0.22835 | 0.22835 | 0.18005 | 0.13175 | 0.16344 | 0.19513 | 0.20864 | 0.22215 | 0.22982 | 0.23749 | 0.23282 | 0.22815 | 0.18936 | 0.15058 | 0.12498 | 0.099382 | 0.082487 | 0.065592 | 0.064621 | 0.063649 | 0.063649 | 0.063649 | 0.063649 | 0.063649 | 0.063649 | 0.063649 | 0.063649 | 0.063649 | 0.076989 | 0.090328 | 0.11291 | 0.13549 | 0.15807 | 0.18066 | 0.22776
Rigid Truck, Convenience Charging | 1.0435 | 1.2174 | 1.3913 | 1.4783 | 1.5652 | 1.5478 | 1.5304 | 1.5235 | 1.5165 | 1.5096 | 1.5026 | 1.4957 | 1.4887 | 1.4817 | 1.4748 | 1.12 | 0.76522 | 0.73044 | 0.69565 | 0.6087 | 0.52174 | 0.43478 | 0.34783 | 0.30435 | 0.26087 | 0.25217 | 0.24348 | 0.34783 | 0.45217 | 0.44348 | 0.43478 | 0.41739 | 0.4 | 0.37391 | 0.34783 | 0.30435 | 0.26087 | 0.21739 | 0.17391 | 0.21739 | 0.26087 | 0.3913 | 0.52174 | 0.6087 | 0.69565 | 0.78261 | 0.86957 | 0.95652
Rigid Truck, Daytime Charging | 0.26087 | 0.30435 | 0.34783 | 0.36957 | 0.3913 | 0.38696 | 0.38261 | 0.38087 | 0.37913 | 0.37739 | 0.37565 | 0.37391 | 0.37217 | 0.29819 | 0.22421 | 0.25223 | 0.28026 | 0.50961 | 0.73896 | 1.3548 | 1.9706 | 2.34 | 2.7095 | 2.8943 | 3.079 | 2.8943 | 2.7095 | 2.34 | 1.9706 | 1.3548 | 0.73896 | 0.48685 | 0.23474 | 0.23474 | 0.23474 | 0.23474 | 0.23474 | 0.23474 | 0.23474 | 0.23474 | 0.23474 | 0.23474 | 0.23474 | 0.23474 | 0.23474 | 0.21286 | 0.19098 | 0.22593
Rigid Truck, Highway Fast Charging | 0.45732 | 0.37417 | 0.29102 | 0.18016 | 0.06929 | 0.035338 | 0.0013858 | 0.028409 | 0.055432 | 0.2148 | 0.37417 | 0.5959 | 0.81763 | 0.87999 | 0.94235 | 0.97007 | 0.99778 | 0.99778 | 0.99778 | 0.977 | 0.95621 | 0.90771 | 0.8592 | 0.83841 | 0.81763 | 0.81763 | 0.81763 | 0.83149 | 0.84534 | 0.88692 | 0.92849 | 1.0116 | 1.0948 | 1.2334 | 1.372 | 1.3789 | 1.3858 | 1.3165 | 1.2472 | 1.1779 | 1.1086 | 1.0116 | 0.91463 | 0.8592 | 0.80377 | 0.70676 | 0.60976 | 0.53354
Rigid Truck, Nighttime Charging | 0.72574 | 1.3608 | 1.9958 | 1.9958 | 1.9958 | 1.9958 | 1.9958 | 1.9958 | 1.9958 | 1.9958 | 1.9958 | 1.5422 | 1.0886 | 1.0886 | 1.0886 | 1.0886 | 1.0886 | 0.9979 | 0.90718 | 0.81646 | 0.72574 | 0.46722 | 0.2087 | 0.18261 | 0.15652 | 0.1513 | 0.14609 | 0.2087 | 0.2713 | 0.26609 | 0.26087 | 0.25044 | 0.24 | 0.22435 | 0.2087 | 0.18261 | 0.15652 | 0.13043 | 0.10435 | 0.13043 | 0.15652 | 0.23478 | 0.31304 | 0.36522 | 0.41739 | 0.46957 | 0.52174 | 0.62374
Large Residential, Convenience Charging | 0.07771 | 0.069939 | 0.062168 | 0.054397 | 0.046626 | 0.041445 | 0.036265 | 0.031084 | 0.025903 | 0.023313 | 0.020723 | 0.01865 | 0.016578 | 0.056944 | 0.09731 | 0.10947 | 0.12164 | 0.17029 | 0.21895 | 0.24084 | 0.26274 | 0.2676 | 0.27247 | 0.2676 | 0.26274 | 0.25301 | 0.24328 | 0.2676 | 0.29193 | 0.27733 | 0.26274 | 0.27733 | 0.29193 | 0.31626 | 0.34059 | 0.37708 | 0.41357 | 0.73121 | 1.0488 | 1.1238 | 1.1987 | 1.1737 | 1.1487 | 0.82251 | 0.49628 | 0.28959 | 0.08289 | 0.0803
Large Residential, Daytime Charging | 0.07771 | 0.069939 | 0.062168 | 0.054397 | 0.046626 | 0.041445 | 0.036265 | 0.031084 | 0.025903 | 0.023313 | 0.020723 | 0.01865 | 0.016578 | 0.056944 | 0.09731 | 0.10947 | 0.12164 | 0.22118 | 0.32072 | 0.58799 | 0.85526 | 1.0156 | 1.176 | 1.2562 | 1.3363 | 1.2562 | 1.176 | 1.0156 | 0.85526 | 0.58799 | 0.32072 | 0.2113 | 0.10188 | 0.10188 | 0.10188 | 0.10188 | 0.10188 | 0.10188 | 0.10188 | 0.10188 | 0.10188 | 0.10188 | 0.10188 | 0.10188 | 0.10188 | 0.092387 | 0.08289 | 0.0803
Large Residential, Highway Fast Charging | 0.17891 | 0.14638 | 0.11385 | 0.07048 | 0.027108 | 0.013825 | 0.00054215 | 0.011114 | 0.021686 | 0.084033 | 0.14638 | 0.23313 | 0.31987 | 0.34427 | 0.36866 | 0.37951 | 0.39035 | 0.39035 | 0.39035 | 0.38222 | 0.37408 | 0.35511 | 0.33613 | 0.328 | 0.31987 | 0.31987 | 0.31987 | 0.32529 | 0.33071 | 0.34698 | 0.36324 | 0.39577 | 0.4283 | 0.48251 | 0.53673 | 0.53944 | 0.54215 | 0.51504 | 0.48794 | 0.46083 | 0.43372 | 0.39577 | 0.35782 | 0.33613 | 0.31445 | 0.2765 | 0.23855 | 0.20873
Large Residential, Nighttime Charging | 0.55268 | 0.58446 | 0.61624 | 0.61624 | 0.61624 | 0.61624 | 0.61624 | 0.61624 | 0.61624 | 0.61624 | 0.61624 | 0.58446 | 0.55268 | 0.44214 | 0.33161 | 0.31503 | 0.29845 | 0.2587 | 0.21895 | 0.24084 | 0.26274 | 0.2676 | 0.27247 | 0.2676 | 0.26274 | 0.25301 | 0.24328 | 0.2676 | 0.29193 | 0.27733 | 0.26274 | 0.18231 | 0.10188 | 0.078575 | 0.055268 | 0.055268 | 0.055268 | 0.055268 | 0.055268 | 0.055268 | 0.055268 | 0.055268 | 0.055268 | 0.082902 | 0.11054 | 0.1658 | 0.22107 | 0.38688
Large Residential, Vehicle to Home / Vehicle to Grid - vehicle charging | 0.07771 | 0.069939 | 0.062168 | 0.054397 | 0.046626 | 0.041445 | 0.036265 | 0.031084 | 0.025903 | 0.023313 | 0.020723 | 0.01865 | 0.016578 | 0.056944 | 0.09731 | 0.10947 | 0.12164 | 0.22118 | 0.32072 | 0.58799 | 0.85526 | 1.0156 | 1.176 | 1.2562 | 1.3363 | 1.2562 | 1.176 | 1.0156 | 0.85526 | 0.58799 | 0.32072 | 0.2113 | 0.10188 | 0.10188 | 0.10188 | 0.10188 | 0.10188 | 0.10188 | 0.10188 | 0.10188 | 0.10188 | 0.10188 | 0.10188 | 0.10188 | 0.10188 | 0.092387 | 0.08289 | 0.0803
Large Residential, Vehicle to Home - home energy system | -0.63077 | -0.50924 | -0.41981 | -0.42628 | -0.36031 | -0.37521 | -0.42868 | -0.41857 | -0.42642 | -0.44369 | -0.49088 | -0.47206 | -0.50495 | -0.44493 | -0.41954 | -0.35436 | -0.046712 | 0.38214 | 0.81762 | 1.1747 | 1.5815 | 1.9111 | 1.33 | 1.6656 | 1.6656 | 1.8202 | 1.348 | 1.3275 | 1.2338 | 1.0756 | 0.7897 | 0.66353 | 0.15231 | -0.041867 | -0.21005 | -0.40553 | -0.60243 | -0.63202 | -0.66721 | -0.67234 | -0.66818 | -0.69911 | -0.66361 | -0.66016 | -0.64825 | -0.68572 | -0.70772 | -0.66849
Medium Residential, Convenience Charging | 0.053309 | 0.047978 | 0.042647 | 0.037317 | 0.031986 | 0.028432 | 0.024878 | 0.021324 | 0.01777 | 0.015993 | 0.014216 | 0.012794 | 0.011373 | 0.039064 | 0.066755 | 0.0751 | 0.083444 | 0.11682 | 0.1502 | 0.16522 | 0.18024 | 0.18358 | 0.18691 | 0.18358 | 0.18024 | 0.17356 | 0.16689 | 0.18358 | 0.20027 | 0.19025 | 0.18024 | 0.19025 | 0.20027 | 0.21695 | 0.23364 | 0.25868 | 0.28371 | 0.50161 | 0.71951 | 0.77091 | 0.8223 | 0.80517 | 0.78804 | 0.56424 | 0.34045 | 0.19866 | 0.056863 | 0.055086
Medium Residential, Daytime Charging | 0.053309 | 0.047978 | 0.042647 | 0.037317 | 0.031986 | 0.028432 | 0.024878 | 0.021324 | 0.01777 | 0.015993 | 0.014216 | 0.012794 | 0.011373 | 0.039064 | 0.066755 | 0.0751 | 0.083444 | 0.15173 | 0.22002 | 0.40337 | 0.58671 | 0.69672 | 0.80673 | 0.86174 | 0.91674 | 0.86174 | 0.80673 | 0.69672 | 0.58671 | 0.40337 | 0.22002 | 0.14495 | 0.069892 | 0.069892 | 0.069892 | 0.069892 | 0.069892 | 0.069892 | 0.069892 | 0.069892 | 0.069892 | 0.069892 | 0.069892 | 0.069892 | 0.069892 | 0.063378 | 0.056863 | 0.055086
Medium Residential, Highway Fast Charging | 0.12273 | 0.10042 | 0.078103 | 0.048349 | 0.018596 | 0.0094839 | 0.00037192 | 0.0076243 | 0.014877 | 0.057647 | 0.10042 | 0.15992 | 0.21943 | 0.23617 | 0.2529 | 0.26034 | 0.26778 | 0.26778 | 0.26778 | 0.2622 | 0.25662 | 0.24361 | 0.23059 | 0.22501 | 0.21943 | 0.21943 | 0.21943 | 0.22315 | 0.22687 | 0.23803 | 0.24919 | 0.2715 | 0.29382 | 0.33101 | 0.3682 | 0.37006 | 0.37192 | 0.35332 | 0.33473 | 0.31613 | 0.29753 | 0.2715 | 0.24547 | 0.23059 | 0.21571 | 0.18968 | 0.16364 | 0.14319
Medium Residential, Nighttime Charging | 0.37914 | 0.40094 | 0.42274 | 0.42274 | 0.42274 | 0.42274 | 0.42274 | 0.42274 | 0.42274 | 0.42274 | 0.42274 | 0.40094 | 0.37914 | 0.30331 | 0.22748 | 0.21611 | 0.20474 | 0.17747 | 0.1502 | 0.16522 | 0.18024 | 0.18358 | 0.18691 | 0.18358 | 0.18024 | 0.17356 | 0.16689 | 0.18358 | 0.20027 | 0.19025 | 0.18024 | 0.12507 | 0.069892 | 0.053903 | 0.037914 | 0.037914 | 0.037914 | 0.037914 | 0.037914 | 0.037914 | 0.037914 | 0.037914 | 0.037914 | 0.056871 | 0.075828 | 0.11374 | 0.15166 | 0.2654
Medium Residential, Vehicle to Home / Vehicle to Grid - vehicle charging | 0.053309 | 0.047978 | 0.042647 | 0.037317 | 0.031986 | 0.028432 | 0.024878 | 0.021324 | 0.01777 | 0.015993 | 0.014216 | 0.012794 | 0.011373 | 0.039064 | 0.066755 | 0.0751 | 0.083444 | 0.15173 | 0.22002 | 0.40337 | 0.58671 | 0.69672 | 0.80673 | 0.86174 | 0.91674 | 0.86174 | 0.80673 | 0.69672 | 0.58671 | 0.40337 | 0.22002 | 0.14495 | 0.069892 | 0.069892 | 0.069892 | 0.069892 | 0.069892 | 0.069892 | 0.069892 | 0.069892 | 0.069892 | 0.069892 | 0.069892 | 0.069892 | 0.069892 | 0.063378 | 0.056863 | 0.055086
Medium Residential, Vehicle to Home - home energy system | -0.63077 | -0.50924 | -0.41981 | -0.42628 | -0.36031 | -0.37521 | -0.42868 | -0.41857 | -0.42642 | -0.44369 | -0.49088 | -0.47206 | -0.50495 | -0.44493 | -0.41954 | -0.35436 | -0.046712 | 0.38214 | 0.81762 | 1.1747 | 1.5815 | 1.9111 | 1.33 | 1.6656 | 1.6656 | 1.8202 | 1.348 | 1.3275 | 1.2338 | 1.0756 | 0.7897 | 0.66353 | 0.15231 | -0.041867 | -0.21005 | -0.40553 | -0.60243 | -0.63202 | -0.66721 | -0.67234 | -0.66818 | -0.69911 | -0.66361 | -0.66016 | -0.64825 | -0.68572 | -0.70772 | -0.66849
Small Residential, Convenience Charging | 0.036917 | 0.033225 | 0.029534 | 0.025842 | 0.02215 | 0.019689 | 0.017228 | 0.014767 | 0.012306 | 0.011075 | 0.0098446 | 0.0088601 | 0.0078757 | 0.027052 | 0.046229 | 0.052007 | 0.057786 | 0.0809 | 0.10401 | 0.11442 | 0.12482 | 0.12713 | 0.12944 | 0.12713 | 0.12482 | 0.12019 | 0.11557 | 0.12713 | 0.13869 | 0.13175 | 0.12482 | 0.13175 | 0.13869 | 0.15024 | 0.1618 | 0.17914 | 0.19647 | 0.34737 | 0.49827 | 0.53386 | 0.56945 | 0.55759 | 0.54572 | 0.39074 | 0.23577 | 0.13757 | 0.039378 | 0.038148
Small Residential, Daytime Charging | 0.036917 | 0.033225 | 0.029534 | 0.025842 | 0.02215 | 0.019689 | 0.017228 | 0.014767 | 0.012306 | 0.011075 | 0.0098446 | 0.0088601 | 0.0078757 | 0.027052 | 0.046229 | 0.052007 | 0.057786 | 0.10507 | 0.15236 | 0.27933 | 0.4063 | 0.48249 | 0.55867 | 0.59676 | 0.63485 | 0.59676 | 0.55867 | 0.48249 | 0.4063 | 0.27933 | 0.15236 | 0.10038 | 0.048401 | 0.048401 | 0.048401 | 0.048401 | 0.048401 | 0.048401 | 0.048401 | 0.048401 | 0.048401 | 0.048401 | 0.048401 | 0.048401 | 0.048401 | 0.04389 | 0.039378 | 0.038148
Small Residential, Highway Fast Charging | 0.084994 | 0.06954 | 0.054087 | 0.033482 | 0.012878 | 0.0065677 | 0.00025756 | 0.0052799 | 0.010302 | 0.039921 | 0.06954 | 0.11075 | 0.15196 | 0.16355 | 0.17514 | 0.18029 | 0.18544 | 0.18544 | 0.18544 | 0.18158 | 0.17771 | 0.1687 | 0.15969 | 0.15582 | 0.15196 | 0.15196 | 0.15196 | 0.15453 | 0.15711 | 0.16484 | 0.17256 | 0.18802 | 0.20347 | 0.22923 | 0.25498 | 0.25627 | 0.25756 | 0.24468 | 0.2318 | 0.21892 | 0.20605 | 0.18802 | 0.16999 | 0.15969 | 0.14938 | 0.13135 | 0.11333 | 0.099159
Small Residential, Nighttime Charging | 0.26256 | 0.27766 | 0.29275 | 0.29275 | 0.29275 | 0.29275 | 0.29275 | 0.29275 | 0.29275 | 0.29275 | 0.29275 | 0.27766 | 0.26256 | 0.21005 | 0.15754 | 0.14966 | 0.14178 | 0.1229 | 0.10401 | 0.11442 | 0.12482 | 0.12713 | 0.12944 | 0.12713 | 0.12482 | 0.12019 | 0.11557 | 0.12713 | 0.13869 | 0.13175 | 0.12482 | 0.086609 | 0.048401 | 0.037328 | 0.026256 | 0.026256 | 0.026256 | 0.026256 | 0.026256 | 0.026256 | 0.026256 | 0.026256 | 0.026256 | 0.039384 | 0.052512 | 0.078768 | 0.10502 | 0.18379
Small Residential, Vehicle to Home / Vehicle to Grid - vehicle charging | 0.036917 | 0.033225 | 0.029534 | 0.025842 | 0.02215 | 0.019689 | 0.017228 | 0.014767 | 0.012306 | 0.011075 | 0.0098446 | 0.0088601 | 0.0078757 | 0.027052 | 0.046229 | 0.052007 | 0.057786 | 0.10507 | 0.15236 | 0.27933 | 0.4063 | 0.48249 | 0.55867 | 0.59676 | 0.63485 | 0.59676 | 0.55867 | 0.48249 | 0.4063 | 0.27933 | 0.15236 | 0.10038 | 0.048401 | 0.048401 | 0.048401 | 0.048401 | 0.048401 | 0.048401 | 0.048401 | 0.048401 | 0.048401 | 0.048401 | 0.048401 | 0.048401 | 0.048401 | 0.04389 | 0.039378 | 0.038148
Small Residential, Vehicle to Home - home energy system | -0.63077 | -0.50924 | -0.41981 | -0.42628 | -0.36031 | -0.37521 | -0.42868 | -0.41857 | -0.42642 | -0.44369 | -0.49088 | -0.47206 | -0.50495 | -0.44493 | -0.41954 | -0.35436 | -0.046712 | 0.38214 | 0.81762 | 1.1747 | 1.5815 | 1.9111 | 1.33 | 1.6656 | 1.6656 | 1.8202 | 1.348 | 1.3275 | 1.2338 | 1.0756 | 0.7897 | 0.66353 | 0.15231 | -0.041867 | -0.21005 | -0.40553 | -0.60243 | -0.63202 | -0.66721 | -0.67234 | -0.66818 | -0.69911 | -0.66361 | -0.66016 | -0.64825 | -0.68572 | -0.70772 | -0.66849
Tasmania
| 0:00 | 0:30 | 1:00 | 1:30 | 2:00 | 2:30 | 3:00 | 3:30 | 4:00 | 4:30 | 5:00 | 5:30 | 6:00 | 6:30 | 7:00 | 7:30 | 8:00 | 8:30 | 9:00 | 9:30 | 10:00 | 10:30 | 11:00 | 11:30 | 12:00 | 12:30 | 13:00 | 13:30 | 14:00 | 14:30 | 15:00 | 15:30 | 16:00 | 16:30 | 17:00 | 17:30 | 18:00 | 18:30 | 19:00 | 19:30 | 20:00 | 20:30 | 21:00 | 21:30 | 22:00 | 22:30 | 23:00 | 23:30
Bus, Convenience Charging | 1.1932 | 1.3921 | 1.591 | 1.6904 | 1.7898 | 1.7699 | 1.7501 | 1.7421 | 1.7342 | 1.7262 | 1.7182 | 1.7103 | 1.7023 | 1.6944 | 1.6864 | 1.2807 | 0.87503 | 0.83526 | 0.79548 | 0.69605 | 0.59661 | 0.49718 | 0.39774 | 0.34802 | 0.29831 | 0.28836 | 0.27842 | 0.39774 | 0.51706 | 0.50712 | 0.49718 | 0.47729 | 0.4574 | 0.42757 | 0.39774 | 0.34802 | 0.29831 | 0.24859 | 0.19887 | 0.24859 | 0.29831 | 0.44746 | 0.59661 | 0.69605 | 0.79548 | 0.89492 | 0.99435 | 1.0938
Bus, Daytime Charging | 1.1932 | 1.3921 | 1.591 | 1.6904 | 1.7898 | 1.7699 | 1.7501 | 1.7421 | 1.7341 | 1.7262 | 1.7182 | 0.98985 | 0.26147 | 0.20949 | 0.15751 | 0.1772 | 0.19689 | 0.35802 | 0.51914 | 0.95176 | 1.3844 | 1.644 | 1.9035 | 2.0333 | 2.1631 | 2.0333 | 1.9035 | 1.644 | 1.3844 | 0.95176 | 0.51914 | 0.34203 | 0.16491 | 0.16491 | 0.16491 | 0.16491 | 0.16491 | 0.16491 | 0.16491 | 0.16491 | 0.16491 | 0.16491 | 0.16491 | 0.16491 | 0.16491 | 0.14954 | 0.13417 | 0.6637
Bus, Highway Fast Charging | 0.52294 | 0.42786 | 0.33278 | 0.20601 | 0.079234 | 0.040409 | 0.0015847 | 0.032486 | 0.063387 | 0.24562 | 0.42786 | 0.68141 | 0.93496 | 1.0063 | 1.0776 | 1.1093 | 1.141 | 1.141 | 1.141 | 1.1172 | 1.0934 | 1.038 | 0.9825 | 0.95873 | 0.93496 | 0.93496 | 0.93496 | 0.95081 | 0.96665 | 1.0142 | 1.0617 | 1.1568 | 1.2519 | 1.4104 | 1.5688 | 1.5768 | 1.5847 | 1.5054 | 1.4262 | 1.347 | 1.2677 | 1.1568 | 1.0459 | 0.9825 | 0.91911 | 0.80819 | 0.69726 | 0.6101
Bus, Nighttime Charging | 0.82989 | 1.556 | 2.2822 | 2.2822 | 2.2822 | 2.2822 | 2.2822 | 2.2822 | 2.2822 | 2.2822 | 2.2822 | 1.7635 | 1.2448 | 1.2448 | 1.2448 | 1.2448 | 1.2448 | 1.1411 | 1.0374 | 0.93363 | 0.82989 | 0.53427 | 0.23864 | 0.20881 | 0.17898 | 0.17302 | 0.16705 | 0.23864 | 0.31024 | 0.30427 | 0.29831 | 0.28637 | 0.27444 | 0.25654 | 0.23864 | 0.20881 | 0.17898 | 0.14915 | 0.11932 | 0.14915 | 0.17898 | 0.26847 | 0.35797 | 0.41763 | 0.47729 | 0.53695 | 0.59661 | 0.71325
Articulated Truck, Convenience Charging | 8.4656 | 9.8765 | 11.2874 | 11.9929 | 12.6984 | 12.5573 | 12.4162 | 12.3597 | 12.3033 | 12.2469 | 12.1904 | 12.134 | 12.0776 | 12.0211 | 11.9647 | 9.0864 | 6.2081 | 5.9259 | 5.6437 | 4.9383 | 4.2328 | 3.5273 | 2.8219 | 2.4691 | 2.1164 | 2.0458 | 1.9753 | 2.8219 | 3.6684 | 3.5979 | 3.5273 | 3.3862 | 3.2451 | 3.0335 | 2.8219 | 2.4691 | 2.1164 | 1.7637 | 1.4109 | 1.7637 | 2.1164 | 3.1746 | 4.2328 | 4.9383 | 5.6437 | 6.3492 | 7.0546 | 7.7601
Articulated Truck, Daytime Charging | 5.9584 | 8.6229 | 11.2874 | 11.9929 | 12.6984 | 12.5573 | 12.4162 | 12.3597 | 12.3033 | 12.2469 | 12.1904 | 7.0508 | 1.9111 | 1.5312 | 1.1513 | 1.2952 | 1.4391 | 2.6169 | 3.7946 | 6.9568 | 10.1189 | 12.0162 | 13.9135 | 14.8622 | 15.8108 | 14.8622 | 13.9135 | 12.0162 | 10.1189 | 6.9568 | 3.7946 | 2.5 | 1.2054 | 1.2054 | 1.2054 | 1.2054 | 1.2054 | 1.2054 | 1.2054 | 1.2054 | 1.2054 | 1.2054 | 1.2054 | 1.2054 | 1.2054 | 1.0931 | 0.98071 | 3.4695
Articulated Truck, Highway Fast Charging | 3.7101 | 3.0356 | 2.361 | 1.4616 | 0.56214 | 0.28669 | 0.011243 | 0.23048 | 0.44971 | 1.7426 | 3.0356 | 4.8344 | 6.6333 | 7.1392 | 7.6451 | 7.87 | 8.0948 | 8.0948 | 8.0948 | 7.9262 | 7.7576 | 7.3641 | 6.9706 | 6.8019 | 6.6333 | 6.6333 | 6.6333 | 6.7457 | 6.8581 | 7.1954 | 7.5327 | 8.2073 | 8.8818 | 10.0061 | 11.1304 | 11.1866 | 11.2428 | 10.6807 | 10.1186 | 9.5564 | 8.9943 | 8.2073 | 7.4203 | 6.9706 | 6.5208 | 5.7338 | 4.9469 | 4.3285
Articulated Truck, Nighttime Charging | 5.8878 | 11.0397 | 16.1916 | 16.1916 | 16.1916 | 16.1916 | 16.1916 | 16.1916 | 16.1916 | 16.1916 | 16.1916 | 12.5117 | 8.8318 | 8.8318 | 8.8318 | 8.8318 | 8.8318 | 8.0958 | 7.3598 | 6.6238 | 5.8878 | 3.7905 | 1.6931 | 1.4815 | 1.2698 | 1.2275 | 1.1852 | 1.6931 | 2.2011 | 2.1587 | 2.1164 | 2.0317 | 1.9471 | 1.8201 | 1.6931 | 1.4815 | 1.2698 | 1.0582 | 0.84656 | 1.0582 | 1.2698 | 1.9048 | 2.5397 | 2.963 | 3.3862 | 3.8095 | 4.2328 | 5.0603
Large Light Commercial, Convenience Charging | 0.076323 | 0.071061 | 0.0658 | 0.057575 | 0.04935 | 0.042879 | 0.036408 | 0.038828 | 0.041248 | 0.045422 | 0.049596 | 0.05412 | 0.058645 | 0.10672 | 0.1548 | 0.20749 | 0.26018 | 0.32276 | 0.38534 | 0.41202 | 0.4387 | 0.45385 | 0.469 | 0.45977 | 0.45055 | 0.44396 | 0.43738 | 0.47163 | 0.50588 | 0.51971 | 0.53354 | 0.52564 | 0.51774 | 0.51643 | 0.51511 | 0.4924 | 0.46968 | 0.66102 | 0.85236 | 0.87938 | 0.90639 | 0.8717 | 0.83701 | 0.61021 | 0.38342 | 0.23755 | 0.091685 | 0.084004
Large Light Commercial, Daytime Charging | 0.076323 | 0.071061 | 0.0658 | 0.057575 | 0.04935 | 0.042879 | 0.036408 | 0.038828 | 0.041248 | 0.045422 | 0.049596 | 0.05412 | 0.058645 | 0.10672 | 0.1548 | 0.20749 | 0.26018 | 0.32276 | 0.38534 | 0.6789 | 0.97245 | 1.1548 | 1.3371 | 1.4283 | 1.5195 | 1.4283 | 1.3371 | 1.1548 | 0.97245 | 0.66856 | 0.36467 | 0.24026 | 0.11584 | 0.11584 | 0.11584 | 0.11584 | 0.11584 | 0.11584 | 0.11584 | 0.11584 | 0.11584 | 0.11584 | 0.11584 | 0.11584 | 0.11584 | 0.10505 | 0.094249 | 0.085286
Large Light Commercial, Highway Fast Charging | 0.20925 | 0.1712 | 0.13316 | 0.082431 | 0.031704 | 0.016169 | 0.00063408 | 0.012999 | 0.025363 | 0.098283 | 0.1712 | 0.27266 | 0.37411 | 0.40264 | 0.43118 | 0.44386 | 0.45654 | 0.45654 | 0.45654 | 0.44703 | 0.43752 | 0.41532 | 0.39313 | 0.38362 | 0.37411 | 0.37411 | 0.37411 | 0.38045 | 0.38679 | 0.40581 | 0.42484 | 0.46288 | 0.50093 | 0.56433 | 0.62774 | 0.63091 | 0.63408 | 0.60238 | 0.57068 | 0.53897 | 0.50727 | 0.46288 | 0.4185 | 0.39313 | 0.36777 | 0.32338 | 0.279 | 0.24412
Large Light Commercial, Nighttime Charging | 0.54281 | 0.57974 | 0.61666 | 0.61666 | 0.61666 | 0.61666 | 0.61666 | 0.61666 | 0.61666 | 0.61666 | 0.61666 | 0.5338 | 0.45094 | 0.45094 | 0.45094 | 0.35556 | 0.26018 | 0.32276 | 0.38534 | 0.41202 | 0.4387 | 0.45385 | 0.469 | 0.45977 | 0.45055 | 0.37396 | 0.29736 | 0.24681 | 0.19626 | 0.1629 | 0.12953 | 0.12761 | 0.1257 | 0.1257 | 0.1257 | 0.1257 | 0.1257 | 0.1257 | 0.1257 | 0.1257 | 0.1257 | 0.15204 | 0.17838 | 0.22298 | 0.26757 | 0.31217 | 0.35676 | 0.44979
Medium Light Commercial, Convenience Charging | 0.052073 | 0.048483 | 0.044894 | 0.039282 | 0.03367 | 0.029255 | 0.02484 | 0.026491 | 0.028142 | 0.03099 | 0.033838 | 0.036925 | 0.040012 | 0.072813 | 0.10561 | 0.14156 | 0.17751 | 0.22021 | 0.26291 | 0.28111 | 0.29931 | 0.30965 | 0.31998 | 0.31369 | 0.3074 | 0.30291 | 0.29841 | 0.32178 | 0.34515 | 0.35459 | 0.36402 | 0.35863 | 0.35324 | 0.35234 | 0.35145 | 0.33595 | 0.32045 | 0.451 | 0.58155 | 0.59997 | 0.6184 | 0.59474 | 0.57107 | 0.41633 | 0.2616 | 0.16208 | 0.062554 | 0.057314
Medium Light Commercial, Daytime Charging | 0.052073 | 0.048483 | 0.044894 | 0.039282 | 0.03367 | 0.029255 | 0.02484 | 0.026491 | 0.028142 | 0.03099 | 0.033838 | 0.036925 | 0.040012 | 0.072813 | 0.10561 | 0.14156 | 0.17752 | 0.22021 | 0.26291 | 0.46319 | 0.66348 | 0.78788 | 0.91228 | 0.97449 | 1.0367 | 0.97449 | 0.91228 | 0.78788 | 0.66348 | 0.45614 | 0.2488 | 0.16392 | 0.079037 | 0.079037 | 0.079037 | 0.079037 | 0.079037 | 0.079037 | 0.079037 | 0.079037 | 0.079037 | 0.079037 | 0.079037 | 0.079037 | 0.079037 | 0.07167 | 0.064303 | 0.058188
Medium Light Commercial, Highway Fast Charging | 0.14276 | 0.11681 | 0.09085 | 0.05624 | 0.021631 | 0.011032 | 0.00043262 | 0.0088687 | 0.017305 | 0.067056 | 0.11681 | 0.18603 | 0.25525 | 0.27471 | 0.29418 | 0.30283 | 0.31149 | 0.31149 | 0.31149 | 0.305 | 0.29851 | 0.28337 | 0.26822 | 0.26173 | 0.25525 | 0.25525 | 0.25525 | 0.25957 | 0.2639 | 0.27688 | 0.28985 | 0.31581 | 0.34177 | 0.38503 | 0.42829 | 0.43046 | 0.43262 | 0.41099 | 0.38936 | 0.36773 | 0.3461 | 0.31581 | 0.28553 | 0.26822 | 0.25092 | 0.22064 | 0.19035 | 0.16656
Medium Light Commercial, Nighttime Charging | 0.37035 | 0.39554 | 0.42073 | 0.42073 | 0.42073 | 0.42073 | 0.42073 | 0.42073 | 0.42073 | 0.42073 | 0.42073 | 0.3642 | 0.30767 | 0.30767 | 0.30767 | 0.24259 | 0.17752 | 0.22021 | 0.26291 | 0.28111 | 0.29931 | 0.30965 | 0.31998 | 0.31369 | 0.3074 | 0.25514 | 0.20288 | 0.16839 | 0.1339 | 0.11114 | 0.088376 | 0.087068 | 0.085759 | 0.085759 | 0.085759 | 0.085759 | 0.085759 | 0.085759 | 0.085759 | 0.085759 | 0.085759 | 0.10373 | 0.12171 | 0.15213 | 0.18256 | 0.21298 | 0.24341 | 0.30688
Small Light Commercial, Convenience Charging | 0.036374 | 0.033867 | 0.03136 | 0.02744 | 0.02352 | 0.020436 | 0.017351 | 0.018505 | 0.019658 | 0.021647 | 0.023637 | 0.025793 | 0.027949 | 0.050862 | 0.073774 | 0.098887 | 0.124 | 0.15382 | 0.18365 | 0.19636 | 0.20908 | 0.2163 | 0.22352 | 0.21912 | 0.21473 | 0.21159 | 0.20845 | 0.22477 | 0.2411 | 0.24769 | 0.25428 | 0.25051 | 0.24675 | 0.24612 | 0.2455 | 0.23467 | 0.22385 | 0.31504 | 0.40623 | 0.4191 | 0.43197 | 0.41544 | 0.39891 | 0.29082 | 0.18273 | 0.11321 | 0.043696 | 0.040035
Small Light Commercial, Daytime Charging | 0.036374 | 0.033867 | 0.03136 | 0.02744 | 0.02352 | 0.020436 | 0.017351 | 0.018505 | 0.019658 | 0.021647 | 0.023637 | 0.025793 | 0.027949 | 0.050862 | 0.073774 | 0.098887 | 0.124 | 0.15382 | 0.18365 | 0.32355 | 0.46346 | 0.55036 | 0.63726 | 0.68071 | 0.72416 | 0.68071 | 0.63726 | 0.55036 | 0.46346 | 0.31863 | 0.1738 | 0.1145 | 0.05521 | 0.05521 | 0.05521 | 0.05521 | 0.05521 | 0.05521 | 0.05521 | 0.05521 | 0.05521 | 0.05521 | 0.05521 | 0.05521 | 0.05521 | 0.050064 | 0.044918 | 0.040646
Small Light Commercial, Highway Fast Charging | 0.099725 | 0.081593 | 0.063461 | 0.039286 | 0.01511 | 0.007706 | 0.0003022 | 0.006195 | 0.012088 | 0.046841 | 0.081593 | 0.12994 | 0.1783 | 0.1919 | 0.20549 | 0.21154 | 0.21758 | 0.21758 | 0.21758 | 0.21305 | 0.20852 | 0.19794 | 0.18736 | 0.18283 | 0.1783 | 0.1783 | 0.1783 | 0.18132 | 0.18434 | 0.19341 | 0.20247 | 0.2206 | 0.23874 | 0.26896 | 0.29917 | 0.30069 | 0.3022 | 0.28709 | 0.27198 | 0.25687 | 0.24176 | 0.2206 | 0.19945 | 0.18736 | 0.17527 | 0.15412 | 0.13297 | 0.11635
Small Light Commercial, Nighttime Charging | 0.2587 | 0.2763 | 0.29389 | 0.29389 | 0.29389 | 0.29389 | 0.29389 | 0.29389 | 0.29389 | 0.29389 | 0.29389 | 0.2544 | 0.21491 | 0.21491 | 0.21491 | 0.16946 | 0.124 | 0.15382 | 0.18365 | 0.19636 | 0.20908 | 0.2163 | 0.22352 | 0.21912 | 0.21473 | 0.17822 | 0.14172 | 0.11763 | 0.093536 | 0.077635 | 0.061733 | 0.060819 | 0.059905 | 0.059905 | 0.059905 | 0.059905 | 0.059905 | 0.059905 | 0.059905 | 0.059905 | 0.059905 | 0.07246 | 0.085015 | 0.10627 | 0.12752 | 0.14878 | 0.17003 | 0.21436
Rigid Truck, Convenience Charging | 0.99632 | 1.1624 | 1.3284 | 1.4114 | 1.4945 | 1.4779 | 1.4613 | 1.4546 | 1.448 | 1.4413 | 1.4347 | 1.4281 | 1.4214 | 1.4148 | 1.4081 | 1.0694 | 0.73063 | 0.69742 | 0.66421 | 0.58118 | 0.49816 | 0.41513 | 0.33211 | 0.29059 | 0.24908 | 0.24078 | 0.23247 | 0.33211 | 0.43174 | 0.42343 | 0.41513 | 0.39853 | 0.38192 | 0.35701 | 0.33211 | 0.29059 | 0.24908 | 0.20757 | 0.16605 | 0.20757 | 0.24908 | 0.37362 | 0.49816 | 0.58118 | 0.66421 | 0.74724 | 0.83026 | 0.91329
Rigid Truck, Daytime Charging | 0.24908 | 0.29059 | 0.33211 | 0.35286 | 0.37362 | 0.36947 | 0.36532 | 0.36366 | 0.362 | 0.36033 | 0.35867 | 0.35701 | 0.35535 | 0.28471 | 0.21407 | 0.24083 | 0.26759 | 0.48657 | 0.70556 | 1.2935 | 1.8815 | 2.2343 | 2.587 | 2.7634 | 2.9398 | 2.7634 | 2.587 | 2.2343 | 1.8815 | 1.2935 | 0.70556 | 0.46485 | 0.22413 | 0.22413 | 0.22413 | 0.22413 | 0.22413 | 0.22413 | 0.22413 | 0.22413 | 0.22413 | 0.22413 | 0.22413 | 0.22413 | 0.22413 | 0.20324 | 0.18235 | 0.21571
Rigid Truck, Highway Fast Charging | 0.43665 | 0.35726 | 0.27787 | 0.17201 | 0.066159 | 0.033741 | 0.0013232 | 0.027125 | 0.052927 | 0.20509 | 0.35726 | 0.56896 | 0.78067 | 0.84022 | 0.89976 | 0.92622 | 0.95269 | 0.95269 | 0.95269 | 0.93284 | 0.91299 | 0.86668 | 0.82037 | 0.80052 | 0.78067 | 0.78067 | 0.78067 | 0.7939 | 0.80714 | 0.84683 | 0.88653 | 0.96592 | 1.0453 | 1.1776 | 1.3099 | 1.3166 | 1.3232 | 1.257 | 1.1909 | 1.1247 | 1.0585 | 0.96592 | 0.87329 | 0.82037 | 0.76744 | 0.67482 | 0.5822 | 0.50942
Rigid Truck, Nighttime Charging | 0.69294 | 1.2993 | 1.9056 | 1.9056 | 1.9056 | 1.9056 | 1.9056 | 1.9056 | 1.9056 | 1.9056 | 1.9056 | 1.4725 | 1.0394 | 1.0394 | 1.0394 | 1.0394 | 1.0394 | 0.9528 | 0.86618 | 0.77956 | 0.69294 | 0.4461 | 0.19926 | 0.17436 | 0.14945 | 0.14447 | 0.13948 | 0.19926 | 0.25904 | 0.25406 | 0.24908 | 0.23912 | 0.22915 | 0.21421 | 0.19926 | 0.17436 | 0.14945 | 0.12454 | 0.099632 | 0.12454 | 0.14945 | 0.22417 | 0.29889 | 0.34871 | 0.39853 | 0.44834 | 0.49816 | 0.59555
Large Residential, Convenience Charging | 0.073392 | 0.066053 | 0.058714 | 0.051375 | 0.044035 | 0.039143 | 0.03425 | 0.029357 | 0.024464 | 0.022018 | 0.019571 | 0.017614 | 0.015657 | 0.053781 | 0.091904 | 0.10339 | 0.11488 | 0.16083 | 0.20678 | 0.22746 | 0.24814 | 0.25274 | 0.25733 | 0.25274 | 0.24814 | 0.23895 | 0.22976 | 0.25274 | 0.27571 | 0.26193 | 0.24814 | 0.26193 | 0.27571 | 0.29869 | 0.32166 | 0.35613 | 0.39059 | 0.69058 | 0.99057 | 1.0613 | 1.1321 | 1.1085 | 1.0849 | 0.77681 | 0.46871 | 0.2735 | 0.078285 | 0.075839
Large Residential, Daytime Charging | 0.073393 | 0.066053 | 0.058714 | 0.051375 | 0.044035 | 0.039143 | 0.03425 | 0.029357 | 0.024464 | 0.022018 | 0.019571 | 0.017614 | 0.015657 | 0.053781 | 0.091904 | 0.10339 | 0.11488 | 0.20889 | 0.3029 | 0.55532 | 0.80775 | 0.9592 | 1.1107 | 1.1864 | 1.2621 | 1.1864 | 1.1107 | 0.9592 | 0.80775 | 0.55532 | 0.3029 | 0.19956 | 0.096223 | 0.096223 | 0.096223 | 0.096223 | 0.096223 | 0.096223 | 0.096223 | 0.096223 | 0.096223 | 0.096223 | 0.096223 | 0.096223 | 0.096223 | 0.087254 | 0.078285 | 0.075839
Large Residential, Highway Fast Charging | 0.16897 | 0.13825 | 0.10753 | 0.066564 | 0.025602 | 0.013057 | 0.00051203 | 0.010497 | 0.020481 | 0.079365 | 0.13825 | 0.22017 | 0.3021 | 0.32514 | 0.34818 | 0.35842 | 0.36866 | 0.36866 | 0.36866 | 0.36098 | 0.3533 | 0.33538 | 0.31746 | 0.30978 | 0.3021 | 0.3021 | 0.3021 | 0.30722 | 0.31234 | 0.3277 | 0.34306 | 0.37378 | 0.4045 | 0.45571 | 0.50691 | 0.50947 | 0.51203 | 0.48643 | 0.46083 | 0.43523 | 0.40963 | 0.37378 | 0.33794 | 0.31746 | 0.29698 | 0.26114 | 0.22529 | 0.19713
Large Residential, Nighttime Charging | 0.52197 | 0.55199 | 0.582 | 0.582 | 0.582 | 0.582 | 0.582 | 0.582 | 0.582 | 0.582 | 0.582 | 0.55199 | 0.52197 | 0.41758 | 0.31319 | 0.29753 | 0.28187 | 0.24433 | 0.20678 | 0.22746 | 0.24814 | 0.25274 | 0.25733 | 0.25274 | 0.24814 | 0.23895 | 0.22976 | 0.25274 | 0.27571 | 0.26193 | 0.24814 | 0.17218 | 0.096223 | 0.07421 | 0.052197 | 0.052197 | 0.052197 | 0.052197 | 0.052197 | 0.052197 | 0.052197 | 0.052197 | 0.052197 | 0.078296 | 0.1044 | 0.15659 | 0.20879 | 0.36538
Large Residential, Vehicle to Home / Vehicle to Grid - vehicle charging | 0.073392 | 0.066053 | 0.058714 | 0.051375 | 0.044036 | 0.039143 | 0.03425 | 0.029357 | 0.024464 | 0.022018 | 0.019571 | 0.017614 | 0.015657 | 0.053781 | 0.091904 | 0.10339 | 0.11488 | 0.20889 | 0.3029 | 0.55533 | 0.80775 | 0.9592 | 1.1107 | 1.1864 | 1.2621 | 1.1864 | 1.1107 | 0.9592 | 0.80775 | 0.55533 | 0.3029 | 0.19956 | 0.096223 | 0.096223 | 0.096223 | 0.096223 | 0.096223 | 0.096223 | 0.096223 | 0.096223 | 0.096223 | 0.096223 | 0.096223 | 0.096223 | 0.096223 | 0.087254 | 0.078285 | 0.075839
Large Residential, Vehicle to Home - home energy system | -0.76096 | -0.64999 | -0.56598 | -0.61629 | -0.53269 | -0.56926 | -0.59888 | -0.59778 | -0.62961 | -0.66893 | -0.76529 | -0.7537 | -0.84015 | -0.75389 | -0.72708 | -0.62471 | -0.39874 | 0.29206 | 1.0005 | 1.9898 | 2.8264 | 2.6628 | 3.3123 | 3.3606 | 2.9213 | 2.8316 | 2.0406 | 1.7885 | 1.0741 | 0.66562 | 0.52757 | 0.1161 | -0.17065 | -0.23583 | -0.3041 | -0.57272 | -0.84808 | -0.88911 | -0.93448 | -0.92478 | -0.89066 | -0.91726 | -0.86628 | -0.84694 | -0.81981 | -0.86011 | -0.89691 | -0.86654
Medium Residential, Convenience Charging | 0.050348 | 0.045313 | 0.040278 | 0.035243 | 0.030209 | 0.026852 | 0.023496 | 0.020139 | 0.016783 | 0.015104 | 0.013426 | 0.012083 | 0.010741 | 0.036894 | 0.063047 | 0.070928 | 0.078808 | 0.11033 | 0.14186 | 0.15604 | 0.17023 | 0.17338 | 0.17653 | 0.17338 | 0.17023 | 0.16392 | 0.15762 | 0.17338 | 0.18914 | 0.17968 | 0.17023 | 0.17968 | 0.18914 | 0.2049 | 0.22066 | 0.24431 | 0.26795 | 0.47374 | 0.67954 | 0.72808 | 0.77662 | 0.76044 | 0.74426 | 0.5329 | 0.32154 | 0.18762 | 0.053704 | 0.052026
Medium Residential, Daytime Charging | 0.050348 | 0.045313 | 0.040278 | 0.035243 | 0.030209 | 0.026852 | 0.023496 | 0.020139 | 0.016783 | 0.015104 | 0.013426 | 0.012083 | 0.010741 | 0.036894 | 0.063047 | 0.070928 | 0.078808 | 0.1433 | 0.20779 | 0.38096 | 0.55412 | 0.65802 | 0.76191 | 0.81386 | 0.86581 | 0.81386 | 0.76191 | 0.65802 | 0.55412 | 0.38096 | 0.20779 | 0.1369 | 0.066009 | 0.066009 | 0.066009 | 0.066009 | 0.066009 | 0.066009 | 0.066009 | 0.066009 | 0.066009 | 0.066009 | 0.066009 | 0.066009 | 0.066009 | 0.059857 | 0.053704 | 0.052026
Medium Residential, Highway Fast Charging | 0.11591 | 0.094839 | 0.073764 | 0.045663 | 0.017563 | 0.008957 | 0.00035126 | 0.0072008 | 0.01405 | 0.054445 | 0.094839 | 0.15104 | 0.20724 | 0.22305 | 0.23885 | 0.24588 | 0.2529 | 0.2529 | 0.2529 | 0.24764 | 0.24237 | 0.23007 | 0.21778 | 0.21251 | 0.20724 | 0.20724 | 0.20724 | 0.21075 | 0.21427 | 0.2248 | 0.23534 | 0.25642 | 0.27749 | 0.31262 | 0.34774 | 0.3495 | 0.35126 | 0.33369 | 0.31613 | 0.29857 | 0.28101 | 0.25642 | 0.23183 | 0.21778 | 0.20373 | 0.17914 | 0.15455 | 0.13523
Medium Residential, Nighttime Charging | 0.35808 | 0.37867 | 0.39926 | 0.39926 | 0.39926 | 0.39926 | 0.39926 | 0.39926 | 0.39926 | 0.39926 | 0.39926 | 0.37867 | 0.35808 | 0.28646 | 0.21485 | 0.2041 | 0.19336 | 0.16761 | 0.14186 | 0.15604 | 0.17023 | 0.17338 | 0.17653 | 0.17338 | 0.17023 | 0.16392 | 0.15762 | 0.17338 | 0.18914 | 0.17968 | 0.17023 | 0.11812 | 0.066009 | 0.050909 | 0.035808 | 0.035808 | 0.035808 | 0.035808 | 0.035808 | 0.035808 | 0.035808 | 0.035808 | 0.035808 | 0.053712 | 0.071616 | 0.10742 | 0.14323 | 0.25065
Medium Residential, Vehicle to Home / Vehicle to Grid - vehicle charging | 0.050348 | 0.045313 | 0.040278 | 0.035243 | 0.030209 | 0.026852 | 0.023496 | 0.020139 | 0.016783 | 0.015104 | 0.013426 | 0.012083 | 0.010741 | 0.036894 | 0.063047 | 0.070928 | 0.078808 | 0.1433 | 0.20779 | 0.38096 | 0.55412 | 0.65802 | 0.76191 | 0.81386 | 0.86581 | 0.81386 | 0.76191 | 0.65802 | 0.55412 | 0.38096 | 0.20779 | 0.1369 | 0.066009 | 0.066009 | 0.066009 | 0.066009 | 0.066009 | 0.066009 | 0.066009 | 0.066009 | 0.066009 | 0.066009 | 0.066009 | 0.066009 | 0.066009 | 0.059857 | 0.053704 | 0.052026
Medium Residential, Vehicle to Home - home energy system | -0.76096 | -0.64999 | -0.56598 | -0.61629 | -0.53269 | -0.56927 | -0.59888 | -0.59778 | -0.62961 | -0.66893 | -0.76529 | -0.7537 | -0.84015 | -0.75389 | -0.72708 | -0.62471 | -0.39874 | 0.29206 | 1.0005 | 1.9898 | 2.8264 | 2.6628 | 3.3123 | 3.3606 | 2.9213 | 2.8316 | 2.0406 | 1.7885 | 1.0741 | 0.66562 | 0.52757 | 0.1161 | -0.17065 | -0.23583 | -0.3041 | -0.57272 | -0.84808 | -0.88911 | -0.93448 | -0.92478 | -0.89066 | -0.91726 | -0.86628 | -0.84694 | -0.81981 | -0.86011 | -0.89691 | -0.86654
Small Residential, Convenience Charging | 0.034866 | 0.03138 | 0.027893 | 0.024406 | 0.02092 | 0.018595 | 0.016271 | 0.013946 | 0.011622 | 0.01046 | 0.0092977 | 0.0083679 | 0.0074381 | 0.025549 | 0.04366 | 0.049118 | 0.054575 | 0.076406 | 0.098236 | 0.10806 | 0.11788 | 0.12007 | 0.12225 | 0.12007 | 0.11788 | 0.11352 | 0.10915 | 0.12007 | 0.13098 | 0.12443 | 0.11788 | 0.12443 | 0.13098 | 0.1419 | 0.15281 | 0.16918 | 0.18556 | 0.32807 | 0.47059 | 0.5042 | 0.53781 | 0.52661 | 0.5154 | 0.36904 | 0.22267 | 0.12993 | 0.037191 | 0.036028
Small Residential, Daytime Charging | 0.034866 | 0.03138 | 0.027893 | 0.024406 | 0.02092 | 0.018595 | 0.016271 | 0.013946 | 0.011622 | 0.01046 | 0.0092976 | 0.0083679 | 0.0074381 | 0.025549 | 0.04366 | 0.049118 | 0.054575 | 0.099237 | 0.1439 | 0.26382 | 0.38373 | 0.45568 | 0.52763 | 0.56361 | 0.59958 | 0.56361 | 0.52763 | 0.45568 | 0.38373 | 0.26382 | 0.1439 | 0.094806 | 0.045712 | 0.045712 | 0.045712 | 0.045712 | 0.045712 | 0.045712 | 0.045712 | 0.045712 | 0.045712 | 0.045712 | 0.045712 | 0.045712 | 0.045712 | 0.041451 | 0.037191 | 0.036028
Small Residential, Highway Fast Charging | 0.080272 | 0.065677 | 0.051082 | 0.031622 | 0.012162 | 0.0062028 | 0.00024325 | 0.0049866 | 0.0097299 | 0.037703 | 0.065677 | 0.1046 | 0.14352 | 0.15446 | 0.16541 | 0.17027 | 0.17514 | 0.17514 | 0.17514 | 0.17149 | 0.16784 | 0.15933 | 0.15081 | 0.14717 | 0.14352 | 0.14352 | 0.14352 | 0.14595 | 0.14838 | 0.15568 | 0.16298 | 0.17757 | 0.19217 | 0.21649 | 0.24082 | 0.24203 | 0.24325 | 0.23109 | 0.21892 | 0.20676 | 0.1946 | 0.17757 | 0.16054 | 0.15081 | 0.14108 | 0.12406 | 0.10703 | 0.093651
Small Residential, Nighttime Charging | 0.24797 | 0.26223 | 0.27649 | 0.27649 | 0.27649 | 0.27649 | 0.27649 | 0.27649 | 0.27649 | 0.27649 | 0.27649 | 0.26223 | 0.24797 | 0.19838 | 0.14878 | 0.14134 | 0.1339 | 0.11607 | 0.098236 | 0.10806 | 0.11788 | 0.12007 | 0.12225 | 0.12007 | 0.11788 | 0.11352 | 0.10915 | 0.12007 | 0.13098 | 0.12443 | 0.11788 | 0.081798 | 0.045712 | 0.035255 | 0.024797 | 0.024797 | 0.024797 | 0.024797 | 0.024797 | 0.024797 | 0.024797 | 0.024797 | 0.024797 | 0.037196 | 0.049594 | 0.074392 | 0.099189 | 0.17358
Small Residential, Vehicle to Home / Vehicle to Grid - vehicle charging | 0.034866 | 0.03138 | 0.027893 | 0.024406 | 0.02092 | 0.018595 | 0.016271 | 0.013946 | 0.011622 | 0.01046 | 0.0092977 | 0.0083679 | 0.0074381 | 0.025549 | 0.04366 | 0.049118 | 0.054575 | 0.099237 | 0.1439 | 0.26382 | 0.38373 | 0.45568 | 0.52763 | 0.56361 | 0.59958 | 0.56361 | 0.52763 | 0.45568 | 0.38373 | 0.26382 | 0.1439 | 0.094806 | 0.045712 | 0.045712 | 0.045712 | 0.045712 | 0.045712 | 0.045712 | 0.045712 | 0.045712 | 0.045712 | 0.045712 | 0.045712 | 0.045712 | 0.045712 | 0.041451 | 0.037191 | 0.036028
Small Residential, Vehicle to Home - home energy system | -0.76096 | -0.64999 | -0.56598 | -0.61629 | -0.53269 | -0.56926 | -0.59888 | -0.59778 | -0.62961 | -0.66893 | -0.76529 | -0.7537 | -0.84015 | -0.75389 | -0.72708 | -0.62471 | -0.39874 | 0.29206 | 1.0005 | 1.9898 | 2.8264 | 2.6628 | 3.3123 | 3.3606 | 2.9213 | 2.8316 | 2.0406 | 1.7885 | 1.0741 | 0.66562 | 0.52757 | 0.1161 | -0.17065 | -0.23583 | -0.3041 | -0.57272 | -0.84808 | -0.88911 | -0.93448 | -0.92478 | -0.89066 | -0.91726 | -0.86628 | -0.84694 | -0.81981 | -0.86011 | -0.89691 | -0.86654
Victoria
| 0:00 | 0:30 | 1:00 | 1:30 | 2:00 | 2:30 | 3:00 | 3:30 | 4:00 | 4:30 | 5:00 | 5:30 | 6:00 | 6:30 | 7:00 | 7:30 | 8:00 | 8:30 | 9:00 | 9:30 | 10:00 | 10:30 | 11:00 | 11:30 | 12:00 | 12:30 | 13:00 | 13:30 | 14:00 | 14:30 | 15:00 | 15:30 | 16:00 | 16:30 | 17:00 | 17:30 | 18:00 | 18:30 | 19:00 | 19:30 | 20:00 | 20:30 | 21:00 | 21:30 | 22:00 | 22:30 | 23:00 | 23:30
Bus, Convenience Charging | 1.7627 | 2.0565 | 2.3503 | 2.4972 | 2.6441 | 2.6147 | 2.5853 | 2.5736 | 2.5618 | 2.5501 | 2.5383 | 2.5266 | 2.5148 | 2.5031 | 2.4913 | 1.892 | 1.2927 | 1.2339 | 1.1751 | 1.0283 | 0.88136 | 0.73446 | 0.58757 | 0.51413 | 0.44068 | 0.42599 | 0.4113 | 0.58757 | 0.76384 | 0.74915 | 0.73446 | 0.70509 | 0.67571 | 0.63164 | 0.58757 | 0.51413 | 0.44068 | 0.36723 | 0.29379 | 0.36723 | 0.44068 | 0.66102 | 0.88136 | 1.0283 | 1.1751 | 1.322 | 1.4689 | 1.6158
Bus, Daytime Charging | 1.7627 | 2.0565 | 2.3503 | 2.4972 | 2.6441 | 2.6147 | 2.5853 | 2.5736 | 2.5618 | 2.5501 | 2.5383 | 1.4623 | 0.38626 | 0.30947 | 0.23269 | 0.26178 | 0.29086 | 0.52889 | 0.76692 | 1.406 | 2.0451 | 2.4286 | 2.812 | 3.0038 | 3.1955 | 3.0038 | 2.812 | 2.4286 | 2.0451 | 1.406 | 0.76692 | 0.50527 | 0.24362 | 0.24362 | 0.24362 | 0.24362 | 0.24362 | 0.24362 | 0.24362 | 0.24362 | 0.24362 | 0.24362 | 0.24362 | 0.24362 | 0.24362 | 0.22092 | 0.19821 | 0.98046
Bus, Highway Fast Charging | 0.77253 | 0.63207 | 0.49161 | 0.30433 | 0.11705 | 0.059695 | 0.002341 | 0.047991 | 0.09364 | 0.36285 | 0.63207 | 1.0066 | 1.3812 | 1.4865 | 1.5919 | 1.6387 | 1.6855 | 1.6855 | 1.6855 | 1.6504 | 1.6153 | 1.5334 | 1.4514 | 1.4163 | 1.3812 | 1.3812 | 1.3812 | 1.4046 | 1.428 | 1.4982 | 1.5685 | 1.7089 | 1.8494 | 2.0835 | 2.3176 | 2.3293 | 2.341 | 2.2239 | 2.1069 | 1.9898 | 1.8728 | 1.7089 | 1.5451 | 1.4514 | 1.3578 | 1.1939 | 1.03 | 0.90128
Bus, Nighttime Charging | 1.226 | 2.2987 | 3.3714 | 3.3714 | 3.3714 | 3.3714 | 3.3714 | 3.3714 | 3.3714 | 3.3714 | 3.3714 | 2.6052 | 1.839 | 1.839 | 1.839 | 1.839 | 1.839 | 1.6857 | 1.5325 | 1.3792 | 1.226 | 0.78926 | 0.35254 | 0.30848 | 0.26441 | 0.25559 | 0.24678 | 0.35254 | 0.45831 | 0.44949 | 0.44068 | 0.42305 | 0.40542 | 0.37898 | 0.35254 | 0.30848 | 0.26441 | 0.22034 | 0.17627 | 0.22034 | 0.26441 | 0.39661 | 0.52881 | 0.61695 | 0.70509 | 0.79322 | 0.88136 | 1.0537
Articulated Truck, Convenience Charging | 8.5794 | 10.0093 | 11.4392 | 12.1541 | 12.869 | 12.7261 | 12.5831 | 12.5259 | 12.4687 | 12.4115 | 12.3543 | 12.2971 | 12.2399 | 12.1827 | 12.1255 | 9.2085 | 6.2915 | 6.0056 | 5.7196 | 5.0046 | 4.2897 | 3.5747 | 2.8598 | 2.5023 | 2.1448 | 2.0733 | 2.0019 | 2.8598 | 3.7177 | 3.6462 | 3.5747 | 3.4317 | 3.2888 | 3.0743 | 2.8598 | 2.5023 | 2.1448 | 1.7874 | 1.4299 | 1.7874 | 2.1448 | 3.2173 | 4.2897 | 5.0046 | 5.7196 | 6.4345 | 7.1495 | 7.8644
Articulated Truck, Daytime Charging | 6.0384 | 8.7388 | 11.4392 | 12.1541 | 12.869 | 12.7261 | 12.5831 | 12.5259 | 12.4687 | 12.4115 | 12.3543 | 7.1456 | 1.9368 | 1.5518 | 1.1668 | 1.3126 | 1.4585 | 2.652 | 3.8456 | 7.0503 | 10.2549 | 12.1777 | 14.1006 | 15.062 | 16.0234 | 15.062 | 14.1006 | 12.1777 | 10.2549 | 7.0503 | 3.8456 | 2.5336 | 1.2216 | 1.2216 | 1.2216 | 1.2216 | 1.2216 | 1.2216 | 1.2216 | 1.2216 | 1.2216 | 1.2216 | 1.2216 | 1.2216 | 1.2216 | 1.1078 | 0.99389 | 3.5162
Articulated Truck, Highway Fast Charging | 3.76 | 3.0764 | 2.3927 | 1.4812 | 0.5697 | 0.29055 | 0.011394 | 0.23358 | 0.45576 | 1.7661 | 3.0764 | 4.8994 | 6.7224 | 7.2352 | 7.7479 | 7.9758 | 8.2036 | 8.2036 | 8.2036 | 8.0327 | 7.8618 | 7.463 | 7.0643 | 6.8933 | 6.7224 | 6.7224 | 6.7224 | 6.8364 | 6.9503 | 7.2921 | 7.634 | 8.3176 | 9.0012 | 10.1406 | 11.28 | 11.337 | 11.394 | 10.8243 | 10.2546 | 9.6849 | 9.1152 | 8.3176 | 7.52 | 7.0643 | 6.6085 | 5.8109 | 5.0133 | 4.3867
Articulated Truck, Nighttime Charging | 5.967 | 11.1881 | 16.4092 | 16.4092 | 16.4092 | 16.4092 | 16.4092 | 16.4092 | 16.4092 | 16.4092 | 16.4092 | 12.6798 | 8.9505 | 8.9505 | 8.9505 | 8.9505 | 8.9505 | 8.2046 | 7.4587 | 6.7129 | 5.967 | 3.8414 | 1.7159 | 1.5014 | 1.2869 | 1.244 | 1.2011 | 1.7159 | 2.2306 | 2.1877 | 2.1448 | 2.059 | 1.9733 | 1.8446 | 1.7159 | 1.5014 | 1.2869 | 1.0724 | 0.85794 | 1.0724 | 1.2869 | 1.9304 | 2.5738 | 3.0028 | 3.4317 | 3.8607 | 4.2897 | 5.1283
Large Light Commercial, Convenience Charging | 0.095999 | 0.089382 | 0.082764 | 0.072419 | 0.062073 | 0.053933 | 0.045794 | 0.048838 | 0.051882 | 0.057132 | 0.062382 | 0.068073 | 0.073764 | 0.13423 | 0.1947 | 0.26098 | 0.32726 | 0.40597 | 0.48469 | 0.51824 | 0.5518 | 0.57085 | 0.58991 | 0.57831 | 0.56671 | 0.55842 | 0.55014 | 0.59322 | 0.63631 | 0.6537 | 0.67109 | 0.66115 | 0.65122 | 0.64957 | 0.64792 | 0.61934 | 0.59077 | 0.83144 | 1.0721 | 1.1061 | 1.1401 | 1.0964 | 1.0528 | 0.76753 | 0.48227 | 0.2988 | 0.11532 | 0.10566
Large Light Commercial, Daytime Charging | 0.095999 | 0.089382 | 0.082764 | 0.072419 | 0.062073 | 0.053934 | 0.045794 | 0.048838 | 0.051882 | 0.057132 | 0.062382 | 0.068073 | 0.073764 | 0.13423 | 0.1947 | 0.26098 | 0.32726 | 0.40597 | 0.48469 | 0.85392 | 1.2232 | 1.4525 | 1.6819 | 1.7965 | 1.9112 | 1.7965 | 1.6819 | 1.4525 | 1.2232 | 0.84093 | 0.45869 | 0.3022 | 0.14571 | 0.14571 | 0.14571 | 0.14571 | 0.14571 | 0.14571 | 0.14571 | 0.14571 | 0.14571 | 0.14571 | 0.14571 | 0.14571 | 0.14571 | 0.13213 | 0.11855 | 0.10727
Large Light Commercial, Highway Fast Charging | 0.26319 | 0.21534 | 0.16749 | 0.10368 | 0.039878 | 0.020338 | 0.00079756 | 0.01635 | 0.031902 | 0.12362 | 0.21534 | 0.34295 | 0.47056 | 0.50645 | 0.54234 | 0.55829 | 0.57424 | 0.57424 | 0.57424 | 0.56228 | 0.55032 | 0.5224 | 0.49449 | 0.48252 | 0.47056 | 0.47056 | 0.47056 | 0.47853 | 0.48651 | 0.51044 | 0.53436 | 0.58222 | 0.63007 | 0.70983 | 0.78958 | 0.79357 | 0.79756 | 0.75768 | 0.7178 | 0.67792 | 0.63805 | 0.58222 | 0.52639 | 0.49449 | 0.46258 | 0.40675 | 0.35093 | 0.30706
Large Light Commercial, Nighttime Charging | 0.68276 | 0.7292 | 0.77565 | 0.77565 | 0.77565 | 0.77565 | 0.77565 | 0.77565 | 0.77565 | 0.77565 | 0.77565 | 0.67142 | 0.5672 | 0.5672 | 0.5672 | 0.44723 | 0.32726 | 0.40597 | 0.48469 | 0.51824 | 0.5518 | 0.57085 | 0.58991 | 0.57831 | 0.56671 | 0.47037 | 0.37403 | 0.31044 | 0.24686 | 0.20489 | 0.16293 | 0.16051 | 0.1581 | 0.1581 | 0.1581 | 0.1581 | 0.1581 | 0.1581 | 0.1581 | 0.1581 | 0.1581 | 0.19124 | 0.22437 | 0.28046 | 0.33656 | 0.39265 | 0.44874 | 0.56575
Medium Light Commercial, Convenience Charging | 0.065498 | 0.060983 | 0.056468 | 0.049409 | 0.042351 | 0.036797 | 0.031244 | 0.033321 | 0.035398 | 0.03898 | 0.042562 | 0.046445 | 0.050327 | 0.091585 | 0.13284 | 0.17806 | 0.22328 | 0.27698 | 0.33069 | 0.35358 | 0.37648 | 0.38948 | 0.40248 | 0.39457 | 0.38665 | 0.381 | 0.37534 | 0.40474 | 0.43414 | 0.446 | 0.45787 | 0.45109 | 0.44431 | 0.44318 | 0.44206 | 0.42256 | 0.40307 | 0.56727 | 0.73148 | 0.75466 | 0.77784 | 0.74807 | 0.7183 | 0.52367 | 0.32904 | 0.20386 | 0.078682 | 0.07209
Medium Light Commercial, Daytime Charging | 0.065498 | 0.060983 | 0.056468 | 0.049409 | 0.042351 | 0.036797 | 0.031244 | 0.033321 | 0.035398 | 0.03898 | 0.042562 | 0.046445 | 0.050327 | 0.091585 | 0.13284 | 0.17806 | 0.22328 | 0.27698 | 0.33069 | 0.58261 | 0.83453 | 0.99101 | 1.1475 | 1.2257 | 1.304 | 1.2257 | 1.1475 | 0.99101 | 0.83453 | 0.57374 | 0.31295 | 0.20618 | 0.099414 | 0.099414 | 0.099414 | 0.099414 | 0.099414 | 0.099414 | 0.099414 | 0.099414 | 0.099414 | 0.099414 | 0.099414 | 0.099414 | 0.099414 | 0.090148 | 0.080882 | 0.07319
Medium Light Commercial, Highway Fast Charging | 0.17957 | 0.14692 | 0.11427 | 0.07074 | 0.027208 | 0.013876 | 0.00054415 | 0.011155 | 0.021766 | 0.084344 | 0.14692 | 0.23399 | 0.32105 | 0.34554 | 0.37002 | 0.38091 | 0.39179 | 0.39179 | 0.39179 | 0.38363 | 0.37547 | 0.35642 | 0.33738 | 0.32921 | 0.32105 | 0.32105 | 0.32105 | 0.32649 | 0.33193 | 0.34826 | 0.36458 | 0.39723 | 0.42988 | 0.4843 | 0.53871 | 0.54143 | 0.54415 | 0.51695 | 0.48974 | 0.46253 | 0.43532 | 0.39723 | 0.35914 | 0.33738 | 0.31561 | 0.27752 | 0.23943 | 0.2095
Medium Light Commercial, Nighttime Charging | 0.46583 | 0.49752 | 0.5292 | 0.5292 | 0.5292 | 0.5292 | 0.5292 | 0.5292 | 0.5292 | 0.5292 | 0.5292 | 0.45809 | 0.38699 | 0.38699 | 0.38699 | 0.30513 | 0.22328 | 0.27698 | 0.33069 | 0.35358 | 0.37648 | 0.38948 | 0.40248 | 0.39457 | 0.38665 | 0.32092 | 0.25519 | 0.21181 | 0.16843 | 0.13979 | 0.11116 | 0.10951 | 0.10787 | 0.10787 | 0.10787 | 0.10787 | 0.10787 | 0.10787 | 0.10787 | 0.10787 | 0.10787 | 0.13048 | 0.15308 | 0.19135 | 0.22962 | 0.26789 | 0.30617 | 0.386
Small Light Commercial, Convenience Charging | 0.045752 | 0.042598 | 0.039444 | 0.034514 | 0.029583 | 0.025704 | 0.021825 | 0.023276 | 0.024726 | 0.027228 | 0.029731 | 0.032443 | 0.035155 | 0.063975 | 0.092794 | 0.12438 | 0.15597 | 0.19348 | 0.231 | 0.24699 | 0.26298 | 0.27206 | 0.28114 | 0.27562 | 0.27009 | 0.26614 | 0.26219 | 0.28272 | 0.30326 | 0.31155 | 0.31983 | 0.3151 | 0.31036 | 0.30958 | 0.30879 | 0.29517 | 0.28156 | 0.39626 | 0.51096 | 0.52715 | 0.54334 | 0.52255 | 0.50175 | 0.3658 | 0.22984 | 0.1424 | 0.054962 | 0.050357
Small Light Commercial, Daytime Charging | 0.045752 | 0.042598 | 0.039444 | 0.034514 | 0.029583 | 0.025704 | 0.021825 | 0.023276 | 0.024726 | 0.027228 | 0.029731 | 0.032443 | 0.035155 | 0.063975 | 0.092794 | 0.12438 | 0.15597 | 0.19348 | 0.231 | 0.40697 | 0.58295 | 0.69225 | 0.80155 | 0.8562 | 0.91085 | 0.8562 | 0.80155 | 0.69225 | 0.58295 | 0.40078 | 0.2186 | 0.14402 | 0.069443 | 0.069443 | 0.069443 | 0.069443 | 0.069443 | 0.069443 | 0.069443 | 0.069443 | 0.069443 | 0.069443 | 0.069443 | 0.069443 | 0.069443 | 0.062971 | 0.056498 | 0.051125
Small Light Commercial, Highway Fast Charging | 0.12544 | 0.10263 | 0.079823 | 0.049414 | 0.019005 | 0.0096927 | 0.00038011 | 0.0077922 | 0.015204 | 0.058917 | 0.10263 | 0.16345 | 0.22426 | 0.24137 | 0.25847 | 0.26608 | 0.27368 | 0.27368 | 0.27368 | 0.26798 | 0.26227 | 0.24897 | 0.23567 | 0.22996 | 0.22426 | 0.22426 | 0.22426 | 0.22806 | 0.23187 | 0.24327 | 0.25467 | 0.27748 | 0.30028 | 0.3383 | 0.37631 | 0.37821 | 0.38011 | 0.3611 | 0.3421 | 0.32309 | 0.30409 | 0.27748 | 0.25087 | 0.23567 | 0.22046 | 0.19385 | 0.16725 | 0.14634
Small Light Commercial, Nighttime Charging | 0.32539 | 0.34753 | 0.36966 | 0.36966 | 0.36966 | 0.36966 | 0.36966 | 0.36966 | 0.36966 | 0.36966 | 0.36966 | 0.31999 | 0.27032 | 0.27032 | 0.27032 | 0.21314 | 0.15597 | 0.19348 | 0.231 | 0.24699 | 0.26298 | 0.27206 | 0.28114 | 0.27562 | 0.27009 | 0.22417 | 0.17826 | 0.14795 | 0.11765 | 0.09765 | 0.077649 | 0.076499 | 0.07535 | 0.07535 | 0.07535 | 0.07535 | 0.07535 | 0.07535 | 0.07535 | 0.07535 | 0.07535 | 0.091141 | 0.10693 | 0.13367 | 0.1604 | 0.18713 | 0.21387 | 0.26963
Rigid Truck, Convenience Charging | 1.3795 | 1.6094 | 1.8394 | 1.9543 | 2.0693 | 2.0463 | 2.0233 | 2.0141 | 2.0049 | 1.9957 | 1.9865 | 1.9773 | 1.9681 | 1.9589 | 1.9497 | 1.4807 | 1.0116 | 0.96566 | 0.91968 | 0.80472 | 0.68976 | 0.5748 | 0.45984 | 0.40236 | 0.34488 | 0.33338 | 0.32189 | 0.45984 | 0.59779 | 0.58629 | 0.5748 | 0.55181 | 0.52881 | 0.49433 | 0.45984 | 0.40236 | 0.34488 | 0.2874 | 0.22992 | 0.2874 | 0.34488 | 0.51732 | 0.68976 | 0.80472 | 0.91968 | 1.0346 | 1.1496 | 1.2646
Rigid Truck, Daytime Charging | 0.34488 | 0.40236 | 0.45984 | 0.48858 | 0.51732 | 0.51157 | 0.50582 | 0.50352 | 0.50122 | 0.49892 | 0.49663 | 0.49433 | 0.49203 | 0.39422 | 0.29641 | 0.33346 | 0.37051 | 0.67372 | 0.97693 | 1.791 | 2.6051 | 3.0936 | 3.5821 | 3.8263 | 4.0705 | 3.8263 | 3.5821 | 3.0936 | 2.6051 | 1.791 | 0.97693 | 0.64363 | 0.31034 | 0.31034 | 0.31034 | 0.31034 | 0.31034 | 0.31034 | 0.31034 | 0.31034 | 0.31034 | 0.31034 | 0.31034 | 0.31034 | 0.31034 | 0.28141 | 0.25249 | 0.29868
Rigid Truck, Highway Fast Charging | 0.60459 | 0.49466 | 0.38474 | 0.23817 | 0.091604 | 0.046718 | 0.0018321 | 0.037558 | 0.073283 | 0.28397 | 0.49466 | 0.7878 | 1.0809 | 1.1634 | 1.2458 | 1.2825 | 1.3191 | 1.3191 | 1.3191 | 1.2916 | 1.2641 | 1.2 | 1.1359 | 1.1084 | 1.0809 | 1.0809 | 1.0809 | 1.0993 | 1.1176 | 1.1725 | 1.2275 | 1.3374 | 1.4473 | 1.6306 | 1.8138 | 1.8229 | 1.8321 | 1.7405 | 1.6489 | 1.5573 | 1.4657 | 1.3374 | 1.2092 | 1.1359 | 1.0626 | 0.93436 | 0.80612 | 0.70535
Rigid Truck, Nighttime Charging | 0.95946 | 1.799 | 2.6385 | 2.6385 | 2.6385 | 2.6385 | 2.6385 | 2.6385 | 2.6385 | 2.6385 | 2.6385 | 2.0388 | 1.4392 | 1.4392 | 1.4392 | 1.4392 | 1.4392 | 1.3193 | 1.1993 | 1.0794 | 0.95946 | 0.61768 | 0.2759 | 0.24142 | 0.20693 | 0.20003 | 0.19313 | 0.2759 | 0.35867 | 0.35178 | 0.34488 | 0.33108 | 0.31729 | 0.2966 | 0.2759 | 0.24142 | 0.20693 | 0.17244 | 0.13795 | 0.17244 | 0.20693 | 0.31039 | 0.41385 | 0.48283 | 0.55181 | 0.62078 | 0.68976 | 0.82461
Large Residential, Convenience Charging | 0.082027 | 0.073824 | 0.065622 | 0.057419 | 0.049216 | 0.043748 | 0.038279 | 0.032811 | 0.027342 | 0.024608 | 0.021874 | 0.019686 | 0.017499 | 0.060108 | 0.10272 | 0.11556 | 0.1284 | 0.17975 | 0.23111 | 0.25422 | 0.27733 | 0.28247 | 0.28761 | 0.28247 | 0.27733 | 0.26706 | 0.25679 | 0.28247 | 0.30815 | 0.29274 | 0.27733 | 0.29274 | 0.30815 | 0.33383 | 0.35951 | 0.39803 | 0.43654 | 0.77183 | 1.1071 | 1.1862 | 1.2653 | 1.2389 | 1.2126 | 0.8682 | 0.52385 | 0.30567 | 0.087495 | 0.084761
Large Residential, Daytime Charging | 0.082027 | 0.073824 | 0.065622 | 0.057419 | 0.049216 | 0.043748 | 0.038279 | 0.032811 | 0.027342 | 0.024608 | 0.021874 | 0.019686 | 0.017499 | 0.060108 | 0.10272 | 0.11556 | 0.1284 | 0.23347 | 0.33854 | 0.62066 | 0.90277 | 1.072 | 1.2413 | 1.326 | 1.4106 | 1.326 | 1.2413 | 1.072 | 0.90277 | 0.62066 | 0.33854 | 0.22304 | 0.10754 | 0.10754 | 0.10754 | 0.10754 | 0.10754 | 0.10754 | 0.10754 | 0.10754 | 0.10754 | 0.10754 | 0.10754 | 0.10754 | 0.10754 | 0.097519 | 0.087495 | 0.084761
Large Residential, Highway Fast Charging | 0.18885 | 0.15451 | 0.12018 | 0.074395 | 0.028614 | 0.014593 | 0.00057227 | 0.011732 | 0.022891 | 0.088702 | 0.15451 | 0.24608 | 0.33764 | 0.36339 | 0.38914 | 0.40059 | 0.41203 | 0.41203 | 0.41203 | 0.40345 | 0.39487 | 0.37484 | 0.35481 | 0.34622 | 0.33764 | 0.33764 | 0.33764 | 0.34336 | 0.34909 | 0.36625 | 0.38342 | 0.41776 | 0.45209 | 0.50932 | 0.56655 | 0.56941 | 0.57227 | 0.54366 | 0.51504 | 0.48643 | 0.45782 | 0.41776 | 0.3777 | 0.35481 | 0.33192 | 0.29186 | 0.2518 | 0.22032
Large Residential, Nighttime Charging | 0.58338 | 0.61693 | 0.65047 | 0.65047 | 0.65047 | 0.65047 | 0.65047 | 0.65047 | 0.65047 | 0.65047 | 0.65047 | 0.61693 | 0.58338 | 0.46671 | 0.35003 | 0.33253 | 0.31503 | 0.27307 | 0.23111 | 0.25422 | 0.27733 | 0.28247 | 0.28761 | 0.28247 | 0.27733 | 0.26706 | 0.25679 | 0.28247 | 0.30815 | 0.29274 | 0.27733 | 0.19244 | 0.10754 | 0.082941 | 0.058338 | 0.058338 | 0.058338 | 0.058338 | 0.058338 | 0.058338 | 0.058338 | 0.058338 | 0.058338 | 0.087508 | 0.11668 | 0.17502 | 0.23335 | 0.40837
Large Residential, Vehicle to Home / Vehicle to Grid - vehicle charging | 0.082027 | 0.073824 | 0.065622 | 0.057419 | 0.049216 | 0.043748 | 0.038279 | 0.032811 | 0.027342 | 0.024608 | 0.021874 | 0.019686 | 0.017499 | 0.060108 | 0.10272 | 0.11556 | 0.1284 | 0.23347 | 0.33854 | 0.62066 | 0.90277 | 1.072 | 1.2413 | 1.326 | 1.4106 | 1.326 | 1.2413 | 1.072 | 0.90277 | 0.62066 | 0.33854 | 0.22304 | 0.10754 | 0.10754 | 0.10754 | 0.10754 | 0.10754 | 0.10754 | 0.10754 | 0.10754 | 0.10754 | 0.10754 | 0.10754 | 0.10754 | 0.10754 | 0.097519 | 0.087495 | 0.084761
Large Residential, Vehicle to Home - home energy system | -0.47881 | -0.45333 | -0.41426 | -0.41428 | -0.33734 | -0.34196 | -0.38411 | -0.38668 | -0.39844 | -0.41468 | -0.46174 | -0.44789 | -0.48462 | -0.42921 | -0.40686 | -0.34494 | -0.14896 | 0.22783 | 0.51271 | 1.0203 | 1.5646 | 1.9396 | 1.8576 | 1.8864 | 1.3992 | 1.2927 | 1.0523 | 0.99253 | 0.9274 | 0.67277 | 0.54184 | 0.088654 | -0.070076 | -0.12381 | -0.15978 | -0.30239 | -0.44795 | -0.46979 | -0.49541 | -0.49186 | -0.48822 | -0.51411 | -0.4869 | -0.48375 | -0.48203 | -0.5183 | -0.54363 | -0.52373
Medium Residential, Convenience Charging | 0.056271 | 0.050644 | 0.045017 | 0.03939 | 0.033763 | 0.030011 | 0.02626 | 0.022508 | 0.018757 | 0.016881 | 0.015006 | 0.013505 | 0.012004 | 0.041234 | 0.070464 | 0.079272 | 0.08808 | 0.12331 | 0.15854 | 0.1744 | 0.19025 | 0.19378 | 0.1973 | 0.19378 | 0.19025 | 0.18321 | 0.17616 | 0.19378 | 0.21139 | 0.20082 | 0.19025 | 0.20082 | 0.21139 | 0.22901 | 0.24662 | 0.27305 | 0.29947 | 0.52948 | 0.75949 | 0.81373 | 0.86798 | 0.8499 | 0.83182 | 0.59559 | 0.35937 | 0.20969 | 0.060022 | 0.058147
Medium Residential, Daytime Charging | 0.056271 | 0.050644 | 0.045017 | 0.03939 | 0.033763 | 0.030011 | 0.02626 | 0.022508 | 0.018757 | 0.016881 | 0.015006 | 0.013505 | 0.012004 | 0.041234 | 0.070464 | 0.079272 | 0.08808 | 0.16016 | 0.23224 | 0.42577 | 0.61931 | 0.73543 | 0.85155 | 0.90961 | 0.96767 | 0.90961 | 0.85155 | 0.73543 | 0.61931 | 0.42577 | 0.23224 | 0.15301 | 0.073775 | 0.073775 | 0.073775 | 0.073775 | 0.073775 | 0.073775 | 0.073775 | 0.073775 | 0.073775 | 0.073775 | 0.073775 | 0.073775 | 0.073775 | 0.066899 | 0.060022 | 0.058147
Medium Residential, Highway Fast Charging | 0.12955 | 0.106 | 0.082442 | 0.051036 | 0.019629 | 0.010011 | 0.00039258 | 0.0080479 | 0.015703 | 0.06085 | 0.106 | 0.16881 | 0.23162 | 0.24929 | 0.26695 | 0.27481 | 0.28266 | 0.28266 | 0.28266 | 0.27677 | 0.27088 | 0.25714 | 0.2434 | 0.23751 | 0.23162 | 0.23162 | 0.23162 | 0.23555 | 0.23947 | 0.25125 | 0.26303 | 0.28658 | 0.31014 | 0.3494 | 0.38865 | 0.39062 | 0.39258 | 0.37295 | 0.35332 | 0.33369 | 0.31406 | 0.28658 | 0.2591 | 0.2434 | 0.2277 | 0.20022 | 0.17274 | 0.15114
Medium Residential, Nighttime Charging | 0.4002 | 0.42322 | 0.44623 | 0.44623 | 0.44623 | 0.44623 | 0.44623 | 0.44623 | 0.44623 | 0.44623 | 0.44623 | 0.42322 | 0.4002 | 0.32016 | 0.24012 | 0.22812 | 0.21611 | 0.18733 | 0.15854 | 0.1744 | 0.19025 | 0.19378 | 0.1973 | 0.19378 | 0.19025 | 0.18321 | 0.17616 | 0.19378 | 0.21139 | 0.20082 | 0.19025 | 0.13201 | 0.073775 | 0.056898 | 0.04002 | 0.04002 | 0.04002 | 0.04002 | 0.04002 | 0.04002 | 0.04002 | 0.04002 | 0.04002 | 0.060031 | 0.080041 | 0.12006 | 0.16008 | 0.28014
Medium Residential, Vehicle to Home / Vehicle to Grid - vehicle charging | 0.056271 | 0.050644 | 0.045017 | 0.03939 | 0.033763 | 0.030011 | 0.02626 | 0.022508 | 0.018757 | 0.016881 | 0.015006 | 0.013505 | 0.012004 | 0.041234 | 0.070464 | 0.079272 | 0.08808 | 0.16016 | 0.23224 | 0.42577 | 0.61931 | 0.73543 | 0.85155 | 0.90961 | 0.96767 | 0.90961 | 0.85155 | 0.73543 | 0.61931 | 0.42577 | 0.23224 | 0.15301 | 0.073775 | 0.073775 | 0.073775 | 0.073775 | 0.073775 | 0.073775 | 0.073775 | 0.073775 | 0.073775 | 0.073775 | 0.073775 | 0.073775 | 0.073775 | 0.066899 | 0.060022 | 0.058147
Medium Residential, Vehicle to Home - home energy system | -0.47881 | -0.45333 | -0.41426 | -0.41428 | -0.33734 | -0.34196 | -0.38411 | -0.38668 | -0.39844 | -0.41468 | -0.46174 | -0.44789 | -0.48462 | -0.42921 | -0.40686 | -0.34494 | -0.14896 | 0.22783 | 0.51271 | 1.0203 | 1.5646 | 1.9396 | 1.8576 | 1.8864 | 1.3992 | 1.2927 | 1.0523 | 0.99253 | 0.9274 | 0.67277 | 0.54184 | 0.088654 | -0.070076 | -0.12381 | -0.15978 | -0.30239 | -0.44795 | -0.46979 | -0.49541 | -0.49186 | -0.48822 | -0.51411 | -0.4869 | -0.48375 | -0.48203 | -0.5183 | -0.54363 | -0.52373
Small Residential, Convenience Charging | 0.038968 | 0.035071 | 0.031174 | 0.027278 | 0.023381 | 0.020783 | 0.018185 | 0.015587 | 0.012989 | 0.01169 | 0.010391 | 0.0093523 | 0.0083132 | 0.028555 | 0.048797 | 0.054896 | 0.060996 | 0.085395 | 0.10979 | 0.12077 | 0.13175 | 0.13419 | 0.13663 | 0.13419 | 0.13175 | 0.12687 | 0.12199 | 0.13419 | 0.14639 | 0.13907 | 0.13175 | 0.13907 | 0.14639 | 0.15859 | 0.17079 | 0.18909 | 0.20739 | 0.36667 | 0.52595 | 0.56352 | 0.60109 | 0.58856 | 0.57604 | 0.41245 | 0.24886 | 0.14522 | 0.041566 | 0.040267
Small Residential, Daytime Charging | 0.038968 | 0.035071 | 0.031174 | 0.027278 | 0.023381 | 0.020783 | 0.018185 | 0.015587 | 0.012989 | 0.01169 | 0.010391 | 0.0093523 | 0.0083132 | 0.028555 | 0.048797 | 0.054896 | 0.060996 | 0.11091 | 0.16083 | 0.29485 | 0.42888 | 0.50929 | 0.58971 | 0.62991 | 0.67012 | 0.62991 | 0.58971 | 0.50929 | 0.42888 | 0.29485 | 0.16083 | 0.10596 | 0.05109 | 0.05109 | 0.05109 | 0.05109 | 0.05109 | 0.05109 | 0.05109 | 0.05109 | 0.05109 | 0.05109 | 0.05109 | 0.05109 | 0.05109 | 0.046328 | 0.041566 | 0.040267
Small Residential, Highway Fast Charging | 0.089716 | 0.073404 | 0.057092 | 0.035343 | 0.013593 | 0.0069326 | 0.00027187 | 0.0055732 | 0.010875 | 0.042139 | 0.073404 | 0.1169 | 0.1604 | 0.17263 | 0.18487 | 0.19031 | 0.19574 | 0.19574 | 0.19574 | 0.19167 | 0.18759 | 0.17807 | 0.16856 | 0.16448 | 0.1604 | 0.1604 | 0.1604 | 0.16312 | 0.16584 | 0.17399 | 0.18215 | 0.19846 | 0.21477 | 0.24196 | 0.26915 | 0.27051 | 0.27187 | 0.25827 | 0.24468 | 0.23109 | 0.21749 | 0.19846 | 0.17943 | 0.16856 | 0.15768 | 0.13865 | 0.11962 | 0.10467
Small Residential, Nighttime Charging | 0.27714 | 0.29308 | 0.30902 | 0.30902 | 0.30902 | 0.30902 | 0.30902 | 0.30902 | 0.30902 | 0.30902 | 0.30902 | 0.29308 | 0.27714 | 0.22172 | 0.16629 | 0.15797 | 0.14966 | 0.12973 | 0.10979 | 0.12077 | 0.13175 | 0.13419 | 0.13663 | 0.13419 | 0.13175 | 0.12687 | 0.12199 | 0.13419 | 0.14639 | 0.13907 | 0.13175 | 0.091421 | 0.05109 | 0.039402 | 0.027714 | 0.027714 | 0.027714 | 0.027714 | 0.027714 | 0.027714 | 0.027714 | 0.027714 | 0.027714 | 0.041572 | 0.055429 | 0.083143 | 0.11086 | 0.194
Small Residential, Vehicle to Home / Vehicle to Grid - vehicle charging | 0.038968 | 0.035071 | 0.031174 | 0.027278 | 0.023381 | 0.020783 | 0.018185 | 0.015587 | 0.012989 | 0.01169 | 0.010391 | 0.0093523 | 0.0083132 | 0.028555 | 0.048797 | 0.054896 | 0.060996 | 0.11091 | 0.16083 | 0.29485 | 0.42888 | 0.50929 | 0.58971 | 0.62991 | 0.67012 | 0.62991 | 0.58971 | 0.50929 | 0.42888 | 0.29485 | 0.16083 | 0.10596 | 0.05109 | 0.05109 | 0.05109 | 0.05109 | 0.05109 | 0.05109 | 0.05109 | 0.05109 | 0.05109 | 0.05109 | 0.05109 | 0.05109 | 0.05109 | 0.046328 | 0.041566 | 0.040267
Small Residential, Vehicle to Home - home energy system | -0.47881 | -0.45333 | -0.41426 | -0.41428 | -0.33734 | -0.34196 | -0.38411 | -0.38668 | -0.39844 | -0.41468 | -0.46174 | -0.44789 | -0.48462 | -0.42921 | -0.40686 | -0.34494 | -0.14896 | 0.22783 | 0.51271 | 1.0203 | 1.5646 | 1.9396 | 1.8576 | 1.8864 | 1.3992 | 1.2927 | 1.0523 | 0.99253 | 0.9274 | 0.67277 | 0.54184 | 0.088654 | -0.070076 | -0.12381 | -0.15978 | -0.30239 | -0.44795 | -0.46979 | -0.49541 | -0.49186 | -0.48822 | -0.51411 | -0.4869 | -0.48375 | -0.48203 | -0.5183 | -0.54363 | -0.52373

## Fuel cell EVs
Go to Assumptions Summary
Distributed Energy Resources: Fuel Cell Electric Vehicles (FCEVs)
The forecast is based on 2021 CSIRO trajectories developed for AEMO.
Scenario mapping
| Slow Change | Steady Progress | Progressive Change | Step Change | Hydrogen Superpower | Strong Electrification Sensitivity
Consultant's scenario | Slow Growth | Current Trajectory | Net Zero | Sustainable Growth | Export Superpower | Rapid Decarbonisation
FCEV (Uptake, Number of vehicles)
Number of FCEVs in use.
Slow Change
| 2021-22 | 2022-23 | 2023-24 | 2024-25 | 2025-26 | 2026-27 | 2027-28 | 2028-29 | 2029-30 | 2030-31 | 2031-32 | 2032-33 | 2033-34 | 2034-35 | 2035-36 | 2036-37 | 2037-38 | 2038-39 | 2039-40 | 2040-41 | 2041-42 | 2042-43 | 2043-44 | 2044-45 | 2045-46 | 2046-47 | 2047-48 | 2048-49 | 2049-50
NSW | 0 | 12.75 | 20 | 161.0061 | 448.1798 | 1013.3724 | 2471.4633 | 5073.6357 | 9473.2664 | 15755.5089 | 17987.44 | 22869.1942 | 27783.1998 | 32781.5824 | 37853.7571 | 43000.1071 | 48218.4672 | 53503.71 | 58853.0294 | 64275.8902 | 69266.6259 | 73319.9995 | 77262.5341 | 81084.1428 | 84813.8543 | 85226.4453 | 84572.712 | 83487.672 | 81985.0786
QLD | 0 | 6.75 | 11.25 | 59.6366 | 93.4206 | 150.2547 | 310.3201 | 545.6264 | 927.4519 | 1452.0754 | 1635.3886 | 2121.7411 | 2665.1303 | 3234.8953 | 3833.7728 | 4464.173 | 5128.5541 | 5829.553 | 6570.7748 | 7358.0594 | 8136.9397 | 8846.9777 | 9586.3584 | 10351.6814 | 11163.4839 | 11579.873 | 11882.6873 | 12155.3967 | 12395.8649
SA | 0 | 2.25 | 3.75 | 13.368 | 30.2843 | 56.7092 | 126.2815 | 239.175 | 425.3212 | 687.5847 | 782.6561 | 1013.4304 | 1260.3276 | 1519.4447 | 1790.722 | 2074.7495 | 2372.1877 | 2683.8615 | 3011.0271 | 3355.9713 | 3693.4883 | 3996.1585 | 4308.4051 | 4630.9334 | 4967.2274 | 5124.0484 | 5227.7028 | 5315.5774 | 5386.9394
TAS | 0 | 0.75 | 1.25 | 1.6636 | 3.1395 | 5.5605 | 12.1378 | 19.5595 | 30.3778 | 41.1618 | 39.6057 | 45.7514 | 52.6772 | 62.1734 | 73.9464 | 87.9936 | 104.4407 | 123.4825 | 145.3782 | 170.4813 | 197.7239 | 225.6375 | 256.6858 | 291.0524 | 329.3766 | 358.1793 | 385.0793 | 412.3621 | 439.7902
VIC | 0 | 12 | 18.75 | 113.9144 | 330.7338 | 749.0443 | 1828.5786 | 3762.0077 | 7033.8063 | 11769.8265 | 13599.8573 | 17498.034 | 21474.1953 | 25517.0448 | 29626.2141 | 33803.7205 | 38050.7296 | 42364.4093 | 46743.0779 | 51194.3556 | 55314.7001 | 58696.9921 | 61999.3056 | 65214.6548 | 68363.6682 | 68842.1012 | 68455.7075 | 67716.6348 | 66634.4902
Steady Progress
| 2021-22 | 2022-23 | 2023-24 | 2024-25 | 2025-26 | 2026-27 | 2027-28 | 2028-29 | 2029-30 | 2030-31 | 2031-32 | 2032-33 | 2033-34 | 2034-35 | 2035-36 | 2036-37 | 2037-38 | 2038-39 | 2039-40 | 2040-41 | 2041-42 | 2042-43 | 2043-44 | 2044-45 | 2045-46 | 2046-47 | 2047-48 | 2048-49 | 2049-50
NSW | 0 | 12.75 | 20 | 148 | 395 | 882 | 1816 | 3209 | 7823 | 10949 | 13935 | 17106 | 20365 | 23695 | 27098 | 30570 | 34113 | 37724 | 41402 | 45154 | 48978 | 52872 | 56832 | 60850 | 64937 | 69081 | 73283 | 77541 | 81849
QLD | 0 | 8.25 | 13.75 | 115 | 382 | 859 | 1606 | 3315 | 6182 | 8705 | 10126 | 13474 | 16896 | 19980 | 22758 | 25211 | 27366 | 29242 | 30860 | 32239 | 33397 | 34347 | 35104 | 35656 | 36062 | 36296 | 36365 | 36266 | 35998
SA | 0 | 2.25 | 3.75 | 39 | 134 | 310 | 577 | 1201 | 2246 | 3161 | 3931 | 5217 | 6515 | 7687 | 8743 | 9675 | 10493 | 11204 | 11816 | 12336 | 12770 | 13125 | 13403 | 13611 | 13752 | 13827 | 13836 | 13779 | 13655
TAS | 0 | 0.75 | 1.25 | 4 | 11 | 26 | 51 | 102 | 189 | 203 | 218 | 276 | 335 | 393 | 448 | 502 | 553 | 603 | 650 | 696 | 741 | 784 | 826 | 866 | 905 | 942 | 978 | 1012 | 1043
VIC | 0 | 12 | 18.75 | 119 | 313 | 699 | 1443 | 2550 | 6487 | 9096 | 11623 | 14257 | 16959 | 19721 | 22545 | 25427 | 28369 | 31369 | 34427 | 37546 | 40723 | 43958 | 47248 | 50589 | 53982 | 57421 | 60908 | 64439 | 68013
Progressive Change
| 2021-22 | 2022-23 | 2023-24 | 2024-25 | 2025-26 | 2026-27 | 2027-28 | 2028-29 | 2029-30 | 2030-31 | 2031-32 | 2032-33 | 2033-34 | 2034-35 | 2035-36 | 2036-37 | 2037-38 | 2038-39 | 2039-40 | 2040-41 | 2041-42 | 2042-43 | 2043-44 | 2044-45 | 2045-46 | 2046-47 | 2047-48 | 2048-49 | 2049-50
NSW | 0 | 12.75 | 20 | 148 | 395 | 882 | 1816 | 3209 | 7823 | 10949 | 15268 | 19049 | 22904 | 26837 | 30846 | 34932 | 39095 | 43333 | 47647 | 52049 | 56538 | 61114 | 65776 | 70522 | 75353 | 80267 | 85266 | 90348 | 95514
QLD | 0 | 8.25 | 13.75 | 115 | 382 | 859 | 1606 | 3315 | 6182 | 8705 | 4368 | 6255 | 8181 | 10146 | 12148 | 14190 | 16271 | 18392 | 20551 | 22754 | 25001 | 27294 | 29631 | 32012 | 34438 | 36908 | 39422 | 41981 | 44585
SA | 0 | 2.25 | 3.75 | 39 | 134 | 310 | 577 | 1201 | 2246 | 3161 | 1547 | 2216 | 2900 | 3598 | 4309 | 5035 | 5774 | 6527 | 7294 | 8076 | 8874 | 9688 | 10517 | 11361 | 12222 | 13097 | 13988 | 14895 | 15818
TAS | 0 | 0.75 | 1.25 | 4 | 11 | 26 | 51 | 102 | 189 | 203 | 494 | 708 | 925 | 1147 | 1372 | 1602 | 1836 | 2074 | 2317 | 2564 | 2815 | 3071 | 3332 | 3597 | 3867 | 4141 | 4419 | 4702 | 4990
VIC | 0 | 12 | 18.75 | 119 | 313 | 699 | 1443 | 2550 | 6487 | 9096 | 12367 | 15320 | 18326 | 21387 | 24502 | 27672 | 30898 | 34179 | 37514 | 40912 | 44372 | 47893 | 51475 | 55117 | 58817 | 62575 | 66391 | 70265 | 74198
Step Change
| 2021-22 | 2022-23 | 2023-24 | 2024-25 | 2025-26 | 2026-27 | 2027-28 | 2028-29 | 2029-30 | 2030-31 | 2031-32 | 2032-33 | 2033-34 | 2034-35 | 2035-36 | 2036-37 | 2037-38 | 2038-39 | 2039-40 | 2040-41 | 2041-42 | 2042-43 | 2043-44 | 2044-45 | 2045-46 | 2046-47 | 2047-48 | 2048-49 | 2049-50
NSW | 0 | 12.75 | 20 | 147 | 391 | 870 | 2010 | 3800 | 10880 | 15101 | 19389 | 23775 | 28264 | 32861 | 37556 | 42353 | 47248 | 52234 | 57317 | 62519 | 67836 | 73270 | 78823 | 84487 | 90274 | 96179 | 102205 | 108353 | 114626
QLD | 0 | 6.75 | 11.25 | 61 | 148 | 300 | 908 | 1964 | 6750 | 9370 | 12023 | 14732 | 17502 | 20336 | 23229 | 26184 | 29198 | 32268 | 35395 | 38593 | 41860 | 45197 | 48604 | 52077 | 55622 | 59236 | 62921 | 66676 | 70504
SA | 0 | 2.25 | 3.75 | 19 | 47 | 97 | 305 | 671 | 2477 | 3454 | 4432 | 5430 | 6451 | 7496 | 8561 | 9648 | 10755 | 11880 | 13025 | 14195 | 15388 | 16606 | 17847 | 19111 | 20400 | 21712 | 23048 | 24408 | 25794
TAS | 0 | 0.75 | 1.25 | 4 | 8 | 14 | 67 | 165 | 763 | 1059 | 1358 | 1662 | 1972 | 2289 | 2611 | 2940 | 3275 | 3615 | 3961 | 4313 | 4673 | 5039 | 5412 | 5791 | 6177 | 6569 | 6968 | 7373 | 7786
VIC | 0 | 12 | 18.75 | 118 | 311 | 694 | 1606 | 3040 | 8332 | 11580 | 14852 | 18191 | 21603 | 25090 | 28645 | 32271 | 35966 | 39727 | 43556 | 47467 | 51459 | 55532 | 59687 | 63919 | 68234 | 72630 | 77109 | 81670 | 86317
Hydrogen Superpower
| 2021-22 | 2022-23 | 2023-24 | 2024-25 | 2025-26 | 2026-27 | 2027-28 | 2028-29 | 2029-30 | 2030-31 | 2031-32 | 2032-33 | 2033-34 | 2034-35 | 2035-36 | 2036-37 | 2037-38 | 2038-39 | 2039-40 | 2040-41 | 2041-42 | 2042-43 | 2043-44 | 2044-45 | 2045-46 | 2046-47 | 2047-48 | 2048-49 | 2049-50
NSW | 0 | 28.5 | 45 | 2704 | 7808 | 15592 | 26181 | 39694 | 69692 | 92314 | 115109 | 138435 | 162127 | 186466 | 211325 | 236711 | 262630 | 289083 | 316048 | 343653 | 371847 | 400625 | 429962 | 459831 | 465197 | 470554 | 475905 | 481243 | 486567
QLD | 0 | 14.25 | 22.5 | 1681 | 4879 | 9793 | 16526 | 25178 | 44761 | 59335 | 73949 | 88914 | 104105 | 119706 | 135648 | 151933 | 168553 | 185517 | 202799 | 220493 | 238563 | 257004 | 275799 | 294931 | 298287 | 301635 | 304975 | 308303 | 311616
SA | 0 | 4.5 | 6.25 | 574 | 1676 | 3386 | 5752 | 8827 | 16085 | 21434 | 26625 | 31996 | 37446 | 43037 | 48739 | 54549 | 60468 | 66493 | 72619 | 78878 | 85255 | 91748 | 98349 | 105052 | 106260 | 107464 | 108664 | 109862 | 111056
TAS | 0 | 0.75 | 1.25 | 163 | 480 | 974 | 1662 | 2561 | 5160 | 6846 | 8502 | 10211 | 11944 | 13719 | 15528 | 17371 | 19250 | 21162 | 23107 | 25093 | 27115 | 29173 | 31264 | 33386 | 33747 | 34106 | 34462 | 34818 | 35174
VIC | 0 | 30 | 46.25 | 2092 | 6048 | 12119 | 20434 | 31113 | 54672 | 72560 | 90316 | 108523 | 126985 | 145918 | 165230 | 184929 | 205022 | 225513 | 246390 | 267716 | 289472 | 311652 | 334239 | 357216 | 361273 | 365322 | 369366 | 373401 | 377424
Strong Electrification Sensitivity
| 2021-22 | 2022-23 | 2023-24 | 2024-25 | 2025-26 | 2026-27 | 2027-28 | 2028-29 | 2029-30 | 2030-31 | 2031-32 | 2032-33 | 2033-34 | 2034-35 | 2035-36 | 2036-37 | 2037-38 | 2038-39 | 2039-40 | 2040-41 | 2041-42 | 2042-43 | 2043-44 | 2044-45 | 2045-46 | 2046-47 | 2047-48 | 2048-49 | 2049-50
NSW | 0 | 5.6403 | 9.0572 | 93.4335 | 269.2856 | 534.937 | 905.503 | 1382.8987 | 2001.5104 | 2649.618 | 3337.1445 | 4020.4156 | 4732.4748 | 5478.6256 | 6250.3456 | 7050.3673 | 7875.7673 | 8716.3591 | 9584.2275 | 10481.7102 | 11414.5167 | 12384.5651 | 13388.7908 | 14425.7113 | 14695.8784 | 14959.9743 | 15225.9035 | 15493.0224 | 15748.1563
QLD | 0 | 2.8182 | 4.5469 | 60.3108 | 174.7035 | 348.8298 | 593.441 | 910.7515 | 1241.0587 | 1643.5607 | 2067.3076 | 2489.0693 | 2928.0405 | 3387.6218 | 3862.9653 | 4355.6561 | 4863.555 | 5380.5496 | 5913.7896 | 6465.0485 | 7037.6441 | 7632.6708 | 8248.1906 | 8883.2748 | 9044.6121 | 9201.9609 | 9360.1536 | 9518.7652 | 9669.6748
SA | 0 | 0.75056 | 1.3744 | 20.4243 | 59.5272 | 119.6131 | 204.8458 | 316.6168 | 456.553 | 607.4464 | 762.3314 | 917.636 | 1079.2785 | 1248.4326 | 1423.107 | 1603.8304 | 1789.8826 | 1978.8973 | 2173.5796 | 2374.5399 | 2582.9597 | 2799.2171 | 3022.5657 | 3252.6204 | 3312.679 | 3371.2755 | 3430.195 | 3489.3724 | 3545.8445
TAS | 0 | 0.11979 | 0.21969 | 5.8091 | 16.9974 | 34.332 | 59.0804 | 91.6873 | 140.3156 | 185.9641 | 233.1622 | 280.3826 | 329.4433 | 380.6629 | 433.5002 | 488.1164 | 544.3399 | 601.423 | 660.18 | 720.7491 | 783.5014 | 848.5359 | 915.6203 | 984.6372 | 1001.8236 | 1018.5206 | 1035.2607 | 1052.063 | 1068.0354
VIC | 0 | 5.8527 | 9.3729 | 73.6923 | 212.7617 | 424.2004 | 721.0488 | 1105.9493 | 1531.9926 | 2031.3525 | 2553.1212 | 3072.5342 | 3612.762 | 4177.7859 | 4761.2697 | 5365.3145 | 5987.7714 | 6620.928 | 7274.0905 | 7948.0792 | 8647.6501 | 9374.1561 | 10125.2542 | 10899.8517 | 11098.6759 | 11292.7355 | 11487.9879 | 11683.9984 | 11870.8266

## Electrification
Go to Assumptions Summary
Electrification (TWh)
Based on 2021 CSIRO's EV and Multi-sector studies.
The values also include electrification of the transportation sector.
Slow Change
| 2021-22 | 2022-23 | 2023-24 | 2024-25 | 2025-26 | 2026-27 | 2027-28 | 2028-29 | 2029-30 | 2030-31 | 2031-32 | 2032-33 | 2033-34 | 2034-35 | 2035-36 | 2036-37 | 2037-38 | 2038-39 | 2039-40 | 2040-41 | 2041-42 | 2042-43 | 2043-44 | 2044-45 | 2045-46 | 2046-47 | 2047-48 | 2048-49 | 2049-50
NSW | 0 | 0 | 0 | 0 | 0.037583 | 0.074849 | 0.15711 | 0.29533 | 0.49539 | 0.75061 | 1.0625 | 1.4347 | 1.9001 | 2.4226 | 2.9913 | 3.5536 | 4.1401 | 4.7379 | 5.3576 | 5.976 | 6.6245 | 7.2754 | 7.9623 | 8.6044 | 9.2927 | 10.0073 | 10.7641 | 11.4486 | 12.1701
QLD | 0 | 0 | 0 | 0 | 0.017488 | 0.0321 | 0.05863 | 0.099942 | 0.15907 | 0.23696 | 0.33578 | 0.45898 | 0.61752 | 0.80487 | 1.0236 | 1.2553 | 1.5082 | 1.7775 | 2.0648 | 2.3614 | 2.6801 | 3.009 | 3.3604 | 3.7013 | 4.0646 | 4.4462 | 4.8552 | 5.2359 | 5.6397
SA | 0 | 0 | 0 | 0 | 0.0042797 | 0.0074358 | 0.014749 | 0.027433 | 0.046609 | 0.071831 | 0.10316 | 0.14096 | 0.18591 | 0.2373 | 0.29828 | 0.36353 | 0.43532 | 0.51213 | 0.59446 | 0.68035 | 0.77289 | 0.86823 | 0.97012 | 1.0698 | 1.1771 | 1.2891 | 1.409 | 1.5223 | 1.6411
TAS | 0 | 0 | 0 | 0 | 0.0029014 | 0.003973 | 0.0058649 | 0.0086557 | 0.012501 | 0.017575 | 0.024153 | 0.032411 | 0.043066 | 0.056173 | 0.072322 | 0.090187 | 0.11028 | 0.13223 | 0.15619 | 0.18153 | 0.20911 | 0.23785 | 0.26859 | 0.2991 | 0.33221 | 0.36715 | 0.40438 | 0.43996 | 0.47743
VIC | 0 | 0 | 0 | 0 | 0.041413 | 0.067811 | 0.12572 | 0.22565 | 0.37359 | 0.5641 | 0.79719 | 1.0762 | 1.4242 | 1.8157 | 2.245 | 2.6713 | 3.118 | 3.5748 | 4.0507 | 4.526 | 5.026 | 5.5307 | 6.0599 | 6.5561 | 7.0917 | 7.6463 | 8.2403 | 8.7696 | 9.3299
Steady Progress
| 2021-22 | 2022-23 | 2023-24 | 2024-25 | 2025-26 | 2026-27 | 2027-28 | 2028-29 | 2029-30 | 2030-31 | 2031-32 | 2032-33 | 2033-34 | 2034-35 | 2035-36 | 2036-37 | 2037-38 | 2038-39 | 2039-40 | 2040-41 | 2041-42 | 2042-43 | 2043-44 | 2044-45 | 2045-46 | 2046-47 | 2047-48 | 2048-49 | 2049-50
NSW | 0 | 0 | 0 | 0 | 0.6305 | 1.244 | 2.0048 | 2.8861 | 3.6769 | 4.623 | 5.8004 | 6.9778 | 8.206 | 9.4716 | 10.4811 | 11.4578 | 12.4817 | 13.524 | 14.6061 | 15.6806 | 16.8148 | 17.9468 | 19.1535 | 20.2676 | 21.4682 | 22.7187 | 24.0537 | 25.2526 | 26.5345
QLD | 0 | 0 | 0 | 0 | 0.34041 | 0.75336 | 1.1937 | 1.6435 | 2.132 | 2.6578 | 3.2234 | 3.8311 | 4.4962 | 5.2035 | 5.5858 | 5.9731 | 6.3828 | 6.8084 | 7.253 | 7.7029 | 8.1811 | 8.6668 | 9.1829 | 9.6741 | 10.1942 | 10.7385 | 11.323 | 11.8563 | 12.422
SA | 0 | 0 | 0 | 0 | 0.091244 | 0.20106 | 0.33482 | 0.4709 | 0.61784 | 0.77833 | 0.95306 | 1.1361 | 1.3322 | 1.5396 | 1.6505 | 1.7634 | 1.883 | 2.0074 | 2.1374 | 2.2704 | 2.4118 | 2.5545 | 2.7058 | 2.8512 | 3.0068 | 3.1679 | 3.3403 | 3.5011 | 3.6686
TAS | 0 | 0 | 0 | 0 | 0.019809 | 0.041313 | 0.063352 | 0.08721 | 0.11326 | 0.14159 | 0.17232 | 0.20569 | 0.24354 | 0.28523 | 0.31296 | 0.3424 | 0.37463 | 0.4091 | 0.44614 | 0.4848 | 0.52656 | 0.56943 | 0.61527 | 0.66026 | 0.7088 | 0.7599 | 0.81427 | 0.86579 | 0.91976
VIC | 0 | 0 | 0 | 0 | 0.35696 | 0.62857 | 0.9845 | 1.419 | 1.7973 | 2.3004 | 3.0089 | 3.715 | 4.4569 | 5.2271 | 6.0363 | 6.8156 | 7.6332 | 8.4647 | 9.3307 | 10.1863 | 11.0908 | 11.9978 | 12.9561 | 13.8388 | 14.7991 | 15.7915 | 16.8707 | 17.8105 | 18.8234
Progressive Change
| 2021-22 | 2022-23 | 2023-24 | 2024-25 | 2025-26 | 2026-27 | 2027-28 | 2028-29 | 2029-30 | 2030-31 | 2031-32 | 2032-33 | 2033-34 | 2034-35 | 2035-36 | 2036-37 | 2037-38 | 2038-39 | 2039-40 | 2040-41 | 2041-42 | 2042-43 | 2043-44 | 2044-45 | 2045-46 | 2046-47 | 2047-48 | 2048-49 | 2049-50
NSW | 0 | 0 | 0 | 0 | 0.63362 | 1.2532 | 2.0233 | 2.9168 | 3.7249 | 4.7272 | 6.1427 | 8.071 | 10.088 | 12.2447 | 14.0544 | 15.58 | 17.0692 | 18.4532 | 19.89 | 21.2094 | 22.6199 | 23.8401 | 25.0683 | 26.2695 | 27.9572 | 31.9359 | 36.2121 | 40.4948 | 45.0843
QLD | 0 | 0 | 0 | 0 | 0.34319 | 0.76342 | 1.2188 | 1.6923 | 2.215 | 2.8292 | 3.6977 | 6.2211 | 9.2089 | 12.7288 | 15.6702 | 18.7215 | 19.6414 | 20.6121 | 21.6219 | 22.4992 | 23.4391 | 24.3523 | 25.3721 | 25.7638 | 27.3461 | 35.0478 | 43.8834 | 53.8562 | 65.3081
SA | 0 | 0 | 0 | 0 | 0.091597 | 0.20376 | 0.34313 | 0.48776 | 0.64636 | 0.83392 | 1.1237 | 1.8526 | 2.6682 | 3.5941 | 4.3332 | 4.9668 | 5.4124 | 5.7575 | 6.1122 | 6.4694 | 6.8462 | 7.222 | 7.6337 | 7.8553 | 8.4038 | 10.3869 | 12.4789 | 14.6415 | 16.9145
TAS | 0 | 0 | 0 | 0 | 0.020198 | 0.042563 | 0.066132 | 0.09213 | 0.12091 | 0.15665 | 0.22668 | 0.49823 | 0.80874 | 1.1689 | 1.4715 | 1.7742 | 1.8612 | 1.9501 | 2.1358 | 2.171 | 2.2332 | 2.3299 | 2.4315 | 2.5291 | 2.6345 | 3.1714 | 3.72 | 4.27 | 4.831
VIC | 0 | 0 | 0 | 0 | 0.35512 | 0.62774 | 0.98949 | 1.4339 | 1.8265 | 2.3527 | 3.1952 | 5.4883 | 8.1943 | 11.3552 | 14.2749 | 16.7303 | 18.2944 | 19.3538 | 20.5007 | 21.5478 | 22.6942 | 23.8384 | 25.0388 | 26.1506 | 27.3535 | 31.7112 | 36.306 | 40.8594 | 45.6379
Step Change
| 2021-22 | 2022-23 | 2023-24 | 2024-25 | 2025-26 | 2026-27 | 2027-28 | 2028-29 | 2029-30 | 2030-31 | 2031-32 | 2032-33 | 2033-34 | 2034-35 | 2035-36 | 2036-37 | 2037-38 | 2038-39 | 2039-40 | 2040-41 | 2041-42 | 2042-43 | 2043-44 | 2044-45 | 2045-46 | 2046-47 | 2047-48 | 2048-49 | 2049-50
NSW | 3.2155 | 3.9283 | 4.5781 | 5.3126 | 6.1803 | 6.9861 | 7.8426 | 8.8141 | 9.7603 | 11.3087 | 12.9691 | 14.2768 | 15.6077 | 16.9667 | 18.4463 | 19.8795 | 21.2445 | 22.6651 | 24.1383 | 25.6048 | 27.1914 | 28.764 | 30.4292 | 31.9382 | 33.617 | 35.3609 | 37.2418 | 38.9506 | 40.7994
QLD | 3.4404 | 4.655 | 6.5047 | 6.8604 | 9.0861 | 10.4786 | 11.4764 | 12.0945 | 13.1222 | 14.9066 | 16.9429 | 18.2144 | 19.5101 | 20.8331 | 22.2359 | 23.6208 | 25.0298 | 26.4085 | 27.5907 | 28.8148 | 30.1248 | 31.53 | 32.9584 | 34.3069 | 35.7952 | 37.3914 | 39.0993 | 40.6904 | 42.377
SA | 1.041 | 1.2571 | 1.4689 | 1.7984 | 2.0633 | 2.3482 | 2.6478 | 2.9745 | 3.3036 | 3.7488 | 4.1963 | 4.6423 | 5.094 | 5.5542 | 6.0365 | 6.5141 | 7.1526 | 7.6313 | 8.2113 | 8.608 | 9.1582 | 9.6205 | 10.1013 | 10.5652 | 11.0568 | 11.5437 | 12.0603 | 12.5555 | 13.0649
TAS | 0.39581 | 0.46745 | 0.5367 | 0.64552 | 0.79755 | 0.89514 | 0.96176 | 1.0528 | 1.1438 | 1.2281 | 1.5351 | 1.669 | 1.8056 | 1.9429 | 2.0869 | 2.2301 | 2.3441 | 2.4832 | 2.608 | 2.7218 | 2.8449 | 2.964 | 3.094 | 3.2182 | 3.3525 | 3.4799 | 3.612 | 3.7382 | 3.8678
VIC | 3.5158 | 5.5415 | 6.6271 | 6.8397 | 7.1399 | 8.1575 | 9.0332 | 9.7401 | 10.6683 | 12.1413 | 14.4643 | 16.1487 | 17.8685 | 19.6099 | 21.463 | 23.2849 | 25.1016 | 26.8388 | 28.4756 | 30.0129 | 31.8353 | 33.4813 | 35.2135 | 36.8406 | 38.5782 | 40.2849 | 42.1393 | 43.7966 | 45.5751
Hydrogen Superpower
| 2021-22 | 2022-23 | 2023-24 | 2024-25 | 2025-26 | 2026-27 | 2027-28 | 2028-29 | 2029-30 | 2030-31 | 2031-32 | 2032-33 | 2033-34 | 2034-35 | 2035-36 | 2036-37 | 2037-38 | 2038-39 | 2039-40 | 2040-41 | 2041-42 | 2042-43 | 2043-44 | 2044-45 | 2045-46 | 2046-47 | 2047-48 | 2048-49 | 2049-50
NSW | 3.1101 | 3.7537 | 4.326 | 4.9754 | 5.8309 | 6.6246 | 7.7944 | 10.4051 | 12.9388 | 14.8457 | 16.7747 | 18.3859 | 20.0338 | 21.7151 | 23.5463 | 25.3247 | 27.0803 | 28.8736 | 30.7432 | 32.5595 | 34.515 | 36.466 | 38.5754 | 40.4378 | 41.6043 | 42.2999 | 43.1269 | 43.741 | 44.4765
QLD | 3.623 | 4.3533 | 5.4713 | 5.6158 | 6.991 | 11.5559 | 12.4667 | 13.5277 | 14.8639 | 16.9019 | 20.8387 | 23.3655 | 25.9765 | 28.6743 | 31.5332 | 34.4293 | 39.0401 | 41.3566 | 44.1677 | 46.2445 | 47.6761 | 48.7285 | 49.6284 | 50.702 | 50.2794 | 49.0644 | 47.9945 | 46.8008 | 45.7173
SA | 1.0495 | 1.2717 | 1.4952 | 1.7374 | 2.0462 | 2.3957 | 2.9622 | 3.6958 | 4.4747 | 4.982 | 5.4787 | 5.8959 | 6.32 | 6.75 | 7.2092 | 7.6626 | 8.0999 | 8.5464 | 8.9951 | 9.4608 | 9.9545 | 10.4517 | 10.9638 | 11.4395 | 11.7822 | 12.0094 | 12.2744 | 12.5194 | 12.7656
TAS | 0.39819 | 0.48267 | 0.61177 | 0.6229 | 0.70748 | 0.82134 | 1.1868 | 1.3456 | 1.4647 | 1.6548 | 1.8415 | 1.9788 | 2.1184 | 2.2604 | 2.4108 | 2.5591 | 2.6774 | 2.7984 | 2.924 | 3.0523 | 3.1885 | 3.3201 | 3.4591 | 3.588 | 3.6847 | 3.7476 | 3.8132 | 3.8716 | 3.9306
VIC | 3.7825 | 4.2153 | 5.3345 | 5.5325 | 6.2546 | 7.4749 | 11.7469 | 14.1508 | 15.3931 | 17.1392 | 18.8978 | 20.3416 | 21.8106 | 23.3061 | 24.9151 | 26.4811 | 27.8629 | 29.2931 | 30.7905 | 32.2515 | 33.8346 | 35.4549 | 37.0707 | 38.4966 | 39.4337 | 39.9279 | 40.5342 | 40.622 | 40.8254
Strong Electrification Sensitivity
| 2021-22 | 2022-23 | 2023-24 | 2024-25 | 2025-26 | 2026-27 | 2027-28 | 2028-29 | 2029-30 | 2030-31 | 2031-32 | 2032-33 | 2033-34 | 2034-35 | 2035-36 | 2036-37 | 2037-38 | 2038-39 | 2039-40 | 2040-41 | 2041-42 | 2042-43 | 2043-44 | 2044-45 | 2045-46 | 2046-47 | 2047-48 | 2048-49 | 2049-50
NSW | 3.5677 | 5.5445 | 6.1256 | 6.6993 | 7.5989 | 9.9001 | 11.1303 | 12.4081 | 13.9014 | 15.9995 | 18.2251 | 20.1095 | 22.0397 | 24.0085 | 26.1499 | 28.2352 | 30.5092 | 32.5747 | 34.821 | 37.1165 | 39.4667 | 41.865 | 44.4991 | 46.8563 | 48.4363 | 49.3902 | 50.476 | 51.3153 | 52.2832
QLD | 3.4412 | 7.1624 | 8.9965 | 9.156 | 10.9591 | 11.9711 | 13.9673 | 29.0474 | 33.4248 | 38.0216 | 41.738 | 43.7675 | 45.8418 | 47.9565 | 50.1956 | 52.4187 | 54.3157 | 55.9691 | 57.7364 | 59.3732 | 61.1353 | 62.965 | 64.94 | 66.8185 | 68.3455 | 69.6187 | 71.0139 | 72.2432 | 73.5654
SA | 1.3303 | 1.8426 | 2.0034 | 2.188 | 2.5317 | 3.4161 | 3.9868 | 4.4427 | 4.9281 | 5.6346 | 6.354 | 7.1836 | 8.0283 | 8.8903 | 9.7899 | 10.6916 | 12.725 | 13.2868 | 13.941 | 14.7527 | 15.6782 | 16.3406 | 17.088 | 17.8052 | 18.232 | 18.598 | 18.9949 | 19.3618 | 19.7355
TAS | 0.52563 | 0.7644 | 0.84802 | 0.93617 | 1.0326 | 1.1347 | 1.2496 | 1.3655 | 1.504 | 1.7082 | 1.8913 | 2.0969 | 2.3055 | 2.5171 | 2.7382 | 2.9574 | 3.2436 | 3.394 | 3.5652 | 3.7646 | 4.0266 | 4.2372 | 4.4681 | 4.7035 | 4.8753 | 4.9895 | 5.1071 | 5.2167 | 5.3277
VIC | 6.3841 | 7.5031 | 8.6244 | 9.2252 | 11.6118 | 13.6612 | 15.0779 | 16.5825 | 18.1018 | 20.1335 | 22.3551 | 24.1817 | 26.0443 | 27.9412 | 29.9723 | 31.9634 | 34.0775 | 35.963 | 37.9161 | 39.9772 | 42.1761 | 44.351 | 46.633 | 48.9887 | 50.9964 | 52.5066 | 54.1939 | 55.6102 | 57.1605

## Embedded energy storages
Go to Assumptions Summary
Distributed Energy Resources: Total embedded energy storage systems (aggregated and non-aggregated) | [16 empty] | Note: | Further information is available at http://forecasting.aemo.com.au
Embedded energy storage forecasts based on 2021 CSIRO and Green Energy Markets (GEM) trajectories developed for AEMO
The Higher DER uptake rate sensitivity will consider the Step Change uptake trajectories.
Consultant forecast mapping
| Slow Change | Steady Progress | Progressive Change | Step Change | Hydrogen Superpower | Strong Electrification Sensitivity
Consultant's scenario name | CSIRO Slow Growth | Average of CSIRO and GEM Current Trajectory | Average of CSIRO and GEM Net Zero | GEM Sustainable Growth | GEM Export Superpower | CSIRO Rapid Decarbonisation
Embedded energy storages (small-scale batteries, MW)
Embedded battery installations by NEM region. The use of batteries in managing consumer demand is 'netted' off the operational demand forecasts if 'non-aggregated', whereas the 'aggregated' share is modelled like a Virtual Power Plant, operated by a retailer / aggregator as an alternative supply source for arbitrage or emergency response.
Battery power (MW) of Embedded battery installations by NEM region.
Embedded battery storages are the cumulative total of "aggregated" and "non-aggregated" battery installations in the NEM.
Slow Change
| 2021-22 | 2022-23 | 2023-24 | 2024-25 | 2025-26 | 2026-27 | 2027-28 | 2028-29 | 2029-30 | 2030-31 | 2031-32 | 2032-33 | 2033-34 | 2034-35 | 2035-36 | 2036-37 | 2037-38 | 2038-39 | 2039-40 | 2040-41 | 2041-42 | 2042-43 | 2043-44 | 2044-45 | 2045-46 | 2046-47 | 2047-48 | 2048-49 | 2049-50
NSW | 241.04 | 291.984 | 345.903 | 438.283 | 486.079 | 583.095 | 642.934 | 711.302 | 779.294 | 830.817 | 874.899 | 916.178 | 953.372 | 992.609 | 1030.989 | 1069.927 | 1108.918 | 1148.704 | 1189.677 | 1232.144 | 1276.788 | 1322.321 | 1367.617 | 1419.429 | 1474.603 | 1531.519 | 1588.798 | 1646.269 | 1704.172
QLD | 121.506 | 143.304 | 177.702 | 229.457 | 279.92 | 340.589 | 397.382 | 446.179 | 490.208 | 526.712 | 557.458 | 588.521 | 618.891 | 650.131 | 681.097 | 712.787 | 744.849 | 777.872 | 811.063 | 845.598 | 882.024 | 919.322 | 956.635 | 999.292 | 1044.837 | 1092.007 | 1139.731 | 1187.869 | 1236.603
SA | 184.773 | 245.935 | 277.564 | 321.229 | 350.906 | 391.408 | 425.608 | 457.998 | 487.772 | 509.016 | 525.985 | 542.794 | 558.278 | 573.756 | 588.777 | 603.828 | 618.755 | 633.84 | 648.786 | 664.017 | 679.75 | 695.539 | 711.046 | 728.293 | 746.269 | 764.476 | 782.522 | 800.373 | 818.106
TAS | 17.879 | 21.305 | 25.388 | 31.902 | 36.744 | 44.441 | 49.404 | 54.951 | 60.077 | 63.555 | 66.404 | 69.239 | 71.92 | 74.646 | 77.288 | 79.954 | 82.608 | 85.306 | 88.036 | 90.859 | 93.828 | 96.837 | 99.795 | 103.206 | 106.827 | 110.536 | 114.226 | 117.888 | 121.541
VIC | 156.357 | 198.33 | 237.74 | 299.001 | 343.947 | 411.443 | 471.717 | 530.071 | 589.371 | 630.9 | 666.443 | 702.42 | 737.234 | 773.129 | 808.759 | 845.215 | 882.103 | 920.107 | 959.481 | 1000.53 | 1043.984 | 1088.659 | 1133.551 | 1184.573 | 1239.036 | 1295.545 | 1352.886 | 1410.913 | 1469.861
Steady Progress
| 2021-22 | 2022-23 | 2023-24 | 2024-25 | 2025-26 | 2026-27 | 2027-28 | 2028-29 | 2029-30 | 2030-31 | 2031-32 | 2032-33 | 2033-34 | 2034-35 | 2035-36 | 2036-37 | 2037-38 | 2038-39 | 2039-40 | 2040-41 | 2041-42 | 2042-43 | 2043-44 | 2044-45 | 2045-46 | 2046-47 | 2047-48 | 2048-49 | 2049-50
NSW | 229.3695 | 292.227 | 377.438 | 558.8585 | 746.4835 | 962.9065 | 1173.8595 | 1384.7485 | 1678.054 | 1945.698 | 2119.3045 | 2304.052 | 2498.1585 | 2725.6955 | 2959.4985 | 3200.8755 | 3446.198 | 3698.1395 | 3873.9575 | 4041.2975 | 4198.4955 | 4342.964 | 4473.189 | 4611.9975 | 4757.1935 | 4907.8785 | 5062.242 | 5218.832 | 5378.9665
QLD | 122.3605 | 152.8205 | 195.5295 | 251.355 | 342.0805 | 455.867 | 592.9185 | 734.927 | 922.882 | 1099.8765 | 1241.072 | 1390.401 | 1548.655 | 1711.6355 | 1881.1545 | 2059.952 | 2248.232 | 2442.257 | 2602.5035 | 2770.0185 | 2946.352 | 3129.382 | 3301.1385 | 3461.2015 | 3611.547 | 3752.079 | 3884.0755 | 4019.021 | 4155.3535
SA | 155.7545 | 208.935 | 254.8925 | 331.9805 | 390.913 | 473.397 | 548.219 | 627.9675 | 711.465 | 785.119 | 844.065 | 904.914 | 968.717 | 1038.3635 | 1108.9515 | 1181.9775 | 1258.485 | 1339.605 | 1393.2815 | 1444.569 | 1494.6375 | 1545.2215 | 1595.6585 | 1648.6865 | 1703.227 | 1758.6235 | 1814.513 | 1870.898 | 1927.8375
TAS | 16.843 | 21.2355 | 26.4545 | 34.421 | 45.102 | 57.6205 | 71.298 | 84.491 | 102.5005 | 118.792 | 131.2365 | 144.3085 | 157.986 | 172.485 | 187.781 | 203.653 | 220.332 | 237.8485 | 252.2555 | 267.374 | 282.1835 | 296.47 | 309.771 | 322.454 | 334.3195 | 346.5235 | 358.9145 | 371.549 | 384.3555
VIC | 131.6815 | 167.151 | 210.337 | 271.614 | 339.96 | 483.404 | 662.583 | 798.9715 | 966.727 | 1123.086 | 1240.962 | 1364.096 | 1494.719 | 1631.6575 | 1771.3515 | 1941.2525 | 2134.311 | 2302.0705 | 2438.9655 | 2581.958 | 2732.9055 | 2888.123 | 3034.268 | 3175.7495 | 3310.4155 | 3438.881 | 3561.262 | 3686.413 | 3815.5005
Progressive Change
| 2021-22 | 2022-23 | 2023-24 | 2024-25 | 2025-26 | 2026-27 | 2027-28 | 2028-29 | 2029-30 | 2030-31 | 2031-32 | 2032-33 | 2033-34 | 2034-35 | 2035-36 | 2036-37 | 2037-38 | 2038-39 | 2039-40 | 2040-41 | 2041-42 | 2042-43 | 2043-44 | 2044-45 | 2045-46 | 2046-47 | 2047-48 | 2048-49 | 2049-50
NSW | 229.3695 | 292.227 | 377.438 | 558.8585 | 746.4835 | 962.9065 | 1173.8595 | 1384.7485 | 1678.054 | 1945.698 | 2314.446 | 2705.7215 | 3124.8575 | 3581.0105 | 4034.9225 | 4481.8005 | 4927.858 | 5380.526 | 5729.473 | 6046.5805 | 6329.5905 | 6569.966 | 6766.206 | 6970.2785 | 7176.367 | 7383.102 | 7591.951 | 7799.65 | 8008.499
QLD | 122.3605 | 152.8205 | 195.5295 | 251.355 | 342.0805 | 455.867 | 592.9185 | 734.927 | 922.882 | 1099.8765 | 1429.59 | 1799.9855 | 2187.935 | 2586.4305 | 2978.2715 | 3367.496 | 3760.2175 | 4160.085 | 4524.103 | 4894.928 | 5273.9535 | 5655.8665 | 5989.596 | 6272.6795 | 6513.33 | 6713.6625 | 6881.4395 | 7046.6845 | 7211.557
SA | 155.7545 | 208.935 | 254.8925 | 331.9805 | 390.913 | 473.397 | 548.219 | 627.9675 | 711.465 | 785.119 | 896.4565 | 1013.897 | 1136.714 | 1267.295 | 1394.259 | 1519.559 | 1645.1655 | 1773.647 | 1869.067 | 1955.6295 | 2033.2025 | 2099.296 | 2155.103 | 2213.3775 | 2272.9865 | 2333.197 | 2393.7065 | 2454.468 | 2515.6305
TAS | 16.843 | 21.2355 | 26.4545 | 34.421 | 45.102 | 57.6205 | 71.298 | 84.491 | 102.5005 | 118.792 | 143.608 | 169.581 | 196.5925 | 224.65 | 253.028 | 281.26 | 309.88 | 339.0935 | 365.059 | 391.4335 | 416.305 | 439.132 | 459.352 | 477.5135 | 493.631 | 509.6245 | 525.4975 | 541.231 | 556.847
VIC | 131.6815 | 167.151 | 210.337 | 271.614 | 339.96 | 483.404 | 662.583 | 798.9715 | 966.727 | 1123.086 | 1354.485 | 1614.116 | 1903.0955 | 2217.6345 | 2543.226 | 2904.8985 | 3296.346 | 3670.0005 | 4012.3735 | 4305.801 | 4603.9015 | 4899.7945 | 5164.94 | 5402.707 | 5614.51 | 5803.398 | 5971.9245 | 6141.782 | 6314.1925
Step Change
| 2021-22 | 2022-23 | 2023-24 | 2024-25 | 2025-26 | 2026-27 | 2027-28 | 2028-29 | 2029-30 | 2030-31 | 2031-32 | 2032-33 | 2033-34 | 2034-35 | 2035-36 | 2036-37 | 2037-38 | 2038-39 | 2039-40 | 2040-41 | 2041-42 | 2042-43 | 2043-44 | 2044-45 | 2045-46 | 2046-47 | 2047-48 | 2048-49 | 2049-50
NSW | 180.085 | 298.745 | 649.072 | 998.213 | 1345.775 | 1687.76 | 2028.245 | 2382.088 | 2948.458 | 3550.567 | 4191.132 | 4907.283 | 5779.834 | 6672.764 | 7536.332 | 8381 | 9146.995 | 9847.75 | 10290.039 | 10649.006 | 10920.288 | 11187.576 | 11451.007 | 11713.576 | 11972.142 | 12230.683 | 12485.435 | 12740.826 | 12991.043
QLD | 106.738 | 188.239 | 465.22 | 782.89 | 1128.074 | 1451.153 | 1776.27 | 2120.988 | 2673.388 | 3258.185 | 3769.482 | 4345.427 | 5047.457 | 5774.92 | 6500.847 | 7199.954 | 7853.867 | 8466.056 | 8846.663 | 9151.059 | 9372.087 | 9588.287 | 9806.136 | 10011.96 | 10218.412 | 10418.61 | 10620.472 | 10824.753 | 11020.868
SA | 114.087 | 192.233 | 301.198 | 403.07 | 506 | 599.985 | 692.472 | 787.752 | 947.039 | 1114.545 | 1292.666 | 1500.146 | 1731.224 | 1962.316 | 2185.906 | 2400.086 | 2593.907 | 2774.29 | 2884.577 | 2976.641 | 3050.303 | 3125.461 | 3202.355 | 3280.113 | 3357.778 | 3436.039 | 3514.725 | 3593.888 | 3674.554
TAS | 12.611 | 26.368 | 47.852 | 72.728 | 98.631 | 123.314 | 147.526 | 172.5 | 212.357 | 253.783 | 295.056 | 344.064 | 399.145 | 457.225 | 514.839 | 571.348 | 623.868 | 673.086 | 704.746 | 731.794 | 753.498 | 774.937 | 796.132 | 817.063 | 837.481 | 857.46 | 877.012 | 896.142 | 914.835
VIC | 102.152 | 133.383 | 388.171 | 730.071 | 1095.779 | 1476.37 | 1861.235 | 2110.531 | 2490.946 | 2901.496 | 3246.31 | 3610.982 | 4106.705 | 4661.382 | 5218.234 | 5778.422 | 6358.206 | 6848.373 | 7187.835 | 7488.873 | 7737.706 | 7926.022 | 8115.384 | 8301.687 | 8488.345 | 8674.717 | 8862.165 | 9052.841 | 9242.931
Hydrogen Superpower
| 2021-22 | 2022-23 | 2023-24 | 2024-25 | 2025-26 | 2026-27 | 2027-28 | 2028-29 | 2029-30 | 2030-31 | 2031-32 | 2032-33 | 2033-34 | 2034-35 | 2035-36 | 2036-37 | 2037-38 | 2038-39 | 2039-40 | 2040-41 | 2041-42 | 2042-43 | 2043-44 | 2044-45 | 2045-46 | 2046-47 | 2047-48 | 2048-49 | 2049-50
NSW | 183.26 | 302.14 | 702.154 | 1122.377 | 1523.844 | 1913.933 | 2318.99 | 2744.469 | 3403.583 | 4069.958 | 4767.812 | 5538.071 | 6485.56 | 7465.467 | 8409.861 | 9342.157 | 10201.518 | 10994.622 | 11492.563 | 11898.028 | 12206.961 | 12511.244 | 12815.355 | 13118.148 | 13420.766 | 13716.699 | 14012.459 | 14308.219 | 14597.124
QLD | 108.721 | 186.721 | 498.401 | 848.54 | 1237.258 | 1611.079 | 1990.499 | 2393.076 | 3004.495 | 3614.738 | 4230.274 | 4898.389 | 5710.684 | 6559.388 | 7387.8 | 8154.024 | 8824.221 | 9440.901 | 9812.133 | 10121.256 | 10347.026 | 10568.712 | 10796.875 | 11019.351 | 11244.36 | 11470.66 | 11694.28 | 11922.307 | 12149.258
SA | 115.741 | 206.793 | 338.346 | 470.204 | 597.121 | 721.722 | 850.186 | 984.061 | 1199.828 | 1418.834 | 1651.991 | 1923.578 | 2228.749 | 2539.658 | 2836.879 | 3126.527 | 3388.512 | 3630.888 | 3772.949 | 3883.119 | 3960.764 | 4036.263 | 4111.957 | 4188.636 | 4266.21 | 4344.694 | 4424.521 | 4505.384 | 4587.199
TAS | 13.067 | 28.91 | 53.535 | 81.209 | 108.835 | 135.346 | 162.238 | 190.15 | 233.109 | 275.692 | 320.473 | 373.094 | 432.29 | 493.985 | 554.724 | 613.785 | 668.796 | 720.445 | 752.898 | 780.217 | 802.204 | 823.928 | 845.386 | 866.58 | 887.522 | 907.555 | 927.131 | 946.251 | 964.915
VIC | 102.592 | 134.872 | 389.758 | 733.035 | 1098.052 | 1480.509 | 1880.299 | 2212.048 | 2725.479 | 3239.621 | 3645.893 | 4073.09 | 4626.824 | 5242.708 | 5865.288 | 6506.687 | 7184.314 | 7810.94 | 8253.259 | 8649.672 | 8982.193 | 9227.894 | 9476.943 | 9727.013 | 9975.972 | 10226.29 | 10480.227 | 10734.995 | 10994.161
Strong Electrification Sensitivity
| 2021-22 | 2022-23 | 2023-24 | 2024-25 | 2025-26 | 2026-27 | 2027-28 | 2028-29 | 2029-30 | 2030-31 | 2031-32 | 2032-33 | 2033-34 | 2034-35 | 2035-36 | 2036-37 | 2037-38 | 2038-39 | 2039-40 | 2040-41 | 2041-42 | 2042-43 | 2043-44 | 2044-45 | 2045-46 | 2046-47 | 2047-48 | 2048-49 | 2049-50
NSW | 305.733 | 418.949 | 678.141 | 995.416 | 1285.298 | 1562.175 | 1827.378 | 2075.032 | 2328.021 | 2501.586 | 2651.502 | 2814.071 | 2984.322 | 3169.25 | 3367.604 | 3579.692 | 3789.16 | 3999.747 | 4192.857 | 4375.546 | 4539.005 | 4701.632 | 4858.22 | 5062.831 | 5288.038 | 5533.063 | 5784.092 | 6045.151 | 6305.525
QLD | 153.264 | 205.74 | 367.685 | 552.515 | 797.906 | 1032.451 | 1239.179 | 1436.9 | 1638.207 | 1772.584 | 1903.884 | 2044.097 | 2191.691 | 2352.387 | 2525.322 | 2710.644 | 2895.129 | 3082.298 | 3254.303 | 3419.476 | 3570.949 | 3723.253 | 3872.282 | 4061.071 | 4267.788 | 4491.693 | 4721.913 | 4961.621 | 5202.428
SA | 208.925 | 294.635 | 438.78 | 606.312 | 730.442 | 852.751 | 958.632 | 1051.023 | 1138.787 | 1193.598 | 1245.258 | 1299.177 | 1354.585 | 1413.702 | 1475.947 | 1541.184 | 1604.358 | 1667.018 | 1722.485 | 1774.534 | 1821.115 | 1867.266 | 1911.764 | 1968.313 | 2029.621 | 2095.258 | 2161.806 | 2230.211 | 2297.932
TAS | 22.877 | 31.128 | 51.348 | 74.788 | 100.762 | 123.416 | 145.711 | 165.405 | 185.126 | 196.551 | 207.352 | 218.785 | 230.684 | 243.611 | 257.449 | 272.189 | 286.502 | 300.709 | 313.273 | 324.856 | 334.803 | 344.548 | 353.7 | 366.172 | 379.91 | 394.851 | 409.974 | 425.573 | 440.802
VIC | 172.256 | 231.077 | 396.051 | 588.167 | 799.575 | 1029.15 | 1262.956 | 1482.493 | 1701.818 | 1852.038 | 1997.024 | 2153.581 | 2320.167 | 2503.29 | 2702.152 | 2917.659 | 3134.792 | 3356.933 | 3566.127 | 3768.671 | 3955.633 | 4144.794 | 4330.918 | 4566.478 | 4825.642 | 5108.612 | 5401.845 | 5709.917 | 6022.182
Embedded energy storages (small-scale batteries, MWh)
Storage capacity (MWh) of Embedded battery installations by NEM region.
Embedded battery storages are the cumulative total of "aggregated" and "non-aggregated" battery installations in the NEM.
Slow Change
| 2021-22 | 2022-23 | 2023-24 | 2024-25 | 2025-26 | 2026-27 | 2027-28 | 2028-29 | 2029-30 | 2030-31 | 2031-32 | 2032-33 | 2033-34 | 2034-35 | 2035-36 | 2036-37 | 2037-38 | 2038-39 | 2039-40 | 2040-41 | 2041-42 | 2042-43 | 2043-44 | 2044-45 | 2045-46 | 2046-47 | 2047-48 | 2048-49 | 2049-50
NSW | 514.5 | 618.44 | 726.554 | 917.579 | 1007.366 | 1203.9 | 1315.402 | 1443.748 | 1569.089 | 1656.077 | 1725.223 | 1787.1 | 1839.466 | 1895.563 | 1948.858 | 2002.488 | 2055.344 | 2109.068 | 2164.601 | 2222.52 | 2284.267 | 2346.974 | 2408.147 | 2482.636 | 2563.292 | 2646.456 | 2729.064 | 2810.748 | 2892.049
QLD | 256.705 | 300.392 | 370.267 | 477.33 | 579.7 | 702.728 | 815.087 | 907.863 | 988.44 | 1050.96 | 1099.579 | 1148.109 | 1194.841 | 1242.709 | 1289.081 | 1336.15 | 1383.112 | 1431.259 | 1479.645 | 1530.151 | 1583.929 | 1638.698 | 1692.57 | 1757.227 | 1827.1 | 1899.332 | 1971.533 | 2043.392 | 2115.308
SA | 393.952 | 520.177 | 580.68 | 666.772 | 720.614 | 797.291 | 858.741 | 915.074 | 964.571 | 994.308 | 1013.952 | 1032.917 | 1049.352 | 1065.561 | 1080.46 | 1095.12 | 1109.206 | 1123.331 | 1137.157 | 1151.372 | 1166.425 | 1181.342 | 1195.39 | 1212.986 | 1231.858 | 1250.896 | 1269.244 | 1286.837 | 1303.851
TAS | 37.955 | 44.89 | 53.063 | 66.461 | 75.957 | 91.566 | 100.895 | 111.341 | 120.672 | 126.206 | 130.241 | 134.189 | 137.812 | 141.48 | 144.899 | 148.31 | 151.629 | 154.985 | 158.388 | 161.939 | 165.751 | 169.585 | 173.25 | 177.844 | 182.823 | 187.909 | 192.874 | 197.693 | 202.406
VIC | 333.102 | 419.122 | 498.492 | 624.699 | 712.898 | 849.188 | 967.292 | 1079.147 | 1191.135 | 1262.083 | 1318.583 | 1375.042 | 1428.604 | 1483.811 | 1537.525 | 1592.152 | 1646.804 | 1702.981 | 1761.329 | 1822.402 | 1887.75 | 1954.712 | 2021.067 | 2099.783 | 2184.763 | 2272.841 | 2361.298 | 2449.807 | 2538.884
Steady Progress
| 2021-22 | 2022-23 | 2023-24 | 2024-25 | 2025-26 | 2026-27 | 2027-28 | 2028-29 | 2029-30 | 2030-31 | 2031-32 | 2032-33 | 2033-34 | 2034-35 | 2035-36 | 2036-37 | 2037-38 | 2038-39 | 2039-40 | 2040-41 | 2041-42 | 2042-43 | 2043-44 | 2044-45 | 2045-46 | 2046-47 | 2047-48 | 2048-49 | 2049-50
NSW | 496.355 | 625.3805 | 805.544 | 1212.693 | 1626.098 | 2092.729 | 2538.462 | 2964.1605 | 3579.374 | 4115.4025 | 4419.483 | 4741.536 | 5085.2875 | 5555.3285 | 6035.987 | 6526.996 | 7019.483 | 7510.7345 | 7847.906 | 8143.8485 | 8358.399 | 8544.644 | 8710.505 | 8980.987 | 9277.676 | 9595.978 | 9927.5665 | 10261.8745 | 10572.511
QLD | 264.3695 | 325.9085 | 413.199 | 528.8075 | 725.155 | 971.675 | 1269.3925 | 1570.016 | 1977.4755 | 2347.55 | 2627.16 | 2914.7195 | 3213.4645 | 3513.609 | 3835.1955 | 4183.1565 | 4555.7425 | 4936.924 | 5257.7955 | 5586.02 | 5917.235 | 6257.3635 | 6563.8135 | 6832.0725 | 7088.4155 | 7335.585 | 7576.86 | 7831.675 | 8086.076
SA | 341.68 | 452.2385 | 545.666 | 708.3185 | 827.5385 | 995.882 | 1145.0045 | 1303.036 | 1470.547 | 1613.5105 | 1722.261 | 1831.7315 | 1944.6735 | 2074.7645 | 2206.705 | 2344.1915 | 2490.4795 | 2647.932 | 2737.875 | 2819.6175 | 2895.2855 | 2971.533 | 3047.8965 | 3139.9705 | 3237.9415 | 3341.4695 | 3451.538 | 3568.7805 | 3662.3185
TAS | 36.567 | 45.494 | 56.0455 | 72.708 | 95.558 | 122.109 | 151.1755 | 178.501 | 216.911 | 250.4475 | 274.778 | 299.616 | 324.9415 | 351.857 | 381.433 | 412.138 | 444.785 | 478.974 | 507.333 | 536.4425 | 563.376 | 588.3995 | 610.554 | 631.461 | 652.0625 | 674.2225 | 698.085 | 723.273 | 748.151
VIC | 284.668 | 356.6745 | 444.7655 | 572.5225 | 715.1345 | 1036.8455 | 1442.776 | 1722.6715 | 2070.9425 | 2383.904 | 2600.894 | 2822.8855 | 3056.214 | 3299.3875 | 3548.528 | 3922.997 | 4384.2145 | 4703.42 | 4950.348 | 5202.2195 | 5461.917 | 5726.7095 | 5966.067 | 6190.437 | 6399.391 | 6674.585 | 6990.8915 | 7217.169 | 7431.3855
Progressive Change
| 2021-22 | 2022-23 | 2023-24 | 2024-25 | 2025-26 | 2026-27 | 2027-28 | 2028-29 | 2029-30 | 2030-31 | 2031-32 | 2032-33 | 2033-34 | 2034-35 | 2035-36 | 2036-37 | 2037-38 | 2038-39 | 2039-40 | 2040-41 | 2041-42 | 2042-43 | 2043-44 | 2044-45 | 2045-46 | 2046-47 | 2047-48 | 2048-49 | 2049-50
NSW | 496.355 | 625.3805 | 805.544 | 1212.693 | 1626.098 | 2092.729 | 2538.462 | 2964.1605 | 3579.374 | 4115.4025 | 4884.386 | 5677.303 | 6519.6725 | 7485.4425 | 8422.353 | 9303.11 | 10151.0025 | 10974.6915 | 11581.2985 | 12079.294 | 12579.8005 | 12974.8965 | 13285.2765 | 13711.205 | 14141.8 | 14553.1565 | 14961.2515 | 15354.589 | 15710.184
QLD | 264.3695 | 325.9085 | 413.199 | 528.8075 | 725.155 | 971.675 | 1269.3925 | 1570.016 | 1977.4755 | 2347.55 | 3086.6355 | 3893.0995 | 4707.287 | 5511.651 | 6286.4 | 7032.571 | 7771.358 | 8501.7515 | 9162.2535 | 9812.7505 | 10613.9315 | 11424.7535 | 12095.632 | 12618.3125 | 13028.7135 | 13331.191 | 13561.911 | 13792.0745 | 14029.6335
SA | 341.68 | 452.2385 | 545.666 | 708.3185 | 827.5385 | 995.882 | 1145.0045 | 1303.036 | 1470.547 | 1613.5105 | 1847.1945 | 2086.223 | 2330.225 | 2594.2425 | 2842.068 | 3077.371 | 3307.567 | 3538.9385 | 3688.3575 | 3813.259 | 3953.442 | 4065.6395 | 4155.246 | 4266.1465 | 4377.0455 | 4486.0975 | 4596.9085 | 4711.09 | 4799.568
TAS | 36.567 | 45.494 | 56.0455 | 72.708 | 95.558 | 122.109 | 151.1755 | 178.501 | 216.911 | 250.4475 | 304.368 | 358.698 | 413.194 | 468.7875 | 524.9575 | 578.889 | 632.4895 | 685.775 | 733.0795 | 779.8265 | 830.4085 | 874.6665 | 911.5725 | 943.4935 | 971.5705 | 998.7155 | 1026.056 | 1053.1865 | 1080.1985
VIC | 284.668 | 356.6745 | 444.7655 | 572.5225 | 715.1345 | 1036.8455 | 1442.776 | 1722.6715 | 2070.9425 | 2383.904 | 2875.936 | 3417.559 | 4009.639 | 4642.4955 | 5283.555 | 6040.4005 | 6882.125 | 7588.0385 | 8213.1 | 8691.034 | 9245.3165 | 9798.29 | 10279.5605 | 10697.1425 | 11051.0135 | 11422.5875 | 11802.214 | 12098.4075 | 12386.889
Step Change
| 2021-22 | 2022-23 | 2023-24 | 2024-25 | 2025-26 | 2026-27 | 2027-28 | 2028-29 | 2029-30 | 2030-31 | 2031-32 | 2032-33 | 2033-34 | 2034-35 | 2035-36 | 2036-37 | 2037-38 | 2038-39 | 2039-40 | 2040-41 | 2041-42 | 2042-43 | 2043-44 | 2044-45 | 2045-46 | 2046-47 | 2047-48 | 2048-49 | 2049-50
NSW | 400.373 | 676.784 | 1518.39 | 2317.375 | 3074.904 | 3794.163 | 4488.077 | 5172.268 | 6353.817 | 7572.466 | 8835.15 | 10302.226 | 12319.305 | 14287.831 | 16085.384 | 17753.799 | 19154.933 | 20327.973 | 21009.646 | 21491.141 | 21774.903 | 22187.092 | 22955.594 | 23702.308 | 24373.083 | 24997.986 | 25516.092 | 25947.537 | 26298.647
QLD | 239.231 | 430.882 | 1101.54 | 1843.868 | 2617.127 | 3301.211 | 3963.648 | 4641.547 | 5806.623 | 6998.346 | 7952.947 | 9076.593 | 10655.332 | 12263.067 | 13813.469 | 15201.882 | 16417.389 | 17487.057 | 18134.485 | 18594.94 | 18755.171 | 19014.407 | 19585.395 | 20166.472 | 20744.397 | 21233.454 | 21665.856 | 22060.074 | 22392.041
SA | 263.86 | 445.931 | 695.872 | 915.936 | 1128.051 | 1310.216 | 1484.004 | 1661.893 | 2000.851 | 2347.878 | 2709.826 | 3171.186 | 3699.366 | 4194.441 | 4647.51 | 5048.444 | 5381.438 | 5672.801 | 5848.478 | 5982.53 | 6079.169 | 6247.488 | 6464.875 | 6666.013 | 6850.327 | 7011.487 | 7147.408 | 7272.846 | 7399.601
TAS | 28.447 | 61.416 | 112.048 | 168.746 | 225.191 | 276.316 | 324.981 | 373.262 | 456.464 | 539.683 | 618.783 | 724.154 | 847.182 | 975.085 | 1096.475 | 1208.365 | 1305.485 | 1390.4 | 1442.23 | 1481.77 | 1506.184 | 1547.374 | 1599.659 | 1655.149 | 1707.163 | 1753.705 | 1793.591 | 1828.02 | 1857.084
VIC | 228.019 | 294.382 | 916.105 | 1727.516 | 2556.918 | 3386.716 | 4195.648 | 4624.626 | 5359.153 | 6134.582 | 6713.377 | 7320.015 | 8448.155 | 9757.745 | 11030.282 | 12267.134 | 13505.257 | 14320.86 | 14849.664 | 15288.253 | 15511.885 | 15597.808 | 16033.777 | 16587.56 | 17137.879 | 17682.912 | 18235.428 | 18541.905 | 18811.133
Hydrogen Superpower
| 2021-22 | 2022-23 | 2023-24 | 2024-25 | 2025-26 | 2026-27 | 2027-28 | 2028-29 | 2029-30 | 2030-31 | 2031-32 | 2032-33 | 2033-34 | 2034-35 | 2035-36 | 2036-37 | 2037-38 | 2038-39 | 2039-40 | 2040-41 | 2041-42 | 2042-43 | 2043-44 | 2044-45 | 2045-46 | 2046-47 | 2047-48 | 2048-49 | 2049-50
NSW | 408.276 | 684.731 | 1650.046 | 2619.992 | 3496.988 | 4315.318 | 5144.48 | 5974.933 | 7348.206 | 8677.72 | 10031.59 | 11574.321 | 13764.977 | 15949.889 | 17920.385 | 19764.337 | 21363.126 | 22728.464 | 23522.256 | 24058.823 | 24367.946 | 24795.663 | 25658.335 | 26525.703 | 27297.258 | 28003.593 | 28629.383 | 29169.57 | 29604.123
QLD | 244.145 | 426.744 | 1184.314 | 2003.595 | 2877.677 | 3675.567 | 4455.029 | 5252.991 | 6535.03 | 7754.042 | 8933.321 | 10234.832 | 12066.11 | 13938.931 | 15705.406 | 17217.906 | 18427.804 | 19466.231 | 20050.471 | 20452.456 | 20637.814 | 20904.772 | 21551.618 | 22228.61 | 22895.739 | 23460.163 | 23905.93 | 24309.555 | 24655.446
SA | 267.978 | 482.067 | 786.608 | 1077.03 | 1341 | 1588.994 | 1838.783 | 2095.405 | 2553.872 | 3002.009 | 3470.517 | 4067.046 | 4758.315 | 5430.056 | 6029.447 | 6580.628 | 7043.494 | 7445.428 | 7668.574 | 7808.568 | 7880.435 | 8036.203 | 8257.079 | 8474.694 | 8664.995 | 8841.146 | 8992.471 | 9130.38 | 9255.23
TAS | 29.588 | 67.702 | 125.879 | 188.868 | 248.61 | 303.133 | 357.161 | 411.174 | 500.235 | 584.16 | 670.267 | 784.182 | 917.66 | 1053.879 | 1180.856 | 1296.733 | 1398.346 | 1487.651 | 1539.711 | 1576.221 | 1600.607 | 1643.432 | 1698.865 | 1756.421 | 1809.475 | 1855.36 | 1895.349 | 1929.999 | 1957.737
VIC | 229.091 | 297.93 | 919.646 | 1734.122 | 2561.375 | 3395.542 | 4241.215 | 4873.919 | 5928.4 | 6934.238 | 7627.019 | 8345.353 | 9567.369 | 10975.205 | 12350.355 | 13725.969 | 15150.742 | 16307.855 | 17127.823 | 17794.806 | 18163.886 | 18322.89 | 18828.677 | 19461.121 | 20086.827 | 20725.692 | 21402.605 | 21927.697 | 22434.103
Strong Electrification Sensitivity
| 2021-22 | 2022-23 | 2023-24 | 2024-25 | 2025-26 | 2026-27 | 2027-28 | 2028-29 | 2029-30 | 2030-31 | 2031-32 | 2032-33 | 2033-34 | 2034-35 | 2035-36 | 2036-37 | 2037-38 | 2038-39 | 2039-40 | 2040-41 | 2041-42 | 2042-43 | 2043-44 | 2044-45 | 2045-46 | 2046-47 | 2047-48 | 2048-49 | 2049-50
NSW | 652.823 | 887.729 | 1440.833 | 2112.332 | 2711.896 | 3273.121 | 3799.565 | 4278.326 | 4760.409 | 5062.615 | 5307.998 | 5577.055 | 5858.561 | 6167.582 | 6500.928 | 6858.873 | 7205.208 | 7548.055 | 7847.498 | 8118.928 | 8343.405 | 8562.124 | 8763.705 | 9067.338 | 9411.029 | 9792.4 | 10180.452 | 10583.954 | 10979.276
QLD | 323.865 | 431.396 | 776.055 | 1164.682 | 1678.464 | 2159.353 | 2570.885 | 2954.885 | 3339.234 | 3574.481 | 3799.153 | 4039.249 | 4291.34 | 4567.548 | 4865.567 | 5185.33 | 5497.735 | 5810.009 | 6085.864 | 6341.636 | 6562.483 | 6780.889 | 6987.812 | 7278.059 | 7602.212 | 7958.045 | 8321.09 | 8698.169 | 9070.804
SA | 445.493 | 623.235 | 927.526 | 1277.895 | 1526.192 | 1766.202 | 1965.95 | 2132.074 | 2284.534 | 2364.785 | 2436.897 | 2512.546 | 2590.088 | 2674.239 | 2763.602 | 2857.787 | 2945.778 | 3030.744 | 3099.531 | 3159.408 | 3205.989 | 3250.55 | 3290.415 | 3355.789 | 3430.192 | 3512.522 | 3595.098 | 3679.974 | 3761.624
TAS | 48.622 | 65.661 | 108.684 | 158.029 | 212.011 | 257.808 | 302.073 | 339.806 | 376.871 | 395.487 | 412.447 | 430.494 | 449.257 | 469.948 | 492.278 | 516.199 | 538.784 | 560.72 | 578.78 | 594.353 | 606.043 | 617.057 | 626.55 | 643.149 | 662.219 | 683.581 | 704.951 | 726.971 | 747.834
VIC | 366.95 | 488.296 | 840.926 | 1247.128 | 1688.429 | 2162.462 | 2638.045 | 3073.933 | 3501.586 | 3772.716 | 4027.993 | 4304.384 | 4598.237 | 4923.483 | 5277.85 | 5662.844 | 6045.092 | 6431.796 | 6784.308 | 7116.214 | 7408.176 | 7699.925 | 7979.912 | 8363.745 | 8792.903 | 9267.074 | 9755.716 | 10268.637 | 10782.048
Example average normalised1 residential non-aggregated battery daily charge/discharge profile for NSW in Summer (February)
NEM Time | 0:00 | 0:30 | 1:00 | 1:30 | 2:00 | 2:30 | 3:00 | 3:30 | 4:00 | 4:30 | 5:00 | 5:30 | 6:00 | 6:30 | 7:00 | 7:30 | 8:00 | 8:30 | 9:00 | 9:30 | 10:00 | 10:30 | 11:00 | 11:30 | 12:00 | 12:30 | 13:00 | 13:30 | 14:00 | 14:30 | 15:00 | 15:30 | 16:00 | 16:30 | 17:00 | 17:30 | 18:00 | 18:30 | 19:00 | 19:30 | 20:00 | 20:30 | 21:00 | 21:30 | 22:00 | 22:30 | 23:00 | 23:30
Battery (kW per kW)2 | 0.12232 | 0.12203 | 0.12236 | 0.11965 | 0.12016 | 0.11865 | 0.12443 | 0.12528 | 0.13414 | 0.14385 | 0.15669 | 0.16837 | 0.14405 | 0.058907 | -0.021688 | -0.075288 | -0.096664 | -0.1022 | -0.1179 | -0.133 | -0.14535 | -0.15666 | -0.16129 | -0.16866 | -0.17586 | -0.18176 | -0.18127 | -0.17161 | -0.16173 | -0.16164 | -0.14953 | -0.13955 | -0.12898 | -0.1105 | -0.085467 | -0.046187 | -0.012349 | 0.03449 | 0.10166 | 0.10296 | 0.11183 | 0.10821 | 0.099774 | 0.10241 | 0.10143 | 0.10584 | 0.11103 | 0.12143
Solar (kW per kW) | 0 | 0 | 0 | 0 | 0 | 0 | 0 | 0 | 0 | 0 | 6.2279e-05 | 0.00031925 | 0.0096415 | 0.04841 | 0.10329 | 0.17203 | 0.24005 | 0.30232 | 0.35645 | 0.40003 | 0.43937 | 0.47467 | 0.49874 | 0.51563 | 0.52469 | 0.52357 | 0.51492 | 0.49623 | 0.47141 | 0.43772 | 0.39716 | 0.3505 | 0.30064 | 0.2448 | 0.18404 | 0.11939 | 0.062291 | 0.023337 | 0.00055334 | 4.205e-05 | 0 | 0 | 0 | 0 | 0 | 0 | 0 | 0
1. kW per kW of installed capacity
2. Negative values indicate battery discharge
Example average normalised1 residential non-aggregated battery daily charge/discharge profile for NSW in Winter (July)
NEM Time | 0:00 | 0:30 | 1:00 | 1:30 | 2:00 | 2:30 | 3:00 | 3:30 | 4:00 | 4:30 | 5:00 | 5:30 | 6:00 | 6:30 | 7:00 | 7:30 | 8:00 | 8:30 | 9:00 | 9:30 | 10:00 | 10:30 | 11:00 | 11:30 | 12:00 | 12:30 | 13:00 | 13:30 | 14:00 | 14:30 | 15:00 | 15:30 | 16:00 | 16:30 | 17:00 | 17:30 | 18:00 | 18:30 | 19:00 | 19:30 | 20:00 | 20:30 | 21:00 | 21:30 | 22:00 | 22:30 | 23:00 | 23:30
Battery (kW per kW)2 | 0.11959 | 0.10201 | 0.083387 | 0.077431 | 0.075476 | 0.071127 | 0.068155 | 0.064322 | 0.064391 | 0.063327 | 0.065762 | 0.070251 | 0.074718 | 0.081111 | 0.058392 | -0.021887 | -0.076013 | -0.12468 | -0.15643 | -0.17527 | -0.20461 | -0.22987 | -0.24179 | -0.24711 | -0.24619 | -0.25084 | -0.2454 | -0.23881 | -0.23596 | -0.21069 | -0.1972 | -0.17001 | -0.11965 | -0.046013 | 0.049774 | 0.1215 | 0.1733 | 0.20246 | 0.2117 | 0.20837 | 0.20112 | 0.19077 | 0.1829 | 0.1782 | 0.17295 | 0.1571 | 0.15029 | 0.13321
Solar (kW per kW) | 0 | 0 | 0 | 0 | 0 | 0 | 0 | 0 | 0 | 0 | 0 | 0 | 4.6057e-05 | 0.0003871 | 0.012694 | 0.071841 | 0.14335 | 0.21836 | 0.28665 | 0.34298 | 0.39473 | 0.4359 | 0.46725 | 0.47856 | 0.48148 | 0.47438 | 0.46031 | 0.43501 | 0.40499 | 0.36664 | 0.32572 | 0.26624 | 0.19918 | 0.11505 | 0.044414 | 0.011266 | 1.5412e-05 | 0 | 0 | 0 | 0 | 0 | 0 | 0 | 0 | 0 | 0 | 0
1. kW per kW of installed capacity
2. Negative values indicate battery discharge
Example average normalised non-aggregated battery daily charge/discharge profile for NSW in Summery (February) | 2032-33: Example average normalised non-aggregated July daily charge/discharge profile for NSW in Winter (July)
Average daily February profile. Actual charge / discharge profile will depend on the actual availability of solar resources to charge the battery system. | 2032-33: Average daily July profile. Actual charge / discharge profile will depend on the actual availability of solar resources to charge the battery system.

## Aggregated energy storages
Go to Assumptions Summary
Distributed Energy Resources: Aggregated embedded energy storage systems | [13 empty] | Note: | Further information is available at http://forecasting.aemo.com.au
Aggregated embedded energy storage (VPP) forecasts based using the Embedded energy storage forecast.
The Higher DER uptake rate sensitivity will consider the Step Change uptake trajectories.
Aggregated embedded energy storages (small-scale batteries, MW)
The use of batteries in managing consumer demand is 'netted' off the operational demand forecasts if 'non-aggregated', whereas the 'aggregated' share is modelled like a Virtual Power Plant (VPP), operated by a retailer / aggregator as an alternative supply source for arbitrage or emergency response.
Slow Change
| 2021-22 | 2022-23 | 2023-24 | 2024-25 | 2025-26 | 2026-27 | 2027-28 | 2028-29 | 2029-30 | 2030-31 | 2031-32 | 2032-33 | 2033-34 | 2034-35 | 2035-36 | 2036-37 | 2037-38 | 2038-39 | 2039-40 | 2040-41 | 2041-42 | 2042-43 | 2043-44 | 2044-45 | 2045-46 | 2046-47 | 2047-48 | 2048-49 | 2049-50 | 2050-51 | 2051-52
NSW | 6.549 | 11.48 | 17.457 | 27.42 | 36.314 | 50.044 | 62.996 | 77.658 | 94.577 | 105.057 | 115.953 | 126.091 | 136.014 | 146.599 | 158.459 | 169.821 | 181.586 | 193.878 | 207.928 | 221.531 | 235.961 | 251.006 | 267.796 | 285.05 | 303.513 | 322.894 | 344.475 | 365.179 | 386.558 | 399.543 | 412.652
QLD | 3.822 | 6.147 | 9.65 | 15.039 | 21.5 | 30.316 | 39.863 | 49.843 | 60.389 | 67.629 | 75.043 | 82.305 | 89.723 | 97.575 | 106.358 | 114.964 | 123.967 | 133.47 | 144.024 | 154.424 | 165.525 | 177.161 | 190.076 | 203.577 | 218.105 | 233.437 | 250.44 | 266.996 | 284.18 | 295.273 | 306.53
SA | 44.752 | 62.067 | 72.619 | 87.321 | 98.981 | 114.421 | 128.396 | 142.903 | 157.283 | 166.806 | 175.66 | 184.14 | 192.258 | 200.524 | 209.351 | 217.798 | 226.358 | 235.134 | 244.599 | 253.721 | 263.192 | 272.845 | 283.215 | 293.784 | 304.826 | 316.146 | 328.319 | 339.877 | 351.566 | 359.112 | 366.63
TAS | 0.256 | 0.588 | 1.063 | 1.756 | 2.512 | 3.623 | 4.733 | 5.996 | 7.359 | 8.116 | 8.892 | 9.633 | 10.372 | 11.143 | 12.004 | 12.825 | 13.67 | 14.551 | 15.545 | 16.502 | 17.513 | 18.562 | 19.727 | 20.92 | 22.19 | 23.515 | 24.982 | 26.376 | 27.803 | 28.676 | 29.547
VIC | 3.005 | 6.434 | 10.616 | 17.281 | 24.411 | 34.211 | 45.436 | 57.549 | 71.785 | 80.079 | 88.675 | 97.079 | 105.616 | 114.645 | 124.78 | 134.657 | 144.974 | 155.852 | 168.268 | 180.488 | 193.563 | 207.306 | 222.635 | 238.586 | 255.754 | 273.9 | 294.102 | 313.779 | 334.248 | 347.614 | 361.216
Steady Progress
| 2021-22 | 2022-23 | 2023-24 | 2024-25 | 2025-26 | 2026-27 | 2027-28 | 2028-29 | 2029-30 | 2030-31 | 2031-32 | 2032-33 | 2033-34 | 2034-35 | 2035-36 | 2036-37 | 2037-38 | 2038-39 | 2039-40 | 2040-41 | 2041-42 | 2042-43 | 2043-44 | 2044-45 | 2045-46 | 2046-47 | 2047-48 | 2048-49 | 2049-50 | 2050-51 | 2051-52
NSW | 9.487 | 19.367 | 35.03 | 66.47 | 108.385 | 164.936 | 231.892 | 309.833 | 419.293 | 513.868 | 572.778 | 637.014 | 706.141 | 787.09 | 872.706 | 963.468 | 1058.302 | 1157.993 | 1236.598 | 1314.551 | 1391.151 | 1465.354 | 1536.689 | 1612.488 | 1692.18 | 1775.558 | 1862.069 | 1951.244 | 2043.61 | 2072.396 | 2098.812
QLD | 5.482 | 10.819 | 18.839 | 30.972 | 50.94 | 79.949 | 118.984 | 166.928 | 232.955 | 293.171 | 338.22 | 387.203 | 440.495 | 497.097 | 557.683 | 623.106 | 693.536 | 767.971 | 833.924 | 904.063 | 979.006 | 1058.213 | 1135.835 | 1211.479 | 1285.782 | 1358.489 | 1429.871 | 1503.932 | 1580.135 | 1604.563 | 1627.624
SA | 39.017 | 56.061 | 73.309 | 101.551 | 127.312 | 163.025 | 199.606 | 240.464 | 286.775 | 326.415 | 356.434 | 388.049 | 421.717 | 458.735 | 497.16 | 537.545 | 580.377 | 626.286 | 660.225 | 693.636 | 727.058 | 761.308 | 796.021 | 832.643 | 870.685 | 909.82 | 949.891 | 990.915 | 1032.926 | 1045.694 | 1057.574
TAS | 0.479 | 1.169 | 2.187 | 3.767 | 6.192 | 9.458 | 13.686 | 18.501 | 25.306 | 31.024 | 35.084 | 39.468 | 44.176 | 49.283 | 54.801 | 60.678 | 66.99 | 73.764 | 79.771 | 86.19 | 92.695 | 99.209 | 105.56 | 111.852 | 117.999 | 124.41 | 131.035 | 137.899 | 144.979 | 146.803 | 148.583
VIC | 4.398 | 10.037 | 18.14 | 30.966 | 48.356 | 81.886 | 130.08 | 178.929 | 243.189 | 298.85 | 337.806 | 379.622 | 425.064 | 474.015 | 525.616 | 587.682 | 658.651 | 724.331 | 782.149 | 843.484 | 909.036 | 977.861 | 1045.472 | 1113.277 | 1180.451 | 1247.086 | 1313.101 | 1381.589 | 1453.157 | 1483.332 | 1510.205
Progressive Change
| 2021-22 | 2022-23 | 2023-24 | 2024-25 | 2025-26 | 2026-27 | 2027-28 | 2028-29 | 2029-30 | 2030-31 | 2031-32 | 2032-33 | 2033-34 | 2034-35 | 2035-36 | 2036-37 | 2037-38 | 2038-39 | 2039-40 | 2040-41 | 2041-42 | 2042-43 | 2043-44 | 2044-45 | 2045-46 | 2046-47 | 2047-48 | 2048-49 | 2049-50 | 2050-51 | 2051-52
NSW | 9.487 | 19.367 | 35.03 | 66.47 | 108.385 | 164.936 | 231.892 | 309.833 | 419.293 | 513.868 | 645.85 | 793.288 | 960.428 | 1151.337 | 1358.675 | 1573.175 | 1800.084 | 2041.852 | 2261.248 | 2472.415 | 2678.062 | 2873.125 | 3061.828 | 3253.437 | 3451.644 | 3655.963 | 3874.157 | 4090.829 | 4313.983 | 4359.277 | 4400.55
QLD | 5.482 | 10.819 | 18.839 | 30.972 | 50.94 | 79.949 | 118.984 | 166.928 | 232.955 | 293.171 | 401.006 | 528.819 | 672.521 | 830.615 | 1001.178 | 1179.758 | 1370.761 | 1575.428 | 1781.484 | 1996.105 | 2224.29 | 2464.134 | 2698.938 | 2914.556 | 3118.301 | 3309.404 | 3496.463 | 3680.7 | 3869.418 | 3906.543 | 3941.557
SA | 39.017 | 56.061 | 73.309 | 101.551 | 127.312 | 163.025 | 199.606 | 240.464 | 286.775 | 326.415 | 383.775 | 445.521 | 513.296 | 587.389 | 662.828 | 739.025 | 819.479 | 904.197 | 974.713 | 1040.888 | 1105.8 | 1166.083 | 1221.982 | 1278.505 | 1338.987 | 1401.095 | 1464.679 | 1527.547 | 1594.103 | 1610.112 | 1624.078
TAS | 0.479 | 1.169 | 2.187 | 3.767 | 6.192 | 9.458 | 13.686 | 18.501 | 25.306 | 31.024 | 39.655 | 49.214 | 59.832 | 71.547 | 84.407 | 97.813 | 112.161 | 127.544 | 142.838 | 158.713 | 174.702 | 190.504 | 206.219 | 221.129 | 235.566 | 250.398 | 266.119 | 281.735 | 297.734 | 300.511 | 303.192
VIC | 4.398 | 10.037 | 18.14 | 30.966 | 48.356 | 81.886 | 130.08 | 178.929 | 243.189 | 298.85 | 380.501 | 475.761 | 587.452 | 715.438 | 858.697 | 1021.476 | 1205.085 | 1393.239 | 1583.141 | 1759.539 | 1945.965 | 2139.656 | 2332.826 | 2516.465 | 2694.652 | 2867.767 | 3041.66 | 3215.6 | 3395.692 | 3443.213 | 3485.172
Step Change
| 2021-22 | 2022-23 | 2023-24 | 2024-25 | 2025-26 | 2026-27 | 2027-28 | 2028-29 | 2029-30 | 2030-31 | 2031-32 | 2032-33 | 2033-34 | 2034-35 | 2035-36 | 2036-37 | 2037-38 | 2038-39 | 2039-40 | 2040-41 | 2041-42 | 2042-43 | 2043-44 | 2044-45 | 2045-46 | 2046-47 | 2047-48 | 2048-49 | 2049-50 | 2050-51 | 2051-52
NSW | 10.614 | 31.648 | 97.195 | 193.891 | 321.467 | 477.308 | 663.939 | 884.262 | 1223.617 | 1508.422 | 1818.152 | 2178.93 | 2618.438 | 3090.167 | 3561.697 | 4049.33 | 4508.481 | 4960.715 | 5286.699 | 5588.123 | 5842.664 | 6109.578 | 6370.565 | 6645.585 | 6914.04 | 7197.413 | 7473.876 | 7766.043 | 8050.004 | 8061.438 | 8061.438
QLD | 6.78 | 20.607 | 70.647 | 151.979 | 266.905 | 406.553 | 573.369 | 775.003 | 1088.951 | 1359.68 | 1609.112 | 1901.087 | 2255.93 | 2641.224 | 3035.733 | 3438.946 | 3828.058 | 4218.174 | 4496.148 | 4751.315 | 4961.596 | 5182.052 | 5399.381 | 5623.012 | 5842.429 | 6071.39 | 6296.348 | 6536.044 | 6765.585 | 6771.978 | 6771.978
SA | 28.706 | 52.343 | 88.617 | 126.926 | 170.246 | 214.273 | 262.035 | 314.133 | 396.518 | 477.312 | 565.266 | 670.984 | 790.059 | 915.296 | 1040.159 | 1167.342 | 1287.018 | 1406.936 | 1492.744 | 1574.293 | 1645.815 | 1722.142 | 1798.645 | 1879.621 | 1959.37 | 2043.489 | 2126.727 | 2214.349 | 2301.907 | 2306.707 | 2306.707
TAS | 0.568 | 2.365 | 6.475 | 13.056 | 22.071 | 33.046 | 46.206 | 61.677 | 85.303 | 104.666 | 124.587 | 148.981 | 176.724 | 207.336 | 238.547 | 270.935 | 302.027 | 333.241 | 355.977 | 377.656 | 396.468 | 416.27 | 435.679 | 456.099 | 475.923 | 496.674 | 516.814 | 537.898 | 558.308 | 558.548 | 558.548
VIC | 5.248 | 13.563 | 55.805 | 137.178 | 254.757 | 407.747 | 597.262 | 772.558 | 1024.949 | 1224.238 | 1402.117 | 1599.314 | 1857.458 | 2156.299 | 2463.277 | 2788.256 | 3128.846 | 3444.273 | 3686.887 | 3923.271 | 4132.532 | 4321.347 | 4507.886 | 4703.266 | 4895.704 | 5098.692 | 5298.932 | 5512.077 | 5721.351 | 5736.279 | 5736.279
Hydrogen Superpower
| 2021-22 | 2022-23 | 2023-24 | 2024-25 | 2025-26 | 2026-27 | 2027-28 | 2028-29 | 2029-30 | 2030-31 | 2031-32 | 2032-33 | 2033-34 | 2034-35 | 2035-36 | 2036-37 | 2037-38 | 2038-39 | 2039-40 | 2040-41 | 2041-42 | 2042-43 | 2043-44 | 2044-45 | 2045-46 | 2046-47 | 2047-48 | 2048-49 | 2049-50 | 2050-51 | 2051-52
NSW | 11.647 | 34.44 | 113.448 | 234.462 | 391.152 | 583.147 | 817.88 | 1099.634 | 1524.355 | 1863.227 | 2229.794 | 2645.934 | 3161.719 | 3706.357 | 4261.722 | 4832.226 | 5385.068 | 5923.239 | 6317.153 | 6670.323 | 6979.899 | 7280.857 | 7600.332 | 7924.393 | 8255.877 | 8588.375 | 8928.242 | 9272.918 | 9620.788 | 9633.793 | 9633.793
QLD | 7.304 | 22.107 | 81.305 | 177.507 | 314.987 | 485.21 | 690.752 | 942.368 | 1319.332 | 1624.09 | 1944.028 | 2302.225 | 2742.346 | 3210.758 | 3693.741 | 4164.277 | 4602.442 | 5027.892 | 5334.133 | 5614.289 | 5855.818 | 6089.349 | 6341.701 | 6594.708 | 6854.74 | 7119.539 | 7388.347 | 7663.874 | 7944.345 | 7951.444 | 7951.444
SA | 29.535 | 57.961 | 103.374 | 155.053 | 211.022 | 272.84 | 342.292 | 420.23 | 540.44 | 653.106 | 777.048 | 924.007 | 1092.47 | 1267.579 | 1445.138 | 1625.646 | 1798.035 | 1965.933 | 2084.182 | 2187.814 | 2276.205 | 2360.962 | 2451.351 | 2543.459 | 2638.109 | 2734.439 | 2833.773 | 2934.918 | 3038.839 | 3044.296 | 3044.296
TAS | 0.655 | 2.851 | 7.912 | 15.837 | 26.483 | 39.382 | 55.107 | 73.65 | 101.574 | 123.054 | 146.532 | 174.611 | 206.946 | 241.257 | 276.87 | 312.98 | 348.252 | 382.965 | 408.391 | 431.668 | 452.638 | 473.111 | 494.701 | 516.55 | 538.753 | 560.804 | 583.055 | 605.385 | 627.889 | 628.144 | 628.144
VIC | 5.708 | 14.81 | 60.468 | 148.648 | 275.348 | 442.274 | 652.45 | 876.237 | 1210.573 | 1471.452 | 1695.3 | 1937.424 | 2247.64 | 2595.903 | 2965.11 | 3357.506 | 3781.673 | 4195.058 | 4522.014 | 4833.262 | 5118.509 | 5352.788 | 5603.204 | 5858.669 | 6119.573 | 6385.683 | 6660.222 | 6939.74 | 7228.436 | 7245.47 | 7245.47
Strong Electrification Sensitivity
| 2021-22 | 2022-23 | 2023-24 | 2024-25 | 2025-26 | 2026-27 | 2027-28 | 2028-29 | 2029-30 | 2030-31 | 2031-32 | 2032-33 | 2033-34 | 2034-35 | 2035-36 | 2036-37 | 2037-38 | 2038-39 | 2039-40 | 2040-41 | 2041-42 | 2042-43 | 2043-44 | 2044-45 | 2045-46 | 2046-47 | 2047-48 | 2048-49 | 2049-50 | 2050-51 | 2051-52
NSW | 18.815 | 44.418 | 102.751 | 196.094 | 311.928 | 450.568 | 610.712 | 788.787 | 992.161 | 1093.793 | 1188.686 | 1292.727 | 1403.862 | 1522.757 | 1655.126 | 1798.813 | 1945.747 | 2098.063 | 2245.422 | 2391.454 | 2531.081 | 2669.204 | 2812.059 | 2986.277 | 3177.446 | 3385.466 | 3602.805 | 3831.828 | 4066.334 | 4223.252 | 4382.658
QLD | 10.046 | 23.05 | 57.819 | 112.47 | 198.617 | 305.093 | 423.174 | 558.56 | 713.191 | 791.611 | 871.474 | 958.528 | 1052.051 | 1153.141 | 1265.789 | 1388.72 | 1515.177 | 1647.535 | 1774.987 | 1902.649 | 2026.76 | 2151.1 | 2280.651 | 2436.528 | 2607.664 | 2793.582 | 2988.819 | 3194.857 | 3407.342 | 3555.988 | 3707.981
SA | 52.999 | 81.126 | 130.412 | 193.487 | 248.777 | 309.688 | 370.026 | 430.131 | 493.008 | 530.496 | 567.673 | 607.141 | 648.445 | 691.548 | 738.74 | 788.948 | 839.452 | 891.304 | 940.207 | 988.531 | 1035.168 | 1080.784 | 1128.359 | 1183.848 | 1243.629 | 1307.273 | 1373.165 | 1441.564 | 1511.259 | 1555.648 | 1600.367
TAS | 1.121 | 2.984 | 7.382 | 14.263 | 24.062 | 35.315 | 48.736 | 63.21 | 79.81 | 86.941 | 94.03 | 101.66 | 109.75 | 118.375 | 127.943 | 138.282 | 148.714 | 159.434 | 169.543 | 179.406 | 188.645 | 197.653 | 206.879 | 218.229 | 230.633 | 244.053 | 257.944 | 272.448 | 287.072 | 297.018 | 307.01
VIC | 9.261 | 23.232 | 57.906 | 113.45 | 191.676 | 294.861 | 420.965 | 563.86 | 727.614 | 812.258 | 897.811 | 991.915 | 1094.089 | 1205.488 | 1330.803 | 1468.9 | 1612.492 | 1763.657 | 1912.539 | 2062.494 | 2208.502 | 2355.795 | 2509.555 | 2696.17 | 2902.22 | 3128.301 | 3367.183 | 3621.726 | 3885.988 | 4076.444 | 4272.234
Aggregated embedded energy storages (small-scale batteries, MWh)
Amount of energy generated by aggregated battery installations by NEM region.
Slow Change
| 2021-22 | 2022-23 | 2023-24 | 2024-25 | 2025-26 | 2026-27 | 2027-28 | 2028-29 | 2029-30 | 2030-31 | 2031-32 | 2032-33 | 2033-34 | 2034-35 | 2035-36 | 2036-37 | 2037-38 | 2038-39 | 2039-40 | 2040-41 | 2041-42 | 2042-43 | 2043-44 | 2044-45 | 2045-46 | 2046-47 | 2047-48 | 2048-49 | 2049-50 | 2050-51 | 2051-52
NSW | 13.951 | 24.253 | 36.561 | 57.241 | 75.032 | 103.009 | 128.478 | 157.09 | 189.761 | 208.672 | 227.846 | 245.083 | 261.517 | 279.004 | 298.55 | 316.819 | 335.504 | 354.866 | 377.194 | 398.427 | 420.944 | 444.26 | 470.272 | 497.244 | 526.224 | 556.538 | 590.249 | 621.983 | 654.45 | 672.207 | 689.944
QLD | 8.039 | 12.803 | 19.957 | 31.054 | 44.195 | 62.102 | 81.167 | 100.643 | 120.784 | 133.845 | 146.822 | 159.252 | 171.822 | 185.025 | 199.741 | 213.854 | 228.444 | 243.727 | 260.837 | 277.443 | 295.165 | 313.617 | 334.065 | 355.647 | 378.952 | 403.46 | 430.577 | 456.538 | 483.243 | 499.106 | 515.044
SA | 95.39 | 131.218 | 151.809 | 181.078 | 203.027 | 232.746 | 258.621 | 284.961 | 310.325 | 325.054 | 337.769 | 349.481 | 360.397 | 371.39 | 383.134 | 393.919 | 404.652 | 415.552 | 427.533 | 438.72 | 450.375 | 462.127 | 474.831 | 487.966 | 501.798 | 515.89 | 531.102 | 544.987 | 558.807 | 565.747 | 572.501
TAS | 0.539 | 1.231 | 2.207 | 3.637 | 5.159 | 7.421 | 9.609 | 12.076 | 14.689 | 16.013 | 17.328 | 18.547 | 19.745 | 20.986 | 22.367 | 23.644 | 24.942 | 26.28 | 27.808 | 29.246 | 30.768 | 32.332 | 34.069 | 35.865 | 37.785 | 39.778 | 41.983 | 44.023 | 46.089 | 47.223 | 48.337
VIC | 6.379 | 13.54 | 22.158 | 35.948 | 50.377 | 70.298 | 92.764 | 116.627 | 144.409 | 159.442 | 174.623 | 189.134 | 203.702 | 219.021 | 236.176 | 252.564 | 269.509 | 287.262 | 307.661 | 327.465 | 348.667 | 370.827 | 395.517 | 421.426 | 449.406 | 478.889 | 511.646 | 543.081 | 575.533 | 595.296 | 615.249
Steady Progress
| 2021-22 | 2022-23 | 2023-24 | 2024-25 | 2025-26 | 2026-27 | 2027-28 | 2028-29 | 2029-30 | 2030-31 | 2031-32 | 2032-33 | 2033-34 | 2034-35 | 2035-36 | 2036-37 | 2037-38 | 2038-39 | 2039-40 | 2040-41 | 2041-42 | 2042-43 | 2043-44 | 2044-45 | 2045-46 | 2046-47 | 2047-48 | 2048-49 | 2049-50 | 2050-51 | 2051-52
NSW | 20.509 | 41.446 | 74.854 | 144.351 | 236.151 | 358.317 | 500.987 | 662.301 | 892.779 | 1085.034 | 1192.359 | 1309.192 | 1436.277 | 1603.309 | 1779.2 | 1963.908 | 2154.767 | 2350.636 | 2503.517 | 2646.981 | 2767.361 | 2881.303 | 2991.26 | 3138.88 | 3298.851 | 3469.909 | 3649.356 | 3833.508 | 4012.664 | 4056.279 | 4096.631
QLD | 11.809 | 22.996 | 39.703 | 65.01 | 107.704 | 169.86 | 253.7 | 354.918 | 496.511 | 622.618 | 712.475 | 807.861 | 910.053 | 1016.522 | 1133.167 | 1261.438 | 1401.185 | 1547.87 | 1679.774 | 1817.688 | 1960.21 | 2109.423 | 2251.496 | 2384.198 | 2516.394 | 2648.531 | 2781.533 | 2922.252 | 3065.786 | 3102.585 | 3137.433
SA | 85.563 | 121.278 | 156.861 | 216.549 | 269.318 | 342.579 | 416.205 | 497.811 | 591.028 | 668.999 | 725.269 | 783.402 | 844.525 | 914.575 | 987.371 | 1064.153 | 1146.361 | 1235.43 | 1294.815 | 1351.1 | 1405.448 | 1461.029 | 1517.431 | 1582.605 | 1651.996 | 1725.278 | 1802.995 | 1885.726 | 1957.491 | 1972.998 | 1987.271
TAS | 1.037 | 2.494 | 4.621 | 7.933 | 13.079 | 19.981 | 28.92 | 38.939 | 53.346 | 65.174 | 73.208 | 81.675 | 90.578 | 100.245 | 111.023 | 122.499 | 134.922 | 148.214 | 160.087 | 172.564 | 184.697 | 196.523 | 207.673 | 218.646 | 229.735 | 241.626 | 254.391 | 267.926 | 281.65 | 284.316 | 286.892
VIC | 9.489 | 21.375 | 38.315 | 65.282 | 101.78 | 175.525 | 282.756 | 385.015 | 519.764 | 632.988 | 706.41 | 783.862 | 867.487 | 957.364 | 1052.444 | 1186.703 | 1351.085 | 1478.034 | 1585.693 | 1697.528 | 1814.599 | 1936.566 | 2053.209 | 2167.91 | 2280.213 | 2418.11 | 2573.786 | 2700.592 | 2825.776 | 2873.653 | 2916.546
Progressive Change
| 2021-22 | 2022-23 | 2023-24 | 2024-25 | 2025-26 | 2026-27 | 2027-28 | 2028-29 | 2029-30 | 2030-31 | 2031-32 | 2032-33 | 2033-34 | 2034-35 | 2035-36 | 2036-37 | 2037-38 | 2038-39 | 2039-40 | 2040-41 | 2041-42 | 2042-43 | 2043-44 | 2044-45 | 2045-46 | 2046-47 | 2047-48 | 2048-49 | 2049-50 | 2050-51 | 2051-52
NSW | 20.509 | 41.446 | 74.854 | 144.351 | 236.151 | 358.317 | 500.987 | 662.301 | 892.779 | 1085.034 | 1360.718 | 1662.498 | 2002.495 | 2405.523 | 2835.184 | 3264.858 | 3707.567 | 4164.316 | 4570.127 | 4938.555 | 5321.235 | 5672.865 | 6011.255 | 6398.844 | 6800.645 | 7204.986 | 7632.833 | 8050.679 | 8459.31 | 8524.904 | 8585.208
QLD | 11.809 | 22.996 | 39.703 | 65.01 | 107.704 | 169.86 | 253.7 | 354.918 | 496.511 | 622.618 | 861.779 | 1138.987 | 1441.862 | 1764.964 | 2108.445 | 2459.273 | 2828.671 | 3215.357 | 3603.51 | 3996.962 | 4470.182 | 4969.44 | 5441.05 | 5852.806 | 6227.363 | 6561.586 | 6881.474 | 7194.801 | 7518.304 | 7572.883 | 7624.706
SA | 85.563 | 121.278 | 156.861 | 216.549 | 269.318 | 342.579 | 416.205 | 497.811 | 591.028 | 668.999 | 788.926 | 914.935 | 1050.738 | 1200.993 | 1349.801 | 1495.39 | 1646.169 | 1802.574 | 1921.872 | 2028.213 | 2148.789 | 2257.086 | 2355.11 | 2463.24 | 2577.489 | 2692.935 | 2811.696 | 2930.684 | 3040.114 | 3059.084 | 3074.991
TAS | 1.037 | 2.494 | 4.621 | 7.933 | 13.079 | 19.981 | 28.92 | 38.939 | 53.346 | 65.174 | 83.795 | 103.831 | 125.481 | 149.023 | 174.839 | 201.037 | 228.637 | 257.64 | 286.518 | 315.878 | 348.129 | 379.069 | 408.849 | 436.506 | 463.201 | 490.244 | 519.12 | 547.717 | 577.016 | 580.787 | 584.375
VIC | 9.489 | 21.375 | 38.315 | 65.282 | 101.78 | 175.525 | 282.756 | 385.015 | 519.764 | 632.988 | 806.056 | 1005.021 | 1235.258 | 1495.488 | 1782.178 | 2122.04 | 2513.266 | 2878.122 | 3238.154 | 3549.531 | 3905.329 | 4275.614 | 4639.504 | 4979.036 | 5300.867 | 5641.083 | 6006.55 | 6329.294 | 6655.875 | 6728.709 | 6794.182
Step Change
| 2021-22 | 2022-23 | 2023-24 | 2024-25 | 2025-26 | 2026-27 | 2027-28 | 2028-29 | 2029-30 | 2030-31 | 2031-32 | 2032-33 | 2033-34 | 2034-35 | 2035-36 | 2036-37 | 2037-38 | 2038-39 | 2039-40 | 2040-41 | 2041-42 | 2042-43 | 2043-44 | 2044-45 | 2045-46 | 2046-47 | 2047-48 | 2048-49 | 2049-50 | 2050-51 | 2051-52
NSW | 23.682 | 72.057 | 227.791 | 450.433 | 734.64 | 1072.674 | 1467.819 | 1917.731 | 2632.603 | 3211.562 | 3827.822 | 4571.864 | 5578.518 | 6613.291 | 7599.11 | 8575.427 | 9439.204 | 10239.169 | 10793.878 | 11277.885 | 11652.411 | 12121.497 | 12774.391 | 13446.089 | 14071.717 | 14703.173 | 15263.743 | 15803.94 | 16282.771 | 16296.143 | 16296.143
QLD | 15.255 | 47.372 | 167.401 | 357.836 | 618.795 | 924 | 1277.917 | 1693.688 | 2361.366 | 2915.975 | 3391.747 | 3969.985 | 4762.147 | 5607.916 | 6449.626 | 7259.778 | 8000.736 | 8711.604 | 9214.804 | 9652.788 | 9929.35 | 10279.411 | 10786.908 | 11326.711 | 11859.048 | 12369.554 | 12838.234 | 13311.723 | 13736.204 | 13743.391 | 13743.391
SA | 66.42 | 121.547 | 204.973 | 288.743 | 379.93 | 468.305 | 561.746 | 662.46 | 836.212 | 1002.863 | 1182.702 | 1416.55 | 1686.979 | 1955.366 | 2210.943 | 2455.238 | 2670.273 | 2877.373 | 3026.954 | 3164.429 | 3281.507 | 3444.294 | 3632.778 | 3820.261 | 3996.552 | 4167.671 | 4321.337 | 4476.553 | 4629.98 | 4635.63 | 4635.63
TAS | 1.285 | 5.517 | 15.175 | 30.305 | 50.399 | 74.047 | 101.761 | 133.409 | 183.265 | 222.457 | 261.229 | 313.536 | 375.108 | 442.152 | 508.027 | 572.982 | 631.983 | 688.375 | 728.499 | 764.71 | 792.629 | 831.35 | 875.559 | 923.974 | 970.121 | 1015.7 | 1056.759 | 1097.035 | 1133.116 | 1133.432 | 1133.432
VIC | 11.769 | 30.216 | 131.808 | 324.413 | 593.929 | 934.259 | 1344.485 | 1690.856 | 2202.634 | 2585.484 | 2898.349 | 3244.003 | 3822.12 | 4512.93 | 5204.545 | 5915.032 | 6640.063 | 7198.492 | 7614.205 | 8006.998 | 8284.987 | 8508.524 | 8909.089 | 9396.169 | 9878.491 | 10382.128 | 10886.397 | 11271.525 | 11624.632 | 11642.955 | 11642.955
Hydrogen Superpower
| 2021-22 | 2022-23 | 2023-24 | 2024-25 | 2025-26 | 2026-27 | 2027-28 | 2028-29 | 2029-30 | 2030-31 | 2031-32 | 2032-33 | 2033-34 | 2034-35 | 2035-36 | 2036-37 | 2037-38 | 2038-39 | 2039-40 | 2040-41 | 2041-42 | 2042-43 | 2043-44 | 2044-45 | 2045-46 | 2046-47 | 2047-48 | 2048-49 | 2049-50 | 2050-51 | 2051-52
NSW | 26.06 | 78.519 | 267.03 | 547.459 | 897.426 | 1313.95 | 1812.391 | 2390.825 | 3285.609 | 3965.936 | 4686.152 | 5527.824 | 6707.923 | 7913.972 | 9076.499 | 10218.709 | 11273.409 | 12242.943 | 12928.888 | 13488.323 | 13936.711 | 14436.408 | 15221.093 | 16020.854 | 16784.858 | 17522.33 | 18226.864 | 18887.989 | 19494.308 | 19509.095 | 19509.095
QLD | 16.478 | 50.779 | 193.294 | 418.895 | 731.908 | 1105.708 | 1543.967 | 2065.704 | 2865.222 | 3478.953 | 4101.87 | 4809.557 | 5794.01 | 6821.309 | 7850.009 | 8790.839 | 9609.663 | 10366.368 | 10899.823 | 11345.719 | 11682.923 | 12050.633 | 12663.588 | 13303.313 | 13953.848 | 14554.294 | 15095.077 | 15617.21 | 16111.944 | 16119.718 | 16119.718
SA | 68.424 | 135.253 | 240.573 | 355.4 | 474.157 | 600.899 | 740.29 | 894.311 | 1148.499 | 1378.94 | 1630.326 | 1951.995 | 2331.222 | 2708.479 | 3070.023 | 3420.628 | 3737.057 | 4031.278 | 4235.917 | 4399.195 | 4530.042 | 4702.415 | 4923.576 | 5144.653 | 5355.229 | 5560.054 | 5754.137 | 5941.498 | 6123.887 | 6130.067 | 6130.067
TAS | 1.49 | 6.69 | 18.619 | 36.836 | 60.48 | 88.169 | 121.244 | 159.136 | 217.77 | 260.5 | 306.441 | 367.064 | 439.446 | 514.735 | 589.347 | 661.164 | 728.059 | 790.684 | 835.035 | 871.898 | 903.209 | 943.856 | 994.383 | 1047.02 | 1098.335 | 1146.313 | 1191.7 | 1234.423 | 1273.521 | 1273.82 | 1273.82
VIC | 12.806 | 33.026 | 142.79 | 351.456 | 641.692 | 1013.129 | 1469.576 | 1928.121 | 2629.292 | 3144.761 | 3543.468 | 3969.731 | 4646.892 | 5432.435 | 6240.756 | 7078.597 | 7969.805 | 8754.686 | 9380.729 | 9939.484 | 10349.667 | 10631.114 | 11133.039 | 11718.425 | 12314.755 | 12929.868 | 13583.31 | 14154.393 | 14725.773 | 14745.742 | 14745.742
Strong Electrification Sensitivity
| 2021-22 | 2022-23 | 2023-24 | 2024-25 | 2025-26 | 2026-27 | 2027-28 | 2028-29 | 2029-30 | 2030-31 | 2031-32 | 2032-33 | 2033-34 | 2034-35 | 2035-36 | 2036-37 | 2037-38 | 2038-39 | 2039-40 | 2040-41 | 2041-42 | 2042-43 | 2043-44 | 2044-45 | 2045-46 | 2046-47 | 2047-48 | 2048-49 | 2049-50 | 2050-51 | 2051-52
NSW | 40.063 | 93.834 | 217.626 | 414.793 | 655.868 | 940.56 | 1264.876 | 1619.577 | 2019.82 | 2203.952 | 2369.443 | 2551.21 | 2744.592 | 2951.35 | 3182.428 | 3433.226 | 3685.864 | 3944.572 | 4187.345 | 4421.641 | 4636.262 | 4844.105 | 5055.386 | 5330.492 | 5636.345 | 5972.434 | 6321.316 | 6688.254 | 7059.05 | 7284.489 | 7511.585
QLD | 21.074 | 47.928 | 121.014 | 235.078 | 414.211 | 632.437 | 869.686 | 1137.232 | 1438.329 | 1579.63 | 1721.167 | 1874.984 | 2039.559 | 2217.162 | 2415.547 | 2631.705 | 2850.952 | 3077.604 | 3290.34 | 3498.442 | 3693.396 | 3885.249 | 4082.099 | 4331.9 | 4608.804 | 4911.79 | 5227.679 | 5560.073 | 5898.498 | 6115.62 | 6335.886
SA | 112.917 | 171.34 | 275.037 | 406.566 | 517.658 | 638.128 | 754.143 | 866.108 | 980.462 | 1041.865 | 1101.235 | 1163.966 | 1229.165 | 1296.841 | 1371.36 | 1450.446 | 1528.316 | 1606.85 | 1677.908 | 1745.727 | 1807.767 | 1866.525 | 1926.864 | 2002.835 | 2085.886 | 2175.233 | 2266.849 | 2361.565 | 2456.367 | 2507.728 | 2558.745
TAS | 2.367 | 6.257 | 15.531 | 29.956 | 50.312 | 73.282 | 100.341 | 128.911 | 161.21 | 173.59 | 185.621 | 198.538 | 212.171 | 226.701 | 242.911 | 260.424 | 277.765 | 295.3 | 311.19 | 326.141 | 339.325 | 351.779 | 364.221 | 380.998 | 399.644 | 420.076 | 441.021 | 462.821 | 484.378 | 497.648 | 510.779
VIC | 19.642 | 48.857 | 122.366 | 239.424 | 402.786 | 616.517 | 874.924 | 1163.098 | 1488.954 | 1645.818 | 1801.501 | 1972.522 | 2157.672 | 2359.551 | 2587.205 | 2838.041 | 3095.841 | 3364.624 | 3623.34 | 3878.76 | 4119.708 | 4359.361 | 4606.219 | 4919.699 | 5268.837 | 5654.553 | 6059.936 | 6491.166 | 6934.324 | 7234.457 | 7541.427
Aggregation trajectories (MW)
| 2021-22 | 2022-23 | 2023-24 | 2024-25 | 2025-26 | 2026-27 | 2027-28 | 2028-29 | 2029-30 | 2030-31 | 2031-32 | 2032-33 | 2033-34 | 2034-35 | 2035-36 | 2036-37 | 2037-38 | 2038-39 | 2039-40 | 2040-41 | 2041-42 | 2042-43 | 2043-44 | 2044-45 | 2045-46 | 2046-47 | 2047-48 | 2048-49 | 2049-50 | 2050-51 | 2051-52
Slow Change | 58.384 | 86.716 | 111.405 | 148.817 | 183.718 | 232.615 | 281.424 | 333.949 | 391.393 | 427.687 | 464.223 | 499.248 | 533.983 | 570.486 | 610.952 | 650.065 | 690.555 | 732.885 | 780.364 | 826.666 | 875.754 | 926.88 | 983.449 | 1041.917 | 1104.388 | 1169.892 | 1242.318 | 1312.207 | 1384.355 | 1430.218 | 1476.575
Steady Progress | 58.863 | 97.453 | 147.505 | 233.726 | 341.185 | 499.254 | 694.248 | 914.655 | 1207.518 | 1463.328 | 1640.322 | 1831.356 | 2037.593 | 2266.22 | 2507.966 | 2772.479 | 3057.856 | 3350.345 | 3592.667 | 3841.924 | 4098.946 | 4361.945 | 4619.577 | 4881.739 | 5147.097 | 5415.363 | 5685.967 | 5965.579 | 6254.807 | 6352.788 | 6442.798
Progressive Change | 58.863 | 97.453 | 147.505 | 233.726 | 341.185 | 499.254 | 694.248 | 914.655 | 1207.518 | 1463.328 | 1850.787 | 2292.603 | 2793.529 | 3356.326 | 3965.785 | 4611.247 | 5307.57 | 6042.26 | 6743.424 | 7427.66 | 8128.819 | 8833.502 | 9521.793 | 10184.092 | 10839.15 | 11484.627 | 12143.078 | 12796.411 | 13470.93 | 13619.656 | 13754.549
Step Change | 51.916 | 120.526 | 318.739 | 623.03 | 1035.446 | 1538.927 | 2142.811 | 2807.633 | 3819.338 | 4674.318 | 5519.234 | 6499.296 | 7698.609 | 9010.322 | 10339.413 | 11714.809 | 13054.43 | 14363.339 | 15318.455 | 16214.658 | 16979.075 | 17751.389 | 18512.156 | 19307.583 | 20087.466 | 20907.658 | 21712.697 | 22566.411 | 23397.155 | 23434.95 | 23434.95
Hydrogen Superpower | 54.849 | 132.169 | 366.507 | 731.507 | 1218.992 | 1822.853 | 2558.481 | 3412.119 | 4696.274 | 5734.929 | 6792.702 | 7984.201 | 9451.121 | 11021.854 | 12642.581 | 14292.635 | 15915.47 | 17495.087 | 18665.873 | 19737.356 | 20683.069 | 21557.067 | 22491.289 | 23437.779 | 24407.052 | 25388.84 | 26393.639 | 27416.835 | 28460.297 | 28503.147 | 28503.147
Aggregation trajectory

## Sub-regional demand allocation
Go to Assumptions Summary
Regional --> Sub-regional demand allocations | [13 empty] | Note: | Further information is available at http://forecasting.aemo.com.au
This data represents the assumptions applied from consultant forecasts to the regional forecast outcomes, to convert and apply within the sub-regional Capacity Outlook model.
Sub-regional assumptions apply to the following categories. Other allocations follow the methods described in the ISP Methodology.
Rooftop PV
PVNSG
Battery forecasts (embedded and aggregated energy storages, equally)
Evs (battery and plug-in Evs, and Fuel cell Evs equally)
Rooftop PV (Capacity, % of regional allocation)
Capacity of behind-the-meter rooftop PV
Slow Change
| 2021-22 | 2022-23 | 2023-24 | 2024-25 | 2025-26 | 2026-27 | 2027-28 | 2028-29 | 2029-30 | 2030-31 | 2031-32 | 2032-33 | 2033-34 | 2034-35 | 2035-36 | 2036-37 | 2037-38 | 2038-39 | 2039-40 | 2040-41 | 2041-42 | 2042-43 | 2043-44 | 2044-45 | 2045-46 | 2046-47 | 2047-48 | 2048-49 | 2049-50 | 2050-51 | 2051-52
NSW | 100% | 100% | 100% | 100% | 100% | 100% | 100% | 100% | 100% | 100% | 100% | 100% | 100% | 100% | 100% | 100% | 100% | 100% | 100% | 100% | 100% | 100% | 100% | 100% | 100% | 100% | 100% | 100% | 100% | 100% | 100%
Northern NSW (NNSW) | 18.41% | 18.38% | 18.33% | 18.29% | 18.25% | 18.21% | 18.18% | 18.14% | 18.11% | 18.08% | 18.04% | 18.01% | 17.98% | 17.95% | 17.92% | 17.89% | 17.86% | 17.83% | 17.81% | 17.78% | 17.75% | 17.73% | 17.7% | 17.69% | 17.69% | 17.69% | 17.69% | 17.69% | 17.69% | 17.69% | 17.69%
Central NSW (CNSW) | 10.81% | 10.81% | 10.81% | 10.81% | 10.82% | 10.82% | 10.83% | 10.83% | 10.84% | 10.84% | 10.85% | 10.86% | 10.86% | 10.87% | 10.88% | 10.89% | 10.9% | 10.9% | 10.91% | 10.92% | 10.93% | 10.94% | 10.94% | 10.95% | 10.95% | 10.95% | 10.95% | 10.95% | 10.95% | 10.95% | 10.95%
South NSW (SNSW) | 15.12% | 15.12% | 15.11% | 15.1% | 15.09% | 15.08% | 15.08% | 15.07% | 15.06% | 15.06% | 15.05% | 15.05% | 15.05% | 15.05% | 15.05% | 15.05% | 15.05% | 15.05% | 15.06% | 15.06% | 15.07% | 15.07% | 15.08% | 15.08% | 15.08% | 15.08% | 15.08% | 15.08% | 15.08% | 15.08% | 15.08%
Sydney, Newcastle and Wooloongong (SNW) | 55.65% | 55.69% | 55.75% | 55.8% | 55.85% | 55.89% | 55.92% | 55.96% | 55.99% | 56.02% | 56.05% | 56.08% | 56.11% | 56.13% | 56.15% | 56.17% | 56.19% | 56.21% | 56.23% | 56.24% | 56.25% | 56.26% | 56.27% | 56.28% | 56.28% | 56.28% | 56.28% | 56.28% | 56.28% | 56.28% | 56.28%
QLD | 100% | 100% | 100% | 100% | 100% | 100% | 100% | 100% | 100% | 100% | 100% | 100% | 100% | 100% | 100% | 100% | 100% | 100% | 100% | 100% | 100% | 100% | 100% | 100% | 100% | 100% | 100% | 100% | 100% | 100% | 100%
Central and North QLD (CNQ) | 18.75% | 19.01% | 19.06% | 19.01% | 18.93% | 18.89% | 18.87% | 18.85% | 18.85% | 18.84% | 18.84% | 18.84% | 18.83% | 18.83% | 18.82% | 18.81% | 18.82% | 18.83% | 18.83% | 18.86% | 18.93% | 18.94% | 18.93% | 18.95% | 18.95% | 18.95% | 18.95% | 18.95% | 18.95% | 18.95% | 18.95%
Gladstone Grid (GG) | 1.287% | 1.358% | 1.399% | 1.489% | 1.576% | 1.639% | 1.669% | 1.667% | 1.67% | 1.672% | 1.676% | 1.677% | 1.694% | 1.718% | 1.737% | 1.765% | 1.786% | 1.793% | 1.794% | 1.809% | 1.836% | 1.866% | 1.902% | 1.918% | 1.918% | 1.918% | 1.918% | 1.918% | 1.918% | 1.918% | 1.918%
Southern QLD (SQ) | 79.96% | 79.63% | 79.54% | 79.5% | 79.49% | 79.47% | 79.46% | 79.48% | 79.48% | 79.49% | 79.49% | 79.49% | 79.47% | 79.45% | 79.45% | 79.42% | 79.39% | 79.37% | 79.37% | 79.33% | 79.23% | 79.19% | 79.17% | 79.13% | 79.13% | 79.13% | 79.13% | 79.13% | 79.13% | 79.13% | 79.13%
SA | 100% | 100% | 100% | 100% | 100% | 100% | 100% | 100% | 100% | 100% | 100% | 100% | 100% | 100% | 100% | 100% | 100% | 100% | 100% | 100% | 100% | 100% | 100% | 100% | 100% | 100% | 100% | 100% | 100% | 100% | 100%
TAS | 100% | 100% | 100% | 100% | 100% | 100% | 100% | 100% | 100% | 100% | 100% | 100% | 100% | 100% | 100% | 100% | 100% | 100% | 100% | 100% | 100% | 100% | 100% | 100% | 100% | 100% | 100% | 100% | 100% | 100% | 100%
VIC | 100% | 100% | 100% | 100% | 100% | 100% | 100% | 100% | 100% | 100% | 100% | 100% | 100% | 100% | 100% | 100% | 100% | 100% | 100% | 100% | 100% | 100% | 100% | 100% | 100% | 100% | 100% | 100% | 100% | 100% | 100%
Steady Progress
| 2021-22 | 2022-23 | 2023-24 | 2024-25 | 2025-26 | 2026-27 | 2027-28 | 2028-29 | 2029-30 | 2030-31 | 2031-32 | 2032-33 | 2033-34 | 2034-35 | 2035-36 | 2036-37 | 2037-38 | 2038-39 | 2039-40 | 2040-41 | 2041-42 | 2042-43 | 2043-44 | 2044-45 | 2045-46 | 2046-47 | 2047-48 | 2048-49 | 2049-50 | 2050-51 | 2051-52
NSW | 100% | 100% | 100% | 100% | 100% | 100% | 100% | 100% | 100% | 100% | 100% | 100% | 100% | 100% | 100% | 100% | 100% | 100% | 100% | 100% | 100% | 100% | 100% | 100% | 100% | 100% | 100% | 100% | 100% | 100% | 100%
Northern NSW (NNSW) | 17.37% | 16.94% | 16.85% | 16.57% | 16.21% | 15.99% | 15.79% | 15.61% | 15.48% | 15.38% | 15.33% | 15.27% | 15.17% | 14.97% | 14.7% | 14.43% | 14.17% | 13.97% | 13.81% | 13.67% | 13.59% | 13.46% | 13.26% | 13.17% | 13.17% | 13.17% | 13.17% | 13.17% | 13.17% | 13.17% | 13.17%
Central NSW (CNSW) | 10.6% | 10.44% | 10.4% | 10.25% | 10.06% | 9.934% | 9.837% | 9.754% | 9.697% | 9.662% | 9.644% | 9.632% | 9.593% | 9.509% | 9.411% | 9.31% | 9.197% | 9.085% | 8.986% | 8.898% | 8.843% | 8.788% | 8.706% | 8.665% | 8.665% | 8.665% | 8.665% | 8.665% | 8.665% | 8.665% | 8.665%
South NSW (SNSW) | 14.64% | 14.35% | 14.26% | 14.04% | 13.76% | 13.6% | 13.48% | 13.38% | 13.32% | 13.28% | 13.26% | 13.26% | 13.21% | 13.09% | 12.96% | 12.82% | 12.66% | 12.53% | 12.41% | 12.29% | 12.22% | 12.15% | 12.04% | 11.98% | 11.98% | 11.98% | 11.98% | 11.98% | 11.98% | 11.98% | 11.98%
Sydney, Newcastle and Wooloongong (SNW) | 57.39% | 58.27% | 58.49% | 59.13% | 59.97% | 60.48% | 60.89% | 61.25% | 61.51% | 61.67% | 61.76% | 61.84% | 62.03% | 62.44% | 62.93% | 63.44% | 63.97% | 64.42% | 64.8% | 65.14% | 65.35% | 65.6% | 65.99% | 66.18% | 66.18% | 66.18% | 66.18% | 66.18% | 66.18% | 66.18% | 66.18%
QLD | 100% | 100% | 100% | 100% | 100% | 100% | 100% | 100% | 100% | 100% | 100% | 100% | 100% | 100% | 100% | 100% | 100% | 100% | 100% | 100% | 100% | 100% | 100% | 100% | 100% | 100% | 100% | 100% | 100% | 100% | 100%
Central and North QLD (CNQ) | 18.75% | 19.01% | 19.06% | 19.01% | 18.93% | 18.89% | 18.87% | 18.85% | 18.85% | 18.84% | 18.84% | 18.84% | 18.83% | 18.83% | 18.82% | 18.81% | 18.82% | 18.83% | 18.83% | 18.86% | 18.93% | 18.94% | 18.93% | 18.95% | 18.95% | 18.95% | 18.95% | 18.95% | 18.95% | 18.95% | 18.95%
Gladstone Grid (GG) | 1.287% | 1.358% | 1.399% | 1.489% | 1.576% | 1.639% | 1.669% | 1.667% | 1.67% | 1.672% | 1.676% | 1.677% | 1.694% | 1.718% | 1.737% | 1.765% | 1.786% | 1.793% | 1.794% | 1.809% | 1.836% | 1.866% | 1.902% | 1.918% | 1.918% | 1.918% | 1.918% | 1.918% | 1.918% | 1.918% | 1.918%
Southern QLD (SQ) | 79.96% | 79.63% | 79.54% | 79.5% | 79.49% | 79.47% | 79.46% | 79.48% | 79.48% | 79.49% | 79.49% | 79.49% | 79.47% | 79.45% | 79.45% | 79.42% | 79.39% | 79.37% | 79.37% | 79.33% | 79.23% | 79.19% | 79.17% | 79.13% | 79.13% | 79.13% | 79.13% | 79.13% | 79.13% | 79.13% | 79.13%
SA | 100% | 100% | 100% | 100% | 100% | 100% | 100% | 100% | 100% | 100% | 100% | 100% | 100% | 100% | 100% | 100% | 100% | 100% | 100% | 100% | 100% | 100% | 100% | 100% | 100% | 100% | 100% | 100% | 100% | 100% | 100%
TAS | 100% | 100% | 100% | 100% | 100% | 100% | 100% | 100% | 100% | 100% | 100% | 100% | 100% | 100% | 100% | 100% | 100% | 100% | 100% | 100% | 100% | 100% | 100% | 100% | 100% | 100% | 100% | 100% | 100% | 100% | 100%
VIC | 100% | 100% | 100% | 100% | 100% | 100% | 100% | 100% | 100% | 100% | 100% | 100% | 100% | 100% | 100% | 100% | 100% | 100% | 100% | 100% | 100% | 100% | 100% | 100% | 100% | 100% | 100% | 100% | 100% | 100% | 100%
Progressive Change
| 2021-22 | 2022-23 | 2023-24 | 2024-25 | 2025-26 | 2026-27 | 2027-28 | 2028-29 | 2029-30 | 2030-31 | 2031-32 | 2032-33 | 2033-34 | 2034-35 | 2035-36 | 2036-37 | 2037-38 | 2038-39 | 2039-40 | 2040-41 | 2041-42 | 2042-43 | 2043-44 | 2044-45 | 2045-46 | 2046-47 | 2047-48 | 2048-49 | 2049-50 | 2050-51 | 2051-52
NSW | 100% | 100% | 100% | 100% | 100% | 100% | 100% | 100% | 100% | 100% | 100% | 100% | 100% | 100% | 100% | 100% | 100% | 100% | 100% | 100% | 100% | 100% | 100% | 100% | 100% | 100% | 100% | 100% | 100% | 100% | 100%
Northern NSW (NNSW) | 17.37% | 16.94% | 16.85% | 16.57% | 16.21% | 15.99% | 15.79% | 15.61% | 15.48% | 15.38% | 15.33% | 15.27% | 15.17% | 14.97% | 14.7% | 14.43% | 14.17% | 13.97% | 13.81% | 13.67% | 13.59% | 13.46% | 13.26% | 13.17% | 13.17% | 13.17% | 13.17% | 13.17% | 13.17% | 13.17% | 13.17%
Central NSW (CNSW) | 10.6% | 10.44% | 10.4% | 10.25% | 10.06% | 9.934% | 9.837% | 9.754% | 9.697% | 9.662% | 9.644% | 9.632% | 9.593% | 9.509% | 9.411% | 9.31% | 9.197% | 9.085% | 8.986% | 8.898% | 8.843% | 8.788% | 8.706% | 8.665% | 8.665% | 8.665% | 8.665% | 8.665% | 8.665% | 8.665% | 8.665%
South NSW (SNSW) | 14.64% | 14.35% | 14.26% | 14.04% | 13.76% | 13.6% | 13.48% | 13.38% | 13.32% | 13.28% | 13.26% | 13.26% | 13.21% | 13.09% | 12.96% | 12.82% | 12.66% | 12.53% | 12.41% | 12.29% | 12.22% | 12.15% | 12.04% | 11.98% | 11.98% | 11.98% | 11.98% | 11.98% | 11.98% | 11.98% | 11.98%
Sydney, Newcastle and Wooloongong (SNW) | 57.39% | 58.27% | 58.49% | 59.13% | 59.97% | 60.48% | 60.89% | 61.25% | 61.51% | 61.67% | 61.76% | 61.84% | 62.03% | 62.44% | 62.93% | 63.44% | 63.97% | 64.42% | 64.8% | 65.14% | 65.35% | 65.6% | 65.99% | 66.18% | 66.18% | 66.18% | 66.18% | 66.18% | 66.18% | 66.18% | 66.18%
QLD | 100% | 100% | 100% | 100% | 100% | 100% | 100% | 100% | 100% | 100% | 100% | 100% | 100% | 100% | 100% | 100% | 100% | 100% | 100% | 100% | 100% | 100% | 100% | 100% | 100% | 100% | 100% | 100% | 100% | 100% | 100%
Central and North QLD (CNQ) | 18.75% | 19.01% | 19.06% | 19.01% | 18.93% | 18.89% | 18.87% | 18.85% | 18.85% | 18.84% | 18.84% | 18.84% | 18.83% | 18.83% | 18.82% | 18.81% | 18.82% | 18.83% | 18.83% | 18.86% | 18.93% | 18.94% | 18.93% | 18.95% | 18.95% | 18.95% | 18.95% | 18.95% | 18.95% | 18.95% | 18.95%
Gladstone Grid (GG) | 1.287% | 1.358% | 1.399% | 1.489% | 1.576% | 1.639% | 1.669% | 1.667% | 1.67% | 1.672% | 1.676% | 1.677% | 1.694% | 1.718% | 1.737% | 1.765% | 1.786% | 1.793% | 1.794% | 1.809% | 1.836% | 1.866% | 1.902% | 1.918% | 1.918% | 1.918% | 1.918% | 1.918% | 1.918% | 1.918% | 1.918%
Southern QLD (SQ) | 79.96% | 79.63% | 79.54% | 79.5% | 79.49% | 79.47% | 79.46% | 79.48% | 79.48% | 79.49% | 79.49% | 79.49% | 79.47% | 79.45% | 79.45% | 79.42% | 79.39% | 79.37% | 79.37% | 79.33% | 79.23% | 79.19% | 79.17% | 79.13% | 79.13% | 79.13% | 79.13% | 79.13% | 79.13% | 79.13% | 79.13%
SA | 100% | 100% | 100% | 100% | 100% | 100% | 100% | 100% | 100% | 100% | 100% | 100% | 100% | 100% | 100% | 100% | 100% | 100% | 100% | 100% | 100% | 100% | 100% | 100% | 100% | 100% | 100% | 100% | 100% | 100% | 100%
TAS | 100% | 100% | 100% | 100% | 100% | 100% | 100% | 100% | 100% | 100% | 100% | 100% | 100% | 100% | 100% | 100% | 100% | 100% | 100% | 100% | 100% | 100% | 100% | 100% | 100% | 100% | 100% | 100% | 100% | 100% | 100%
VIC | 100% | 100% | 100% | 100% | 100% | 100% | 100% | 100% | 100% | 100% | 100% | 100% | 100% | 100% | 100% | 100% | 100% | 100% | 100% | 100% | 100% | 100% | 100% | 100% | 100% | 100% | 100% | 100% | 100% | 100% | 100%
Step Change
| 2021-22 | 2022-23 | 2023-24 | 2024-25 | 2025-26 | 2026-27 | 2027-28 | 2028-29 | 2029-30 | 2030-31 | 2031-32 | 2032-33 | 2033-34 | 2034-35 | 2035-36 | 2036-37 | 2037-38 | 2038-39 | 2039-40 | 2040-41 | 2041-42 | 2042-43 | 2043-44 | 2044-45 | 2045-46 | 2046-47 | 2047-48 | 2048-49 | 2049-50 | 2050-51 | 2051-52
NSW | 100% | 100% | 100% | 100% | 100% | 100% | 100% | 100% | 100% | 100% | 100% | 100% | 100% | 100% | 100% | 100% | 100% | 100% | 100% | 100% | 100% | 100% | 100% | 100% | 100% | 100% | 100% | 100% | 100% | 100% | 100%
Northern NSW (NNSW) | 17.22% | 15.95% | 15.27% | 14.55% | 14.11% | 13.93% | 13.73% | 13.53% | 13.35% | 13.21% | 13.11% | 13.05% | 12.98% | 12.88% | 12.71% | 12.49% | 12.24% | 12.02% | 11.88% | 11.77% | 11.62% | 11.47% | 11.33% | 11.26% | 11.26% | 11.26% | 11.26% | 11.26% | 11.26% | 11.26% | 11.26%
Central NSW (CNSW) | 10.65% | 10.25% | 9.975% | 9.68% | 9.367% | 9.217% | 9.103% | 8.99% | 8.898% | 8.832% | 8.787% | 8.761% | 8.744% | 8.711% | 8.628% | 8.499% | 8.376% | 8.257% | 8.167% | 8.114% | 8.055% | 7.986% | 7.912% | 7.879% | 7.879% | 7.879% | 7.879% | 7.879% | 7.879% | 7.879% | 7.879%
South NSW (SNSW) | 14.77% | 14.08% | 13.63% | 13.26% | 12.83% | 12.6% | 12.45% | 12.32% | 12.22% | 12.15% | 12.11% | 12.09% | 12.08% | 12.04% | 11.91% | 11.72% | 11.55% | 11.41% | 11.31% | 11.24% | 11.16% | 11.07% | 10.97% | 10.93% | 10.93% | 10.93% | 10.93% | 10.93% | 10.93% | 10.93% | 10.93%
Sydney, Newcastle and Wooloongong (SNW) | 57.36% | 59.72% | 61.13% | 62.51% | 63.7% | 64.25% | 64.71% | 65.16% | 65.53% | 65.81% | 66% | 66.1% | 66.19% | 66.37% | 66.75% | 67.3% | 67.83% | 68.31% | 68.64% | 68.87% | 69.16% | 69.48% | 69.79% | 69.93% | 69.93% | 69.93% | 69.93% | 69.93% | 69.93% | 69.93% | 69.93%
QLD | 100% | 100% | 100% | 100% | 100% | 100% | 100% | 100% | 100% | 100% | 100% | 100% | 100% | 100% | 100% | 100% | 100% | 100% | 100% | 100% | 100% | 100% | 100% | 100% | 100% | 100% | 100% | 100% | 100% | 100% | 100%
Central and North QLD (CNQ) | 18.75% | 19.01% | 19.06% | 19.01% | 18.93% | 18.89% | 18.87% | 18.85% | 18.85% | 18.84% | 18.84% | 18.84% | 18.83% | 18.83% | 18.82% | 18.81% | 18.82% | 18.83% | 18.83% | 18.86% | 18.93% | 18.94% | 18.93% | 18.95% | 18.95% | 18.95% | 18.95% | 18.95% | 18.95% | 18.95% | 18.95%
Gladstone Grid (GG) | 1.287% | 1.358% | 1.399% | 1.489% | 1.576% | 1.639% | 1.669% | 1.667% | 1.67% | 1.672% | 1.676% | 1.677% | 1.694% | 1.718% | 1.737% | 1.765% | 1.786% | 1.793% | 1.794% | 1.809% | 1.836% | 1.866% | 1.902% | 1.918% | 1.918% | 1.918% | 1.918% | 1.918% | 1.918% | 1.918% | 1.918%
Southern QLD (SQ) | 79.96% | 79.63% | 79.54% | 79.5% | 79.49% | 79.47% | 79.46% | 79.48% | 79.48% | 79.49% | 79.49% | 79.49% | 79.47% | 79.45% | 79.45% | 79.42% | 79.39% | 79.37% | 79.37% | 79.33% | 79.23% | 79.19% | 79.17% | 79.13% | 79.13% | 79.13% | 79.13% | 79.13% | 79.13% | 79.13% | 79.13%
SA | 100% | 100% | 100% | 100% | 100% | 100% | 100% | 100% | 100% | 100% | 100% | 100% | 100% | 100% | 100% | 100% | 100% | 100% | 100% | 100% | 100% | 100% | 100% | 100% | 100% | 100% | 100% | 100% | 100% | 100% | 100%
TAS | 100% | 100% | 100% | 100% | 100% | 100% | 100% | 100% | 100% | 100% | 100% | 100% | 100% | 100% | 100% | 100% | 100% | 100% | 100% | 100% | 100% | 100% | 100% | 100% | 100% | 100% | 100% | 100% | 100% | 100% | 100%
VIC | 100% | 100% | 100% | 100% | 100% | 100% | 100% | 100% | 100% | 100% | 100% | 100% | 100% | 100% | 100% | 100% | 100% | 100% | 100% | 100% | 100% | 100% | 100% | 100% | 100% | 100% | 100% | 100% | 100% | 100% | 100%
Hydrogen Superpower
| 2021-22 | 2022-23 | 2023-24 | 2024-25 | 2025-26 | 2026-27 | 2027-28 | 2028-29 | 2029-30 | 2030-31 | 2031-32 | 2032-33 | 2033-34 | 2034-35 | 2035-36 | 2036-37 | 2037-38 | 2038-39 | 2039-40 | 2040-41 | 2041-42 | 2042-43 | 2043-44 | 2044-45 | 2045-46 | 2046-47 | 2047-48 | 2048-49 | 2049-50 | 2050-51 | 2051-52
NSW | 100% | 100% | 100% | 100% | 100% | 100% | 100% | 100% | 100% | 100% | 100% | 100% | 100% | 100% | 100% | 100% | 100% | 100% | 100% | 100% | 100% | 100% | 100% | 100% | 100% | 100% | 100% | 100% | 100% | 100% | 100%
Northern NSW (NNSW) | 17.41% | 15.48% | 14.08% | 13.26% | 12.82% | 12.62% | 12.38% | 12.11% | 11.89% | 11.74% | 11.64% | 11.61% | 11.49% | 11.37% | 11.33% | 11.25% | 11.1% | 10.94% | 10.82% | 10.72% | 10.61% | 10.49% | 10.36% | 10.3% | 10.3% | 10.3% | 10.3% | 10.3% | 10.3% | 10.3% | 10.3%
Central NSW (CNSW) | 10.73% | 10.3% | 9.941% | 9.695% | 9.445% | 9.256% | 9.096% | 8.929% | 8.81% | 8.731% | 8.682% | 8.67% | 8.629% | 8.583% | 8.562% | 8.526% | 8.473% | 8.409% | 8.349% | 8.287% | 8.222% | 8.161% | 8.098% | 8.07% | 8.07% | 8.07% | 8.07% | 8.07% | 8.07% | 8.07% | 8.07%
South NSW (SNSW) | 15.29% | 14.66% | 13.88% | 13.47% | 13.22% | 13.01% | 12.85% | 12.66% | 12.52% | 12.44% | 12.38% | 12.36% | 12.28% | 12.21% | 12.16% | 12.09% | 12.02% | 11.94% | 11.86% | 11.79% | 11.7% | 11.61% | 11.52% | 11.48% | 11.48% | 11.48% | 11.48% | 11.48% | 11.48% | 11.48% | 11.48%
Sydney, Newcastle and Wooloongong (SNW) | 56.57% | 59.56% | 62.1% | 63.58% | 64.52% | 65.11% | 65.68% | 66.3% | 66.78% | 67.09% | 67.3% | 67.36% | 67.6% | 67.84% | 67.94% | 68.13% | 68.41% | 68.72% | 68.97% | 69.2% | 69.47% | 69.74% | 70.02% | 70.15% | 70.15% | 70.15% | 70.15% | 70.15% | 70.15% | 70.15% | 70.15%
QLD | 100% | 100% | 100% | 100% | 100% | 100% | 100% | 100% | 100% | 100% | 100% | 100% | 100% | 100% | 100% | 100% | 100% | 100% | 100% | 100% | 100% | 100% | 100% | 100% | 100% | 100% | 100% | 100% | 100% | 100% | 100%
Central and North QLD (CNQ) | 18.75% | 19.01% | 19.06% | 19.01% | 18.93% | 18.89% | 18.87% | 18.85% | 18.85% | 18.84% | 18.84% | 18.84% | 18.83% | 18.83% | 18.82% | 18.81% | 18.82% | 18.83% | 18.83% | 18.86% | 18.93% | 18.94% | 18.93% | 18.95% | 18.95% | 18.95% | 18.95% | 18.95% | 18.95% | 18.95% | 18.95%
Gladstone Grid (GG) | 1.287% | 1.358% | 1.399% | 1.489% | 1.576% | 1.639% | 1.669% | 1.667% | 1.67% | 1.672% | 1.676% | 1.677% | 1.694% | 1.718% | 1.737% | 1.765% | 1.786% | 1.793% | 1.794% | 1.809% | 1.836% | 1.866% | 1.902% | 1.918% | 1.918% | 1.918% | 1.918% | 1.918% | 1.918% | 1.918% | 1.918%
Southern QLD (SQ) | 79.96% | 79.63% | 79.54% | 79.5% | 79.49% | 79.47% | 79.46% | 79.48% | 79.48% | 79.49% | 79.49% | 79.49% | 79.47% | 79.45% | 79.45% | 79.42% | 79.39% | 79.37% | 79.37% | 79.33% | 79.23% | 79.19% | 79.17% | 79.13% | 79.13% | 79.13% | 79.13% | 79.13% | 79.13% | 79.13% | 79.13%
SA | 100% | 100% | 100% | 100% | 100% | 100% | 100% | 100% | 100% | 100% | 100% | 100% | 100% | 100% | 100% | 100% | 100% | 100% | 100% | 100% | 100% | 100% | 100% | 100% | 100% | 100% | 100% | 100% | 100% | 100% | 100%
TAS | 100% | 100% | 100% | 100% | 100% | 100% | 100% | 100% | 100% | 100% | 100% | 100% | 100% | 100% | 100% | 100% | 100% | 100% | 100% | 100% | 100% | 100% | 100% | 100% | 100% | 100% | 100% | 100% | 100% | 100% | 100%
VIC | 100% | 100% | 100% | 100% | 100% | 100% | 100% | 100% | 100% | 100% | 100% | 100% | 100% | 100% | 100% | 100% | 100% | 100% | 100% | 100% | 100% | 100% | 100% | 100% | 100% | 100% | 100% | 100% | 100% | 100% | 100%
Strong Electrification
| 2021-22 | 2022-23 | 2023-24 | 2024-25 | 2025-26 | 2026-27 | 2027-28 | 2028-29 | 2029-30 | 2030-31 | 2031-32 | 2032-33 | 2033-34 | 2034-35 | 2035-36 | 2036-37 | 2037-38 | 2038-39 | 2039-40 | 2040-41 | 2041-42 | 2042-43 | 2043-44 | 2044-45 | 2045-46 | 2046-47 | 2047-48 | 2048-49 | 2049-50 | 2050-51 | 2051-52
NSW | 100% | 100% | 100% | 100% | 100% | 100% | 100% | 100% | 100% | 100% | 100% | 100% | 100% | 100% | 100% | 100% | 100% | 100% | 100% | 100% | 100% | 100% | 100% | 100% | 100% | 100% | 100% | 100% | 100% | 100% | 100%
Northern NSW (NNSW) | 17.33% | 15.49% | 14.28% | 13.38% | 12.75% | 12.45% | 12.23% | 12.05% | 11.93% | 11.86% | 11.83% | 11.81% | 11.79% | 11.74% | 11.63% | 11.45% | 11.22% | 10.96% | 10.75% | 10.63% | 10.51% | 10.37% | 10.23% | 10.16% | 10.16% | 10.16% | 10.16% | 10.16% | 10.16% | 10.16% | 10.16%
Central NSW (CNSW) | 10.71% | 10.25% | 9.84% | 9.425% | 9.02% | 8.801% | 8.677% | 8.583% | 8.526% | 8.496% | 8.487% | 8.486% | 8.485% | 8.467% | 8.393% | 8.286% | 8.201% | 8.112% | 8.018% | 7.959% | 7.914% | 7.862% | 7.801% | 7.771% | 7.771% | 7.771% | 7.771% | 7.771% | 7.771% | 7.771% | 7.771%
South NSW (SNSW) | 14.85% | 14.11% | 13.48% | 13.01% | 12.5% | 12.25% | 12.15% | 12.05% | 12% | 11.97% | 11.96% | 11.95% | 11.95% | 11.92% | 11.79% | 11.63% | 11.52% | 11.4% | 11.28% | 11.22% | 11.17% | 11.1% | 11.01% | 10.97% | 10.97% | 10.97% | 10.97% | 10.97% | 10.97% | 10.97% | 10.97%
Sydney, Newcastle and Wooloongong (SNW) | 57.11% | 60.14% | 62.4% | 64.18% | 65.73% | 66.5% | 66.95% | 67.32% | 67.55% | 67.67% | 67.72% | 67.75% | 67.77% | 67.87% | 68.18% | 68.63% | 69.06% | 69.53% | 69.95% | 70.2% | 70.41% | 70.67% | 70.96% | 71.1% | 71.1% | 71.1% | 71.1% | 71.1% | 71.1% | 71.1% | 71.1%
QLD | 100% | 100% | 100% | 100% | 100% | 100% | 100% | 100% | 100% | 100% | 100% | 100% | 100% | 100% | 100% | 100% | 100% | 100% | 100% | 100% | 100% | 100% | 100% | 100% | 100% | 100% | 100% | 100% | 100% | 100% | 100%
Central and North QLD (CNQ) | 18.75% | 19.01% | 19.06% | 19.01% | 18.93% | 18.89% | 18.87% | 18.85% | 18.85% | 18.84% | 18.84% | 18.84% | 18.83% | 18.83% | 18.82% | 18.81% | 18.82% | 18.83% | 18.83% | 18.86% | 18.93% | 18.94% | 18.93% | 18.95% | 18.95% | 18.95% | 18.95% | 18.95% | 18.95% | 18.95% | 18.95%
Gladstone Grid (GG) | 1.287% | 1.358% | 1.399% | 1.489% | 1.576% | 1.639% | 1.669% | 1.667% | 1.67% | 1.672% | 1.676% | 1.677% | 1.694% | 1.718% | 1.737% | 1.765% | 1.786% | 1.793% | 1.794% | 1.809% | 1.836% | 1.866% | 1.902% | 1.918% | 1.918% | 1.918% | 1.918% | 1.918% | 1.918% | 1.918% | 1.918%
Southern QLD (SQ) | 79.96% | 79.63% | 79.54% | 79.5% | 79.49% | 79.47% | 79.46% | 79.48% | 79.48% | 79.49% | 79.49% | 79.49% | 79.47% | 79.45% | 79.45% | 79.42% | 79.39% | 79.37% | 79.37% | 79.33% | 79.23% | 79.19% | 79.17% | 79.13% | 79.13% | 79.13% | 79.13% | 79.13% | 79.13% | 79.13% | 79.13%
SA | 100% | 100% | 100% | 100% | 100% | 100% | 100% | 100% | 100% | 100% | 100% | 100% | 100% | 100% | 100% | 100% | 100% | 100% | 100% | 100% | 100% | 100% | 100% | 100% | 100% | 100% | 100% | 100% | 100% | 100% | 100%
TAS | 100% | 100% | 100% | 100% | 100% | 100% | 100% | 100% | 100% | 100% | 100% | 100% | 100% | 100% | 100% | 100% | 100% | 100% | 100% | 100% | 100% | 100% | 100% | 100% | 100% | 100% | 100% | 100% | 100% | 100% | 100%
VIC | 100% | 100% | 100% | 100% | 100% | 100% | 100% | 100% | 100% | 100% | 100% | 100% | 100% | 100% | 100% | 100% | 100% | 100% | 100% | 100% | 100% | 100% | 100% | 100% | 100% | 100% | 100% | 100% | 100% | 100% | 100%
PVNSG (Capacity, % of regional allocation)
Capacity of small-scale non-scheduled generating systems
Slow Change
| 2021-22 | 2022-23 | 2023-24 | 2024-25 | 2025-26 | 2026-27 | 2027-28 | 2028-29 | 2029-30 | 2030-31 | 2031-32 | 2032-33 | 2033-34 | 2034-35 | 2035-36 | 2036-37 | 2037-38 | 2038-39 | 2039-40 | 2040-41 | 2041-42 | 2042-43 | 2043-44 | 2044-45 | 2045-46 | 2046-47 | 2047-48 | 2048-49 | 2049-50 | 2050-51 | 2051-52
NSW | 100% | 100% | 100% | 100% | 100% | 100% | 100% | 100% | 100% | 100% | 100% | 100% | 100% | 100% | 100% | 100% | 100% | 100% | 100% | 100% | 100% | 100% | 100% | 100% | 100% | 100% | 100% | 100% | 100% | 100% | 100%
Northern NSW (NNSW) | 12.47% | 12.33% | 12.09% | 12.01% | 12.04% | 11.47% | 10.59% | 11.58% | 11.13% | 10.7% | 10.1% | 10.9% | 10.61% | 10.29% | 9.838% | 10.67% | 10.38% | 10.08% | 9.629% | 10.31% | 10.07% | 9.843% | 9.509% | 9.476% | 9.476% | 9.476% | 9.476% | 9.476% | 9.476% | 9.476% | 9.476%
Central NSW (CNSW) | 12.37% | 12.08% | 12.84% | 12.54% | 11.95% | 15.62% | 17.72% | 20.59% | 19.4% | 21.89% | 22.95% | 24.76% | 23.47% | 25.16% | 25.68% | 27.24% | 25.98% | 27.63% | 28.12% | 29.29% | 28.24% | 29.58% | 29.7% | 29.8% | 29.8% | 29.8% | 29.8% | 29.8% | 29.8% | 29.8% | 29.8%
South NSW (SNSW) | 36.34% | 35.39% | 35.41% | 35.22% | 35.49% | 33.62% | 35.35% | 33.25% | 35.93% | 34.56% | 35.77% | 34.14% | 36.2% | 35.1% | 36.06% | 34.44% | 36.42% | 35.34% | 36.25% | 34.92% | 36.55% | 35.67% | 36.53% | 36.53% | 36.53% | 36.53% | 36.53% | 36.53% | 36.53% | 36.53% | 36.53%
Sydney, Newcastle and Wooloongong (SNW) | 38.83% | 40.2% | 39.65% | 40.23% | 40.52% | 39.28% | 36.33% | 34.58% | 33.54% | 32.85% | 31.18% | 30.2% | 29.73% | 29.45% | 28.42% | 27.65% | 27.22% | 26.95% | 26% | 25.49% | 25.14% | 24.91% | 24.26% | 24.19% | 24.19% | 24.19% | 24.19% | 24.19% | 24.19% | 24.19% | 24.19%
QLD | 100% | 100% | 100% | 100% | 100% | 100% | 100% | 100% | 100% | 100% | 100% | 100% | 100% | 100% | 100% | 100% | 100% | 100% | 100% | 100% | 100% | 100% | 100% | 100% | 100% | 100% | 100% | 100% | 100% | 100% | 100%
Central and North QLD (CNQ) | 40.47% | 40.78% | 41.37% | 41.56% | 41.55% | 41.63% | 41.8% | 41.78% | 41.26% | 41.36% | 42.33% | 42.55% | 43.38% | 43.54% | 44.24% | 44.33% | 44.95% | 45.02% | 45.55% | 45.59% | 46.07% | 46.09% | 46.52% | 46.59% | 46.59% | 46.59% | 46.59% | 46.59% | 46.59% | 46.59% | 46.59%
Gladstone Grid (GG) | 0.5507% | 0.5129% | 0.4921% | 0.4853% | 0.4856% | 0.4829% | 0.4769% | 0.4777% | 0.4945% | 0.4952% | 0.4855% | 0.4782% | 0.4699% | 0.4658% | 0.4593% | 0.4549% | 0.4491% | 0.4467% | 0.4421% | 0.4391% | 0.4348% | 0.4334% | 0.4298% | 0.4272% | 0.4272% | 0.4272% | 0.4272% | 0.4272% | 0.4272% | 0.4272% | 0.4272%
Southern QLD (SQ) | 58.98% | 58.71% | 58.14% | 57.95% | 57.96% | 57.89% | 57.72% | 57.75% | 58.25% | 58.15% | 57.19% | 56.97% | 56.15% | 55.99% | 55.31% | 55.21% | 54.6% | 54.53% | 54% | 53.97% | 53.5% | 53.47% | 53.05% | 52.98% | 52.98% | 52.98% | 52.98% | 52.98% | 52.98% | 52.98% | 52.98%
SA | 100% | 100% | 100% | 100% | 100% | 100% | 100% | 100% | 100% | 100% | 100% | 100% | 100% | 100% | 100% | 100% | 100% | 100% | 100% | 100% | 100% | 100% | 100% | 100% | 100% | 100% | 100% | 100% | 100% | 100% | 100%
TAS | 100% | 100% | 100% | 100% | 100% | 100% | 100% | 100% | 100% | 100% | 100% | 100% | 100% | 100% | 100% | 100% | 100% | 100% | 100% | 100% | 100% | 100% | 100% | 100% | 100% | 100% | 100% | 100% | 100% | 100% | 100%
VIC | 100% | 100% | 100% | 100% | 100% | 100% | 100% | 100% | 100% | 100% | 100% | 100% | 100% | 100% | 100% | 100% | 100% | 100% | 100% | 100% | 100% | 100% | 100% | 100% | 100% | 100% | 100% | 100% | 100% | 100% | 100%
Steady Progress
| 2021-22 | 2022-23 | 2023-24 | 2024-25 | 2025-26 | 2026-27 | 2027-28 | 2028-29 | 2029-30 | 2030-31 | 2031-32 | 2032-33 | 2033-34 | 2034-35 | 2035-36 | 2036-37 | 2037-38 | 2038-39 | 2039-40 | 2040-41 | 2041-42 | 2042-43 | 2043-44 | 2044-45 | 2045-46 | 2046-47 | 2047-48 | 2048-49 | 2049-50 | 2050-51 | 2051-52
NSW | 100% | 100% | 100% | 100% | 100% | 100% | 100% | 100% | 100% | 100% | 100% | 100% | 100% | 100% | 100% | 100% | 100% | 100% | 100% | 100% | 100% | 100% | 100% | 100% | 100% | 100% | 100% | 100% | 100% | 100% | 100%
Northern NSW (NNSW) | 10.84% | 10.98% | 10.81% | 10.65% | 10.63% | 9.973% | 9.106% | 10.47% | 10.06% | 9.64% | 9.022% | 9.984% | 9.698% | 9.4% | 8.945% | 9.751% | 9.507% | 9.26% | 8.898% | 9.556% | 9.389% | 9.189% | 8.877% | 8.864% | 8.864% | 8.864% | 8.864% | 8.864% | 8.864% | 8.864% | 8.864%
Central NSW (CNSW) | 17.54% | 16.4% | 16.94% | 16.76% | 16.22% | 20.56% | 22.48% | 25.05% | 23.28% | 25.87% | 26.82% | 28.57% | 27.08% | 28.85% | 29.34% | 30.47% | 29.27% | 30.67% | 30.95% | 31.85% | 30.71% | 31.82% | 32.02% | 32.06% | 32.06% | 32.06% | 32.06% | 32.06% | 32.06% | 32.06% | 32.06%
South NSW (SNSW) | 36.31% | 35.51% | 35.53% | 35.3% | 35.63% | 33.41% | 35.45% | 33.02% | 36.08% | 34.52% | 35.89% | 34.07% | 36.31% | 35.11% | 36.13% | 34.68% | 36.44% | 35.48% | 36.28% | 35.08% | 36.53% | 35.72% | 36.39% | 36.39% | 36.39% | 36.39% | 36.39% | 36.39% | 36.39% | 36.39% | 36.39%
Sydney, Newcastle and Wooloongong (SNW) | 35.32% | 37.11% | 36.73% | 37.3% | 37.52% | 36.06% | 32.96% | 31.47% | 30.58% | 29.97% | 28.28% | 27.37% | 26.91% | 26.63% | 25.59% | 25.1% | 24.78% | 24.6% | 23.87% | 23.52% | 23.37% | 23.27% | 22.71% | 22.68% | 22.68% | 22.68% | 22.68% | 22.68% | 22.68% | 22.68% | 22.68%
QLD | 100% | 100% | 100% | 100% | 100% | 100% | 100% | 100% | 100% | 100% | 100% | 100% | 100% | 100% | 100% | 100% | 100% | 100% | 100% | 100% | 100% | 100% | 100% | 100% | 100% | 100% | 100% | 100% | 100% | 100% | 100%
Central and North QLD (CNQ) | 40.98% | 41.29% | 42.04% | 42.52% | 42.87% | 43.23% | 43.59% | 43.84% | 43.53% | 43.74% | 44.84% | 45.09% | 45.93% | 45.98% | 46.68% | 46.67% | 47.34% | 47.34% | 47.84% | 47.8% | 48.25% | 48.21% | 48.62% | 48.65% | 48.65% | 48.65% | 48.65% | 48.65% | 48.65% | 48.65% | 48.65%
Gladstone Grid (GG) | 0.5298% | 0.4949% | 0.4685% | 0.4516% | 0.4392% | 0.4266% | 0.4139% | 0.4053% | 0.4146% | 0.412% | 0.4013% | 0.393% | 0.3865% | 0.3862% | 0.3815% | 0.3802% | 0.3737% | 0.3733% | 0.371% | 0.3699% | 0.3677% | 0.3681% | 0.3656% | 0.3644% | 0.3644% | 0.3644% | 0.3644% | 0.3644% | 0.3644% | 0.3644% | 0.3644%
Southern QLD (SQ) | 58.49% | 58.22% | 57.49% | 57.03% | 56.69% | 56.34% | 55.99% | 55.76% | 56.06% | 55.85% | 54.76% | 54.52% | 53.68% | 53.63% | 52.94% | 52.95% | 52.29% | 52.28% | 51.79% | 51.83% | 51.39% | 51.42% | 51.01% | 50.98% | 50.98% | 50.98% | 50.98% | 50.98% | 50.98% | 50.98% | 50.98%
SA | 100% | 100% | 100% | 100% | 100% | 100% | 100% | 100% | 100% | 100% | 100% | 100% | 100% | 100% | 100% | 100% | 100% | 100% | 100% | 100% | 100% | 100% | 100% | 100% | 100% | 100% | 100% | 100% | 100% | 100% | 100%
TAS | 100% | 100% | 100% | 100% | 100% | 100% | 100% | 100% | 100% | 100% | 100% | 100% | 100% | 100% | 100% | 100% | 100% | 100% | 100% | 100% | 100% | 100% | 100% | 100% | 100% | 100% | 100% | 100% | 100% | 100% | 100%
VIC | 100% | 100% | 100% | 100% | 100% | 100% | 100% | 100% | 100% | 100% | 100% | 100% | 100% | 100% | 100% | 100% | 100% | 100% | 100% | 100% | 100% | 100% | 100% | 100% | 100% | 100% | 100% | 100% | 100% | 100% | 100%
Progressive Change
| 2021-22 | 2022-23 | 2023-24 | 2024-25 | 2025-26 | 2026-27 | 2027-28 | 2028-29 | 2029-30 | 2030-31 | 2031-32 | 2032-33 | 2033-34 | 2034-35 | 2035-36 | 2036-37 | 2037-38 | 2038-39 | 2039-40 | 2040-41 | 2041-42 | 2042-43 | 2043-44 | 2044-45 | 2045-46 | 2046-47 | 2047-48 | 2048-49 | 2049-50 | 2050-51 | 2051-52
NSW | 100% | 100% | 100% | 100% | 100% | 100% | 100% | 100% | 100% | 100% | 100% | 100% | 100% | 100% | 100% | 100% | 100% | 100% | 100% | 100% | 100% | 100% | 100% | 100% | 100% | 100% | 100% | 100% | 100% | 100% | 100%
Northern NSW (NNSW) | 10.84% | 10.98% | 10.81% | 10.65% | 10.63% | 9.973% | 9.106% | 10.47% | 10.06% | 9.64% | 9.022% | 9.984% | 9.698% | 9.4% | 8.945% | 9.751% | 9.507% | 9.26% | 8.898% | 9.556% | 9.389% | 9.189% | 8.877% | 8.864% | 8.864% | 8.864% | 8.864% | 8.864% | 8.864% | 8.864% | 8.864%
Central NSW (CNSW) | 17.54% | 16.4% | 16.94% | 16.76% | 16.22% | 20.56% | 22.48% | 25.05% | 23.28% | 25.87% | 26.82% | 28.57% | 27.08% | 28.85% | 29.34% | 30.47% | 29.27% | 30.67% | 30.95% | 31.85% | 30.71% | 31.82% | 32.02% | 32.06% | 32.06% | 32.06% | 32.06% | 32.06% | 32.06% | 32.06% | 32.06%
South NSW (SNSW) | 36.31% | 35.51% | 35.53% | 35.3% | 35.63% | 33.41% | 35.45% | 33.02% | 36.08% | 34.52% | 35.89% | 34.07% | 36.31% | 35.11% | 36.13% | 34.68% | 36.44% | 35.48% | 36.28% | 35.08% | 36.53% | 35.72% | 36.39% | 36.39% | 36.39% | 36.39% | 36.39% | 36.39% | 36.39% | 36.39% | 36.39%
Sydney, Newcastle and Wooloongong (SNW) | 35.32% | 37.11% | 36.73% | 37.3% | 37.52% | 36.06% | 32.96% | 31.47% | 30.58% | 29.97% | 28.28% | 27.37% | 26.91% | 26.63% | 25.59% | 25.1% | 24.78% | 24.6% | 23.87% | 23.52% | 23.37% | 23.27% | 22.71% | 22.68% | 22.68% | 22.68% | 22.68% | 22.68% | 22.68% | 22.68% | 22.68%
QLD | 100% | 100% | 100% | 100% | 100% | 100% | 100% | 100% | 100% | 100% | 100% | 100% | 100% | 100% | 100% | 100% | 100% | 100% | 100% | 100% | 100% | 100% | 100% | 100% | 100% | 100% | 100% | 100% | 100% | 100% | 100%
Central and North QLD (CNQ) | 40.98% | 41.29% | 42.04% | 42.52% | 42.87% | 43.23% | 43.59% | 43.84% | 43.53% | 43.74% | 44.84% | 45.09% | 45.93% | 45.98% | 46.68% | 46.67% | 47.34% | 47.34% | 47.84% | 47.8% | 48.25% | 48.21% | 48.62% | 48.65% | 48.65% | 48.65% | 48.65% | 48.65% | 48.65% | 48.65% | 48.65%
Gladstone Grid (GG) | 0.5298% | 0.4949% | 0.4685% | 0.4516% | 0.4392% | 0.4266% | 0.4139% | 0.4053% | 0.4146% | 0.412% | 0.4013% | 0.393% | 0.3865% | 0.3862% | 0.3815% | 0.3802% | 0.3737% | 0.3733% | 0.371% | 0.3699% | 0.3677% | 0.3681% | 0.3656% | 0.3644% | 0.3644% | 0.3644% | 0.3644% | 0.3644% | 0.3644% | 0.3644% | 0.3644%
Southern QLD (SQ) | 58.49% | 58.22% | 57.49% | 57.03% | 56.69% | 56.34% | 55.99% | 55.76% | 56.06% | 55.85% | 54.76% | 54.52% | 53.68% | 53.63% | 52.94% | 52.95% | 52.29% | 52.28% | 51.79% | 51.83% | 51.39% | 51.42% | 51.01% | 50.98% | 50.98% | 50.98% | 50.98% | 50.98% | 50.98% | 50.98% | 50.98%
SA | 100% | 100% | 100% | 100% | 100% | 100% | 100% | 100% | 100% | 100% | 100% | 100% | 100% | 100% | 100% | 100% | 100% | 100% | 100% | 100% | 100% | 100% | 100% | 100% | 100% | 100% | 100% | 100% | 100% | 100% | 100%
TAS | 100% | 100% | 100% | 100% | 100% | 100% | 100% | 100% | 100% | 100% | 100% | 100% | 100% | 100% | 100% | 100% | 100% | 100% | 100% | 100% | 100% | 100% | 100% | 100% | 100% | 100% | 100% | 100% | 100% | 100% | 100%
VIC | 100% | 100% | 100% | 100% | 100% | 100% | 100% | 100% | 100% | 100% | 100% | 100% | 100% | 100% | 100% | 100% | 100% | 100% | 100% | 100% | 100% | 100% | 100% | 100% | 100% | 100% | 100% | 100% | 100% | 100% | 100%
Step Change
| 2021-22 | 2022-23 | 2023-24 | 2024-25 | 2025-26 | 2026-27 | 2027-28 | 2028-29 | 2029-30 | 2030-31 | 2031-32 | 2032-33 | 2033-34 | 2034-35 | 2035-36 | 2036-37 | 2037-38 | 2038-39 | 2039-40 | 2040-41 | 2041-42 | 2042-43 | 2043-44 | 2044-45 | 2045-46 | 2046-47 | 2047-48 | 2048-49 | 2049-50 | 2050-51 | 2051-52
NSW | 100% | 100% | 100% | 100% | 100% | 100% | 100% | 100% | 100% | 100% | 100% | 100% | 100% | 100% | 100% | 100% | 100% | 100% | 100% | 100% | 100% | 100% | 100% | 100% | 100% | 100% | 100% | 100% | 100% | 100% | 100%
Northern NSW (NNSW) | 10.79% | 10.84% | 10.77% | 10.59% | 10.47% | 9.876% | 9.094% | 10.33% | 9.986% | 9.587% | 9.042% | 9.945% | 9.676% | 9.391% | 8.973% | 9.717% | 9.505% | 9.275% | 8.939% | 9.546% | 9.39% | 9.2% | 8.911% | 8.899% | 8.899% | 8.899% | 8.899% | 8.899% | 8.899% | 8.899% | 8.899%
Central NSW (CNSW) | 16.91% | 15.48% | 14.98% | 14.89% | 14.76% | 18.77% | 20.69% | 23.13% | 21.52% | 23.97% | 24.88% | 26.51% | 25.2% | 26.89% | 27.41% | 28.52% | 27.38% | 28.7% | 29.01% | 29.9% | 28.86% | 29.92% | 30.14% | 30.18% | 30.18% | 30.18% | 30.18% | 30.18% | 30.18% | 30.18% | 30.18%
South NSW (SNSW) | 36.52% | 35.93% | 36.42% | 36.15% | 36.46% | 34.36% | 36.16% | 33.86% | 36.63% | 35.16% | 36.39% | 34.66% | 36.72% | 35.59% | 36.52% | 35.14% | 36.78% | 35.85% | 36.61% | 35.46% | 36.82% | 36.04% | 36.67% | 36.67% | 36.67% | 36.67% | 36.67% | 36.67% | 36.67% | 36.67% | 36.67%
Sydney, Newcastle and Wooloongong (SNW) | 35.78% | 37.74% | 37.84% | 38.37% | 38.31% | 36.99% | 34.06% | 32.68% | 31.87% | 31.29% | 29.69% | 28.88% | 28.4% | 28.13% | 27.1% | 26.63% | 26.33% | 26.18% | 25.44% | 25.09% | 24.94% | 24.85% | 24.28% | 24.25% | 24.25% | 24.25% | 24.25% | 24.25% | 24.25% | 24.25% | 24.25%
QLD | 100% | 100% | 100% | 100% | 100% | 100% | 100% | 100% | 100% | 100% | 100% | 100% | 100% | 100% | 100% | 100% | 100% | 100% | 100% | 100% | 100% | 100% | 100% | 100% | 100% | 100% | 100% | 100% | 100% | 100% | 100%
Central and North QLD (CNQ) | 40.6% | 40.76% | 40.96% | 40.83% | 40.89% | 41.28% | 42.5% | 42.76% | 43.65% | 43.83% | 44.6% | 44.71% | 45.37% | 45.4% | 45.94% | 45.93% | 46.44% | 46.43% | 46.84% | 46.82% | 47.2% | 47.17% | 47.51% | 47.54% | 47.54% | 47.54% | 47.54% | 47.54% | 47.54% | 47.54% | 47.54%
Gladstone Grid (GG) | 0.5416% | 0.5113% | 0.5023% | 0.5025% | 0.4987% | 0.4901% | 0.4741% | 0.4652% | 0.4564% | 0.4514% | 0.4434% | 0.4378% | 0.4311% | 0.43% | 0.4254% | 0.4236% | 0.4183% | 0.4178% | 0.415% | 0.413% | 0.4102% | 0.4102% | 0.4076% | 0.4067% | 0.4067% | 0.4067% | 0.4067% | 0.4067% | 0.4067% | 0.4067% | 0.4067%
Southern QLD (SQ) | 58.86% | 58.72% | 58.53% | 58.67% | 58.61% | 58.23% | 57.03% | 56.77% | 55.89% | 55.72% | 54.96% | 54.85% | 54.2% | 54.17% | 53.63% | 53.65% | 53.14% | 53.15% | 52.74% | 52.77% | 52.39% | 52.42% | 52.08% | 52.06% | 52.06% | 52.06% | 52.06% | 52.06% | 52.06% | 52.06% | 52.06%
SA | 100% | 100% | 100% | 100% | 100% | 100% | 100% | 100% | 100% | 100% | 100% | 100% | 100% | 100% | 100% | 100% | 100% | 100% | 100% | 100% | 100% | 100% | 100% | 100% | 100% | 100% | 100% | 100% | 100% | 100% | 100%
TAS | 100% | 100% | 100% | 100% | 100% | 100% | 100% | 100% | 100% | 100% | 100% | 100% | 100% | 100% | 100% | 100% | 100% | 100% | 100% | 100% | 100% | 100% | 100% | 100% | 100% | 100% | 100% | 100% | 100% | 100% | 100%
VIC | 100% | 100% | 100% | 100% | 100% | 100% | 100% | 100% | 100% | 100% | 100% | 100% | 100% | 100% | 100% | 100% | 100% | 100% | 100% | 100% | 100% | 100% | 100% | 100% | 100% | 100% | 100% | 100% | 100% | 100% | 100%
Hydrogen Superpower
| 2021-22 | 2022-23 | 2023-24 | 2024-25 | 2025-26 | 2026-27 | 2027-28 | 2028-29 | 2029-30 | 2030-31 | 2031-32 | 2032-33 | 2033-34 | 2034-35 | 2035-36 | 2036-37 | 2037-38 | 2038-39 | 2039-40 | 2040-41 | 2041-42 | 2042-43 | 2043-44 | 2044-45 | 2045-46 | 2046-47 | 2047-48 | 2048-49 | 2049-50 | 2050-51 | 2051-52
NSW | 100% | 100% | 100% | 100% | 100% | 100% | 100% | 100% | 100% | 100% | 100% | 100% | 100% | 100% | 100% | 100% | 100% | 100% | 100% | 100% | 100% | 100% | 100% | 100% | 100% | 100% | 100% | 100% | 100% | 100% | 100%
Northern NSW (NNSW) | 9.955% | 9.971% | 9.783% | 9.507% | 9.524% | 9.033% | 8.407% | 9.608% | 9.362% | 9.039% | 8.604% | 9.464% | 9.257% | 9.007% | 8.653% | 9.343% | 9.179% | 8.977% | 8.694% | 9.255% | 9.137% | 8.972% | 8.726% | 8.721% | 8.721% | 8.721% | 8.721% | 8.721% | 8.721% | 8.721% | 8.721%
Central NSW (CNSW) | 19.3% | 17.84% | 17.53% | 17.62% | 16.97% | 20.38% | 21.81% | 23.81% | 22.04% | 24.08% | 24.7% | 26.04% | 24.68% | 26.14% | 26.53% | 27.47% | 26.32% | 27.45% | 27.67% | 28.42% | 27.38% | 28.29% | 28.45% | 28.47% | 28.47% | 28.47% | 28.47% | 28.47% | 28.47% | 28.47% | 28.47%
South NSW (SNSW) | 36.56% | 36.14% | 36.75% | 36.4% | 36.77% | 34.73% | 36.47% | 34.26% | 36.86% | 35.44% | 36.63% | 34.99% | 36.91% | 35.83% | 36.72% | 35.42% | 36.94% | 36.06% | 36.78% | 35.7% | 36.96% | 36.22% | 36.83% | 36.83% | 36.83% | 36.83% | 36.83% | 36.83% | 36.83% | 36.83% | 36.83%
Sydney, Newcastle and Wooloongong (SNW) | 34.18% | 36.05% | 35.94% | 36.47% | 36.74% | 35.86% | 33.32% | 32.32% | 31.74% | 31.44% | 30.07% | 29.5% | 29.15% | 29.02% | 28.09% | 27.77% | 27.56% | 27.51% | 26.85% | 26.62% | 26.52% | 26.52% | 26% | 25.99% | 25.99% | 25.99% | 25.99% | 25.99% | 25.99% | 25.99% | 25.99%
QLD | 100% | 100% | 100% | 100% | 100% | 100% | 100% | 100% | 100% | 100% | 100% | 100% | 100% | 100% | 100% | 100% | 100% | 100% | 100% | 100% | 100% | 100% | 100% | 100% | 100% | 100% | 100% | 100% | 100% | 100% | 100%
Central and North QLD (CNQ) | 41.27% | 41.71% | 42.23% | 42.4% | 42.26% | 42.41% | 43.35% | 43.36% | 43.99% | 43.94% | 44.47% | 44.44% | 44.97% | 44.9% | 45.33% | 45.22% | 45.63% | 45.55% | 45.87% | 45.78% | 46.07% | 45.97% | 46.24% | 46.26% | 46.26% | 46.26% | 46.26% | 46.26% | 46.26% | 46.26% | 46.26%
Gladstone Grid (GG) | 0.5151% | 0.4775% | 0.4568% | 0.4452% | 0.4481% | 0.447% | 0.4386% | 0.4375% | 0.436% | 0.4388% | 0.4376% | 0.4362% | 0.4327% | 0.4349% | 0.4331% | 0.434% | 0.4311% | 0.4331% | 0.4326% | 0.4327% | 0.432% | 0.4341% | 0.4333% | 0.4328% | 0.4328% | 0.4328% | 0.4328% | 0.4328% | 0.4328% | 0.4328% | 0.4328%
Southern QLD (SQ) | 58.21% | 57.82% | 57.32% | 57.16% | 57.29% | 57.14% | 56.21% | 56.2% | 55.57% | 55.62% | 55.09% | 55.12% | 54.6% | 54.66% | 54.24% | 54.35% | 53.93% | 54.01% | 53.7% | 53.79% | 53.5% | 53.59% | 53.32% | 53.31% | 53.31% | 53.31% | 53.31% | 53.31% | 53.31% | 53.31% | 53.31%
SA | 100% | 100% | 100% | 100% | 100% | 100% | 100% | 100% | 100% | 100% | 100% | 100% | 100% | 100% | 100% | 100% | 100% | 100% | 100% | 100% | 100% | 100% | 100% | 100% | 100% | 100% | 100% | 100% | 100% | 100% | 100%
TAS | 100% | 100% | 100% | 100% | 100% | 100% | 100% | 100% | 100% | 100% | 100% | 100% | 100% | 100% | 100% | 100% | 100% | 100% | 100% | 100% | 100% | 100% | 100% | 100% | 100% | 100% | 100% | 100% | 100% | 100% | 100%
VIC | 100% | 100% | 100% | 100% | 100% | 100% | 100% | 100% | 100% | 100% | 100% | 100% | 100% | 100% | 100% | 100% | 100% | 100% | 100% | 100% | 100% | 100% | 100% | 100% | 100% | 100% | 100% | 100% | 100% | 100% | 100%
Strong Electrification
| 2021-22 | 2022-23 | 2023-24 | 2024-25 | 2025-26 | 2026-27 | 2027-28 | 2028-29 | 2029-30 | 2030-31 | 2031-32 | 2032-33 | 2033-34 | 2034-35 | 2035-36 | 2036-37 | 2037-38 | 2038-39 | 2039-40 | 2040-41 | 2041-42 | 2042-43 | 2043-44 | 2044-45 | 2045-46 | 2046-47 | 2047-48 | 2048-49 | 2049-50 | 2050-51 | 2051-52
NSW | 100% | 100% | 100% | 100% | 100% | 100% | 100% | 100% | 100% | 100% | 100% | 100% | 100% | 100% | 100% | 100% | 100% | 100% | 100% | 100% | 100% | 100% | 100% | 100% | 100% | 100% | 100% | 100% | 100% | 100% | 100%
Northern NSW (NNSW) | 10.01% | 10.09% | 10.04% | 9.844% | 9.802% | 9.235% | 8.554% | 9.75% | 9.451% | 9.106% | 8.61% | 9.484% | 9.269% | 9.014% | 8.635% | 9.356% | 9.171% | 8.96% | 8.655% | 9.247% | 9.119% | 8.946% | 8.685% | 8.679% | 8.679% | 8.679% | 8.679% | 8.679% | 8.679% | 8.679% | 8.679%
Central NSW (CNSW) | 19.28% | 17.67% | 17.01% | 16.91% | 16.49% | 20.26% | 21.86% | 24.12% | 22.45% | 24.64% | 25.43% | 26.92% | 25.51% | 27.05% | 27.48% | 28.48% | 27.33% | 28.53% | 28.79% | 29.58% | 28.51% | 29.48% | 29.66% | 29.67% | 29.67% | 29.67% | 29.67% | 29.67% | 29.67% | 29.67% | 29.67%
South NSW (SNSW) | 36.61% | 36.06% | 36.61% | 36.29% | 36.63% | 34.57% | 36.33% | 34.09% | 36.77% | 35.32% | 36.53% | 34.85% | 36.84% | 35.73% | 36.64% | 35.3% | 36.88% | 35.98% | 36.71% | 35.6% | 36.9% | 36.14% | 36.76% | 36.76% | 36.76% | 36.76% | 36.76% | 36.76% | 36.76% | 36.76% | 36.76%
Sydney, Newcastle and Wooloongong (SNW) | 34.1% | 36.18% | 36.34% | 36.95% | 37.08% | 35.93% | 33.25% | 32.03% | 31.33% | 30.93% | 29.43% | 28.74% | 28.38% | 28.21% | 27.24% | 26.87% | 26.62% | 26.53% | 25.84% | 25.57% | 25.47% | 25.43% | 24.9% | 24.89% | 24.89% | 24.89% | 24.89% | 24.89% | 24.89% | 24.89% | 24.89%
QLD | 100% | 100% | 100% | 100% | 100% | 100% | 100% | 100% | 100% | 100% | 100% | 100% | 100% | 100% | 100% | 100% | 100% | 100% | 100% | 100% | 100% | 100% | 100% | 100% | 100% | 100% | 100% | 100% | 100% | 100% | 100%
Central and North QLD (CNQ) | 41.14% | 41.59% | 41.94% | 41.91% | 41.89% | 42.22% | 43.27% | 43.49% | 44.26% | 44.29% | 44.97% | 45.05% | 45.59% | 45.54% | 46.01% | 45.94% | 46.39% | 46.33% | 46.69% | 46.61% | 46.92% | 46.85% | 47.14% | 47.16% | 47.16% | 47.16% | 47.16% | 47.16% | 47.16% | 47.16% | 47.16%
Gladstone Grid (GG) | 0.5219% | 0.4821% | 0.4674% | 0.4635% | 0.4624% | 0.4553% | 0.4441% | 0.4361% | 0.43% | 0.4303% | 0.4243% | 0.4198% | 0.4162% | 0.4179% | 0.415% | 0.415% | 0.4111% | 0.4123% | 0.4109% | 0.4107% | 0.4097% | 0.4112% | 0.4098% | 0.4093% | 0.4093% | 0.4093% | 0.4093% | 0.4093% | 0.4093% | 0.4093% | 0.4093%
Southern QLD (SQ) | 58.34% | 57.93% | 57.59% | 57.63% | 57.65% | 57.32% | 56.29% | 56.08% | 55.31% | 55.28% | 54.6% | 54.53% | 54% | 54.04% | 53.58% | 53.65% | 53.2% | 53.25% | 52.9% | 52.98% | 52.67% | 52.74% | 52.45% | 52.43% | 52.43% | 52.43% | 52.43% | 52.43% | 52.43% | 52.43% | 52.43%
SA | 100% | 100% | 100% | 100% | 100% | 100% | 100% | 100% | 100% | 100% | 100% | 100% | 100% | 100% | 100% | 100% | 100% | 100% | 100% | 100% | 100% | 100% | 100% | 100% | 100% | 100% | 100% | 100% | 100% | 100% | 100%
TAS | 100% | 100% | 100% | 100% | 100% | 100% | 100% | 100% | 100% | 100% | 100% | 100% | 100% | 100% | 100% | 100% | 100% | 100% | 100% | 100% | 100% | 100% | 100% | 100% | 100% | 100% | 100% | 100% | 100% | 100% | 100%
VIC | 100% | 100% | 100% | 100% | 100% | 100% | 100% | 100% | 100% | 100% | 100% | 100% | 100% | 100% | 100% | 100% | 100% | 100% | 100% | 100% | 100% | 100% | 100% | 100% | 100% | 100% | 100% | 100% | 100% | 100% | 100%
Aggregated BEV and PHEV (Energy, % of regional allocation)
Amount of energy consumed by these electric vehicles
Slow Change
| 2021-22 | 2022-23 | 2023-24 | 2024-25 | 2025-26 | 2026-27 | 2027-28 | 2028-29 | 2029-30 | 2030-31 | 2031-32 | 2032-33 | 2033-34 | 2034-35 | 2035-36 | 2036-37 | 2037-38 | 2038-39 | 2039-40 | 2040-41 | 2041-42 | 2042-43 | 2043-44 | 2044-45 | 2045-46 | 2046-47 | 2047-48 | 2048-49 | 2049-50 | 2050-51 | 2051-52
NSW | 100% | 100% | 100% | 100% | 100% | 100% | 100% | 100% | 100% | 100% | 100% | 100% | 100% | 100% | 100% | 100% | 100% | 100% | 100% | 100% | 100% | 100% | 100% | 100% | 100% | 100% | 100% | 100% | 100% | 100% | 100%
Northern NSW (NNSW) | 10.55% | 10.55% | 10.55% | 10.55% | 10.55% | 10.55% | 10.55% | 10.55% | 10.55% | 10.55% | 10.55% | 10.55% | 10.55% | 10.55% | 10.55% | 10.55% | 10.55% | 10.55% | 10.55% | 10.55% | 10.55% | 10.55% | 10.55% | 10.55% | 10.55% | 10.55% | 10.55% | 10.55% | 10.55% | 10.55% | 10.55%
Central NSW (CNSW) | 6.285% | 6.285% | 6.285% | 6.285% | 6.285% | 6.285% | 6.285% | 6.285% | 6.285% | 6.285% | 6.285% | 6.285% | 6.285% | 6.285% | 6.285% | 6.285% | 6.285% | 6.285% | 6.285% | 6.285% | 6.285% | 6.285% | 6.285% | 6.285% | 6.285% | 6.285% | 6.285% | 6.285% | 6.285% | 6.285% | 6.285%
South NSW (SNSW) | 11.64% | 11.64% | 11.64% | 11.64% | 11.64% | 11.64% | 11.64% | 11.64% | 11.64% | 11.64% | 11.64% | 11.64% | 11.64% | 11.64% | 11.64% | 11.64% | 11.64% | 11.64% | 11.64% | 11.64% | 11.64% | 11.64% | 11.64% | 11.64% | 11.64% | 11.64% | 11.64% | 11.64% | 11.64% | 11.64% | 11.64%
Sydney, Newcastle and Wooloongong (SNW) | 71.52% | 71.52% | 71.52% | 71.52% | 71.52% | 71.52% | 71.52% | 71.52% | 71.52% | 71.52% | 71.52% | 71.52% | 71.52% | 71.52% | 71.52% | 71.52% | 71.52% | 71.52% | 71.52% | 71.52% | 71.52% | 71.52% | 71.52% | 71.52% | 71.52% | 71.52% | 71.52% | 71.52% | 71.52% | 71.52% | 71.52%
QLD | 100% | 100% | 100% | 100% | 100% | 100% | 100% | 100% | 100% | 100% | 100% | 100% | 100% | 100% | 100% | 100% | 100% | 100% | 100% | 100% | 100% | 100% | 100% | 100% | 100% | 100% | 100% | 100% | 100% | 100% | 100%
Central and North QLD (CNQ) | 19.27% | 19.27% | 19.27% | 19.27% | 19.27% | 19.27% | 19.27% | 19.27% | 19.27% | 19.27% | 19.27% | 19.27% | 19.27% | 19.27% | 19.27% | 19.27% | 19.27% | 19.27% | 19.27% | 19.27% | 19.27% | 19.27% | 19.27% | 19.27% | 19.27% | 19.27% | 19.27% | 19.27% | 19.27% | 19.27% | 19.27%
Gladstone Grid (GG) | 1.22% | 1.22% | 1.22% | 1.22% | 1.22% | 1.22% | 1.22% | 1.22% | 1.22% | 1.22% | 1.22% | 1.22% | 1.22% | 1.22% | 1.22% | 1.22% | 1.22% | 1.22% | 1.22% | 1.22% | 1.22% | 1.22% | 1.22% | 1.22% | 1.22% | 1.22% | 1.22% | 1.22% | 1.22% | 1.22% | 1.22%
Southern QLD (SQ) | 79.51% | 79.51% | 79.51% | 79.51% | 79.51% | 79.51% | 79.51% | 79.51% | 79.51% | 79.51% | 79.51% | 79.51% | 79.51% | 79.51% | 79.51% | 79.51% | 79.51% | 79.51% | 79.51% | 79.51% | 79.51% | 79.51% | 79.51% | 79.51% | 79.51% | 79.51% | 79.51% | 79.51% | 79.51% | 79.51% | 79.51%
SA | 100% | 100% | 100% | 100% | 100% | 100% | 100% | 100% | 100% | 100% | 100% | 100% | 100% | 100% | 100% | 100% | 100% | 100% | 100% | 100% | 100% | 100% | 100% | 100% | 100% | 100% | 100% | 100% | 100% | 100% | 100%
TAS | 100% | 100% | 100% | 100% | 100% | 100% | 100% | 100% | 100% | 100% | 100% | 100% | 100% | 100% | 100% | 100% | 100% | 100% | 100% | 100% | 100% | 100% | 100% | 100% | 100% | 100% | 100% | 100% | 100% | 100% | 100%
VIC | 100% | 100% | 100% | 100% | 100% | 100% | 100% | 100% | 100% | 100% | 100% | 100% | 100% | 100% | 100% | 100% | 100% | 100% | 100% | 100% | 100% | 100% | 100% | 100% | 100% | 100% | 100% | 100% | 100% | 100% | 100%
Steady Progress
| 2021-22 | 2022-23 | 2023-24 | 2024-25 | 2025-26 | 2026-27 | 2027-28 | 2028-29 | 2029-30 | 2030-31 | 2031-32 | 2032-33 | 2033-34 | 2034-35 | 2035-36 | 2036-37 | 2037-38 | 2038-39 | 2039-40 | 2040-41 | 2041-42 | 2042-43 | 2043-44 | 2044-45 | 2045-46 | 2046-47 | 2047-48 | 2048-49 | 2049-50 | 2050-51 | 2051-52
NSW | 100% | 100% | 100% | 100% | 100% | 100% | 100% | 100% | 100% | 100% | 100% | 100% | 100% | 100% | 100% | 100% | 100% | 100% | 100% | 100% | 100% | 100% | 100% | 100% | 100% | 100% | 100% | 100% | 100% | 100% | 100%
Northern NSW (NNSW) | 10.56% | 10.56% | 10.56% | 10.56% | 10.56% | 10.56% | 10.56% | 10.56% | 10.56% | 10.56% | 10.56% | 10.56% | 10.56% | 10.56% | 10.56% | 10.56% | 10.56% | 10.56% | 10.56% | 10.56% | 10.56% | 10.56% | 10.56% | 10.56% | 10.56% | 10.56% | 10.56% | 10.56% | 10.56% | 10.56% | 10.56%
Central NSW (CNSW) | 6.32% | 6.32% | 6.32% | 6.32% | 6.32% | 6.32% | 6.32% | 6.32% | 6.32% | 6.32% | 6.32% | 6.32% | 6.32% | 6.32% | 6.32% | 6.32% | 6.32% | 6.32% | 6.32% | 6.32% | 6.32% | 6.32% | 6.32% | 6.32% | 6.32% | 6.32% | 6.32% | 6.32% | 6.32% | 6.32% | 6.32%
South NSW (SNSW) | 11.6% | 11.6% | 11.6% | 11.6% | 11.6% | 11.6% | 11.6% | 11.6% | 11.6% | 11.6% | 11.6% | 11.6% | 11.6% | 11.6% | 11.6% | 11.6% | 11.6% | 11.6% | 11.6% | 11.6% | 11.6% | 11.6% | 11.6% | 11.6% | 11.6% | 11.6% | 11.6% | 11.6% | 11.6% | 11.6% | 11.6%
Sydney, Newcastle and Wooloongong (SNW) | 71.53% | 71.53% | 71.53% | 71.53% | 71.53% | 71.53% | 71.53% | 71.53% | 71.53% | 71.53% | 71.53% | 71.53% | 71.53% | 71.53% | 71.53% | 71.53% | 71.53% | 71.53% | 71.53% | 71.53% | 71.53% | 71.53% | 71.53% | 71.53% | 71.53% | 71.53% | 71.53% | 71.53% | 71.53% | 71.53% | 71.53%
QLD | 99.99% | 99.99% | 99.99% | 99.99% | 99.99% | 99.99% | 99.99% | 99.99% | 99.99% | 99.99% | 99.99% | 99.99% | 99.99% | 99.99% | 99.99% | 99.99% | 99.99% | 99.99% | 99.99% | 99.99% | 99.99% | 99.99% | 99.99% | 99.99% | 99.99% | 99.99% | 99.99% | 99.99% | 99.99% | 99.99% | 99.99%
Central and North QLD (CNQ) | 19.24% | 19.24% | 19.24% | 19.24% | 19.24% | 19.24% | 19.24% | 19.24% | 19.24% | 19.24% | 19.24% | 19.24% | 19.24% | 19.24% | 19.24% | 19.24% | 19.24% | 19.24% | 19.24% | 19.24% | 19.24% | 19.24% | 19.24% | 19.24% | 19.24% | 19.24% | 19.24% | 19.24% | 19.24% | 19.24% | 19.24%
Gladstone Grid (GG) | 1.22% | 1.22% | 1.22% | 1.22% | 1.22% | 1.22% | 1.22% | 1.22% | 1.22% | 1.22% | 1.22% | 1.22% | 1.22% | 1.22% | 1.22% | 1.22% | 1.22% | 1.22% | 1.22% | 1.22% | 1.22% | 1.22% | 1.22% | 1.22% | 1.22% | 1.22% | 1.22% | 1.22% | 1.22% | 1.22% | 1.22%
Southern QLD (SQ) | 79.53% | 79.53% | 79.53% | 79.53% | 79.53% | 79.53% | 79.53% | 79.53% | 79.53% | 79.53% | 79.53% | 79.53% | 79.53% | 79.53% | 79.53% | 79.53% | 79.53% | 79.53% | 79.53% | 79.53% | 79.53% | 79.53% | 79.53% | 79.53% | 79.53% | 79.53% | 79.53% | 79.53% | 79.53% | 79.53% | 79.53%
SA | 100% | 100% | 100% | 100% | 100% | 100% | 100% | 100% | 100% | 100% | 100% | 100% | 100% | 100% | 100% | 100% | 100% | 100% | 100% | 100% | 100% | 100% | 100% | 100% | 100% | 100% | 100% | 100% | 100% | 100% | 100%
TAS | 100% | 100% | 100% | 100% | 100% | 100% | 100% | 100% | 100% | 100% | 100% | 100% | 100% | 100% | 100% | 100% | 100% | 100% | 100% | 100% | 100% | 100% | 100% | 100% | 100% | 100% | 100% | 100% | 100% | 100% | 100%
VIC | 100% | 100% | 100% | 100% | 100% | 100% | 100% | 100% | 100% | 100% | 100% | 100% | 100% | 100% | 100% | 100% | 100% | 100% | 100% | 100% | 100% | 100% | 100% | 100% | 100% | 100% | 100% | 100% | 100% | 100% | 100%
Progressive Change
| 2021-22 | 2022-23 | 2023-24 | 2024-25 | 2025-26 | 2026-27 | 2027-28 | 2028-29 | 2029-30 | 2030-31 | 2031-32 | 2032-33 | 2033-34 | 2034-35 | 2035-36 | 2036-37 | 2037-38 | 2038-39 | 2039-40 | 2040-41 | 2041-42 | 2042-43 | 2043-44 | 2044-45 | 2045-46 | 2046-47 | 2047-48 | 2048-49 | 2049-50 | 2050-51 | 2051-52
NSW | 100% | 100% | 100% | 100% | 100% | 100% | 100% | 100% | 100% | 100% | 100% | 100% | 100% | 100% | 100% | 100% | 100% | 100% | 100% | 100% | 100% | 100% | 100% | 100% | 100% | 100% | 100% | 100% | 100% | 100% | 100%
Northern NSW (NNSW) | 10.56% | 10.56% | 10.56% | 10.56% | 10.56% | 10.56% | 10.56% | 10.56% | 10.56% | 10.56% | 10.56% | 10.56% | 10.56% | 10.56% | 10.56% | 10.56% | 10.56% | 10.56% | 10.56% | 10.56% | 10.56% | 10.56% | 10.56% | 10.56% | 10.56% | 10.56% | 10.56% | 10.56% | 10.56% | 10.56% | 10.56%
Central NSW (CNSW) | 6.32% | 6.32% | 6.32% | 6.32% | 6.32% | 6.32% | 6.32% | 6.32% | 6.32% | 6.32% | 6.32% | 6.32% | 6.32% | 6.32% | 6.32% | 6.32% | 6.32% | 6.32% | 6.32% | 6.32% | 6.32% | 6.32% | 6.32% | 6.32% | 6.32% | 6.32% | 6.32% | 6.32% | 6.32% | 6.32% | 6.32%
South NSW (SNSW) | 11.6% | 11.6% | 11.6% | 11.6% | 11.6% | 11.6% | 11.6% | 11.6% | 11.6% | 11.6% | 11.6% | 11.6% | 11.6% | 11.6% | 11.6% | 11.6% | 11.6% | 11.6% | 11.6% | 11.6% | 11.6% | 11.6% | 11.6% | 11.6% | 11.6% | 11.6% | 11.6% | 11.6% | 11.6% | 11.6% | 11.6%
Sydney, Newcastle and Wooloongong (SNW) | 71.53% | 71.53% | 71.53% | 71.53% | 71.53% | 71.53% | 71.53% | 71.53% | 71.53% | 71.53% | 71.53% | 71.53% | 71.53% | 71.53% | 71.53% | 71.53% | 71.53% | 71.53% | 71.53% | 71.53% | 71.53% | 71.53% | 71.53% | 71.53% | 71.53% | 71.53% | 71.53% | 71.53% | 71.53% | 71.53% | 71.53%
QLD | 99.99% | 99.99% | 99.99% | 99.99% | 99.99% | 99.99% | 99.99% | 99.99% | 99.99% | 99.99% | 99.99% | 99.99% | 99.99% | 99.99% | 99.99% | 99.99% | 99.99% | 99.99% | 99.99% | 99.99% | 99.99% | 99.99% | 99.99% | 99.99% | 99.99% | 99.99% | 99.99% | 99.99% | 99.99% | 99.99% | 99.99%
Central and North QLD (CNQ) | 19.24% | 19.24% | 19.24% | 19.24% | 19.24% | 19.24% | 19.24% | 19.24% | 19.24% | 19.24% | 19.24% | 19.24% | 19.24% | 19.24% | 19.24% | 19.24% | 19.24% | 19.24% | 19.24% | 19.24% | 19.24% | 19.24% | 19.24% | 19.24% | 19.24% | 19.24% | 19.24% | 19.24% | 19.24% | 19.24% | 19.24%
Gladstone Grid (GG) | 1.22% | 1.22% | 1.22% | 1.22% | 1.22% | 1.22% | 1.22% | 1.22% | 1.22% | 1.22% | 1.22% | 1.22% | 1.22% | 1.22% | 1.22% | 1.22% | 1.22% | 1.22% | 1.22% | 1.22% | 1.22% | 1.22% | 1.22% | 1.22% | 1.22% | 1.22% | 1.22% | 1.22% | 1.22% | 1.22% | 1.22%
Southern QLD (SQ) | 79.53% | 79.53% | 79.53% | 79.53% | 79.53% | 79.53% | 79.53% | 79.53% | 79.53% | 79.53% | 79.53% | 79.53% | 79.53% | 79.53% | 79.53% | 79.53% | 79.53% | 79.53% | 79.53% | 79.53% | 79.53% | 79.53% | 79.53% | 79.53% | 79.53% | 79.53% | 79.53% | 79.53% | 79.53% | 79.53% | 79.53%
SA | 100% | 100% | 100% | 100% | 100% | 100% | 100% | 100% | 100% | 100% | 100% | 100% | 100% | 100% | 100% | 100% | 100% | 100% | 100% | 100% | 100% | 100% | 100% | 100% | 100% | 100% | 100% | 100% | 100% | 100% | 100%
TAS | 100% | 100% | 100% | 100% | 100% | 100% | 100% | 100% | 100% | 100% | 100% | 100% | 100% | 100% | 100% | 100% | 100% | 100% | 100% | 100% | 100% | 100% | 100% | 100% | 100% | 100% | 100% | 100% | 100% | 100% | 100%
VIC | 100% | 100% | 100% | 100% | 100% | 100% | 100% | 100% | 100% | 100% | 100% | 100% | 100% | 100% | 100% | 100% | 100% | 100% | 100% | 100% | 100% | 100% | 100% | 100% | 100% | 100% | 100% | 100% | 100% | 100% | 100%
Step Change
| 2021-22 | 2022-23 | 2023-24 | 2024-25 | 2025-26 | 2026-27 | 2027-28 | 2028-29 | 2029-30 | 2030-31 | 2031-32 | 2032-33 | 2033-34 | 2034-35 | 2035-36 | 2036-37 | 2037-38 | 2038-39 | 2039-40 | 2040-41 | 2041-42 | 2042-43 | 2043-44 | 2044-45 | 2045-46 | 2046-47 | 2047-48 | 2048-49 | 2049-50 | 2050-51 | 2051-52
NSW | 100% | 100% | 100% | 100% | 100% | 100% | 100% | 100% | 100% | 100% | 100% | 100% | 100% | 100% | 100% | 100% | 100% | 100% | 100% | 100% | 100% | 100% | 100% | 100% | 100% | 100% | 100% | 100% | 100% | 100% | 100%
Northern NSW (NNSW) | 10.55% | 10.55% | 10.55% | 10.55% | 10.55% | 10.55% | 10.55% | 10.55% | 10.55% | 10.55% | 10.55% | 10.55% | 10.55% | 10.55% | 10.55% | 10.55% | 10.55% | 10.55% | 10.55% | 10.55% | 10.55% | 10.55% | 10.55% | 10.55% | 10.55% | 10.55% | 10.55% | 10.55% | 10.55% | 10.55% | 10.55%
Central NSW (CNSW) | 6.29% | 6.29% | 6.29% | 6.29% | 6.29% | 6.29% | 6.29% | 6.29% | 6.29% | 6.29% | 6.29% | 6.29% | 6.29% | 6.29% | 6.29% | 6.29% | 6.29% | 6.29% | 6.29% | 6.29% | 6.29% | 6.29% | 6.29% | 6.29% | 6.29% | 6.29% | 6.29% | 6.29% | 6.29% | 6.29% | 6.29%
South NSW (SNSW) | 11.64% | 11.64% | 11.64% | 11.64% | 11.64% | 11.64% | 11.64% | 11.64% | 11.64% | 11.64% | 11.64% | 11.64% | 11.64% | 11.64% | 11.64% | 11.64% | 11.64% | 11.64% | 11.64% | 11.64% | 11.64% | 11.64% | 11.64% | 11.64% | 11.64% | 11.64% | 11.64% | 11.64% | 11.64% | 11.64% | 11.64%
Sydney, Newcastle and Wooloongong (SNW) | 71.52% | 71.52% | 71.52% | 71.52% | 71.52% | 71.52% | 71.52% | 71.52% | 71.52% | 71.52% | 71.52% | 71.52% | 71.52% | 71.52% | 71.52% | 71.52% | 71.52% | 71.52% | 71.52% | 71.52% | 71.52% | 71.52% | 71.52% | 71.52% | 71.52% | 71.52% | 71.52% | 71.52% | 71.52% | 71.52% | 71.52%
QLD | 100% | 100% | 100% | 100% | 100% | 100% | 100% | 100% | 100% | 100% | 100% | 100% | 100% | 100% | 100% | 100% | 100% | 100% | 100% | 100% | 100% | 100% | 100% | 100% | 100% | 100% | 100% | 100% | 100% | 100% | 100%
Central and North QLD (CNQ) | 19.27% | 19.27% | 19.27% | 19.27% | 19.27% | 19.27% | 19.27% | 19.27% | 19.27% | 19.27% | 19.27% | 19.27% | 19.27% | 19.27% | 19.27% | 19.27% | 19.27% | 19.27% | 19.27% | 19.27% | 19.27% | 19.27% | 19.27% | 19.27% | 19.27% | 19.27% | 19.27% | 19.27% | 19.27% | 19.27% | 19.27%
Gladstone Grid (GG) | 1.22% | 1.22% | 1.22% | 1.22% | 1.22% | 1.22% | 1.22% | 1.22% | 1.22% | 1.22% | 1.22% | 1.22% | 1.22% | 1.22% | 1.22% | 1.22% | 1.22% | 1.22% | 1.22% | 1.22% | 1.22% | 1.22% | 1.22% | 1.22% | 1.22% | 1.22% | 1.22% | 1.22% | 1.22% | 1.22% | 1.22%
Southern QLD (SQ) | 79.51% | 79.51% | 79.51% | 79.51% | 79.51% | 79.51% | 79.51% | 79.51% | 79.51% | 79.51% | 79.51% | 79.51% | 79.51% | 79.51% | 79.51% | 79.51% | 79.51% | 79.51% | 79.51% | 79.51% | 79.51% | 79.51% | 79.51% | 79.51% | 79.51% | 79.51% | 79.51% | 79.51% | 79.51% | 79.51% | 79.51%
SA | 100% | 100% | 100% | 100% | 100% | 100% | 100% | 100% | 100% | 100% | 100% | 100% | 100% | 100% | 100% | 100% | 100% | 100% | 100% | 100% | 100% | 100% | 100% | 100% | 100% | 100% | 100% | 100% | 100% | 100% | 100%
TAS | 100% | 100% | 100% | 100% | 100% | 100% | 100% | 100% | 100% | 100% | 100% | 100% | 100% | 100% | 100% | 100% | 100% | 100% | 100% | 100% | 100% | 100% | 100% | 100% | 100% | 100% | 100% | 100% | 100% | 100% | 100%
VIC | 100% | 100% | 100% | 100% | 100% | 100% | 100% | 100% | 100% | 100% | 100% | 100% | 100% | 100% | 100% | 100% | 100% | 100% | 100% | 100% | 100% | 100% | 100% | 100% | 100% | 100% | 100% | 100% | 100% | 100% | 100%
Hydrogen Superpower
| 2021-22 | 2022-23 | 2023-24 | 2024-25 | 2025-26 | 2026-27 | 2027-28 | 2028-29 | 2029-30 | 2030-31 | 2031-32 | 2032-33 | 2033-34 | 2034-35 | 2035-36 | 2036-37 | 2037-38 | 2038-39 | 2039-40 | 2040-41 | 2041-42 | 2042-43 | 2043-44 | 2044-45 | 2045-46 | 2046-47 | 2047-48 | 2048-49 | 2049-50 | 2050-51 | 2051-52
NSW | 100% | 100% | 100% | 100% | 100% | 100% | 100% | 100% | 100% | 100% | 100% | 100% | 100% | 100% | 100% | 100% | 100% | 100% | 100% | 100% | 100% | 100% | 100% | 100% | 100% | 100% | 100% | 100% | 100% | 100% | 100%
Northern NSW (NNSW) | 10.55% | 10.55% | 10.55% | 10.55% | 10.55% | 10.55% | 10.55% | 10.55% | 10.55% | 10.55% | 10.55% | 10.55% | 10.55% | 10.55% | 10.55% | 10.55% | 10.55% | 10.55% | 10.55% | 10.55% | 10.55% | 10.55% | 10.55% | 10.55% | 10.55% | 10.55% | 10.55% | 10.55% | 10.55% | 10.55% | 10.55%
Central NSW (CNSW) | 6.29% | 6.29% | 6.29% | 6.29% | 6.29% | 6.29% | 6.29% | 6.29% | 6.29% | 6.29% | 6.29% | 6.29% | 6.29% | 6.29% | 6.29% | 6.29% | 6.29% | 6.29% | 6.29% | 6.29% | 6.29% | 6.29% | 6.29% | 6.29% | 6.29% | 6.29% | 6.29% | 6.29% | 6.29% | 6.29% | 6.29%
South NSW (SNSW) | 11.64% | 11.64% | 11.64% | 11.64% | 11.64% | 11.64% | 11.64% | 11.64% | 11.64% | 11.64% | 11.64% | 11.64% | 11.64% | 11.64% | 11.64% | 11.64% | 11.64% | 11.64% | 11.64% | 11.64% | 11.64% | 11.64% | 11.64% | 11.64% | 11.64% | 11.64% | 11.64% | 11.64% | 11.64% | 11.64% | 11.64%
Sydney, Newcastle and Wooloongong (SNW) | 71.52% | 71.52% | 71.52% | 71.52% | 71.52% | 71.52% | 71.52% | 71.52% | 71.52% | 71.52% | 71.52% | 71.52% | 71.52% | 71.52% | 71.52% | 71.52% | 71.52% | 71.52% | 71.52% | 71.52% | 71.52% | 71.52% | 71.52% | 71.52% | 71.52% | 71.52% | 71.52% | 71.52% | 71.52% | 71.52% | 71.52%
QLD | 100% | 100% | 100% | 100% | 100% | 100% | 100% | 100% | 100% | 100% | 100% | 100% | 100% | 100% | 100% | 100% | 100% | 100% | 100% | 100% | 100% | 100% | 100% | 100% | 100% | 100% | 100% | 100% | 100% | 100% | 100%
Central and North QLD (CNQ) | 19.27% | 19.27% | 19.27% | 19.27% | 19.27% | 19.27% | 19.27% | 19.27% | 19.27% | 19.27% | 19.27% | 19.27% | 19.27% | 19.27% | 19.27% | 19.27% | 19.27% | 19.27% | 19.27% | 19.27% | 19.27% | 19.27% | 19.27% | 19.27% | 19.27% | 19.27% | 19.27% | 19.27% | 19.27% | 19.27% | 19.27%
Gladstone Grid (GG) | 1.22% | 1.22% | 1.22% | 1.22% | 1.22% | 1.22% | 1.22% | 1.22% | 1.22% | 1.22% | 1.22% | 1.22% | 1.22% | 1.22% | 1.22% | 1.22% | 1.22% | 1.22% | 1.22% | 1.22% | 1.22% | 1.22% | 1.22% | 1.22% | 1.22% | 1.22% | 1.22% | 1.22% | 1.22% | 1.22% | 1.22%
Southern QLD (SQ) | 79.51% | 79.51% | 79.51% | 79.51% | 79.51% | 79.51% | 79.51% | 79.51% | 79.51% | 79.51% | 79.51% | 79.51% | 79.51% | 79.51% | 79.51% | 79.51% | 79.51% | 79.51% | 79.51% | 79.51% | 79.51% | 79.51% | 79.51% | 79.51% | 79.51% | 79.51% | 79.51% | 79.51% | 79.51% | 79.51% | 79.51%
SA | 100% | 100% | 100% | 100% | 100% | 100% | 100% | 100% | 100% | 100% | 100% | 100% | 100% | 100% | 100% | 100% | 100% | 100% | 100% | 100% | 100% | 100% | 100% | 100% | 100% | 100% | 100% | 100% | 100% | 100% | 100%
TAS | 100% | 100% | 100% | 100% | 100% | 100% | 100% | 100% | 100% | 100% | 100% | 100% | 100% | 100% | 100% | 100% | 100% | 100% | 100% | 100% | 100% | 100% | 100% | 100% | 100% | 100% | 100% | 100% | 100% | 100% | 100%
VIC | 100% | 100% | 100% | 100% | 100% | 100% | 100% | 100% | 100% | 100% | 100% | 100% | 100% | 100% | 100% | 100% | 100% | 100% | 100% | 100% | 100% | 100% | 100% | 100% | 100% | 100% | 100% | 100% | 100% | 100% | 100%
Strong Electrification
| 2021-22 | 2022-23 | 2023-24 | 2024-25 | 2025-26 | 2026-27 | 2027-28 | 2028-29 | 2029-30 | 2030-31 | 2031-32 | 2032-33 | 2033-34 | 2034-35 | 2035-36 | 2036-37 | 2037-38 | 2038-39 | 2039-40 | 2040-41 | 2041-42 | 2042-43 | 2043-44 | 2044-45 | 2045-46 | 2046-47 | 2047-48 | 2048-49 | 2049-50 | 2050-51 | 2051-52
NSW | 100% | 100% | 100% | 100% | 100% | 100% | 100% | 100% | 100% | 100% | 100% | 100% | 100% | 100% | 100% | 100% | 100% | 100% | 100% | 100% | 100% | 100% | 100% | 100% | 100% | 100% | 100% | 100% | 100% | 100% | 100%
Northern NSW (NNSW) | 10.55% | 10.55% | 10.55% | 10.55% | 10.55% | 10.55% | 10.55% | 10.55% | 10.55% | 10.55% | 10.55% | 10.55% | 10.55% | 10.55% | 10.55% | 10.55% | 10.55% | 10.55% | 10.55% | 10.55% | 10.55% | 10.55% | 10.55% | 10.55% | 10.55% | 10.55% | 10.55% | 10.55% | 10.55% | 10.55% | 10.55%
Central NSW (CNSW) | 6.29% | 6.29% | 6.29% | 6.29% | 6.29% | 6.29% | 6.29% | 6.29% | 6.29% | 6.29% | 6.29% | 6.29% | 6.29% | 6.29% | 6.29% | 6.29% | 6.29% | 6.29% | 6.29% | 6.29% | 6.29% | 6.29% | 6.29% | 6.29% | 6.29% | 6.29% | 6.29% | 6.29% | 6.29% | 6.29% | 6.29%
South NSW (SNSW) | 11.64% | 11.64% | 11.64% | 11.64% | 11.64% | 11.64% | 11.64% | 11.64% | 11.64% | 11.64% | 11.64% | 11.64% | 11.64% | 11.64% | 11.64% | 11.64% | 11.64% | 11.64% | 11.64% | 11.64% | 11.64% | 11.64% | 11.64% | 11.64% | 11.64% | 11.64% | 11.64% | 11.64% | 11.64% | 11.64% | 11.64%
Sydney, Newcastle and Wooloongong (SNW) | 71.52% | 71.52% | 71.52% | 71.52% | 71.52% | 71.52% | 71.52% | 71.52% | 71.52% | 71.52% | 71.52% | 71.52% | 71.52% | 71.52% | 71.52% | 71.52% | 71.52% | 71.52% | 71.52% | 71.52% | 71.52% | 71.52% | 71.52% | 71.52% | 71.52% | 71.52% | 71.52% | 71.52% | 71.52% | 71.52% | 71.52%
QLD | 100% | 100% | 100% | 100% | 100% | 100% | 100% | 100% | 100% | 100% | 100% | 100% | 100% | 100% | 100% | 100% | 100% | 100% | 100% | 100% | 100% | 100% | 100% | 100% | 100% | 100% | 100% | 100% | 100% | 100% | 100%
Central and North QLD (CNQ) | 19.27% | 19.27% | 19.27% | 19.27% | 19.27% | 19.27% | 19.27% | 19.27% | 19.27% | 19.27% | 19.27% | 19.27% | 19.27% | 19.27% | 19.27% | 19.27% | 19.27% | 19.27% | 19.27% | 19.27% | 19.27% | 19.27% | 19.27% | 19.27% | 19.27% | 19.27% | 19.27% | 19.27% | 19.27% | 19.27% | 19.27%
Gladstone Grid (GG) | 1.22% | 1.22% | 1.22% | 1.22% | 1.22% | 1.22% | 1.22% | 1.22% | 1.22% | 1.22% | 1.22% | 1.22% | 1.22% | 1.22% | 1.22% | 1.22% | 1.22% | 1.22% | 1.22% | 1.22% | 1.22% | 1.22% | 1.22% | 1.22% | 1.22% | 1.22% | 1.22% | 1.22% | 1.22% | 1.22% | 1.22%
Southern QLD (SQ) | 79.51% | 79.51% | 79.51% | 79.51% | 79.51% | 79.51% | 79.51% | 79.51% | 79.51% | 79.51% | 79.51% | 79.51% | 79.51% | 79.51% | 79.51% | 79.51% | 79.51% | 79.51% | 79.51% | 79.51% | 79.51% | 79.51% | 79.51% | 79.51% | 79.51% | 79.51% | 79.51% | 79.51% | 79.51% | 79.51% | 79.51%
SA | 100% | 100% | 100% | 100% | 100% | 100% | 100% | 100% | 100% | 100% | 100% | 100% | 100% | 100% | 100% | 100% | 100% | 100% | 100% | 100% | 100% | 100% | 100% | 100% | 100% | 100% | 100% | 100% | 100% | 100% | 100%
TAS | 100% | 100% | 100% | 100% | 100% | 100% | 100% | 100% | 100% | 100% | 100% | 100% | 100% | 100% | 100% | 100% | 100% | 100% | 100% | 100% | 100% | 100% | 100% | 100% | 100% | 100% | 100% | 100% | 100% | 100% | 100%
VIC | 100% | 100% | 100% | 100% | 100% | 100% | 100% | 100% | 100% | 100% | 100% | 100% | 100% | 100% | 100% | 100% | 100% | 100% | 100% | 100% | 100% | 100% | 100% | 100% | 100% | 100% | 100% | 100% | 100% | 100% | 100%
FCEV (Uptake, % of regional allocation)
Number of FCEVs in use.
Slow Change
| 2021-22 | 2022-23 | 2023-24 | 2024-25 | 2025-26 | 2026-27 | 2027-28 | 2028-29 | 2029-30 | 2030-31 | 2031-32 | 2032-33 | 2033-34 | 2034-35 | 2035-36 | 2036-37 | 2037-38 | 2038-39 | 2039-40 | 2040-41 | 2041-42 | 2042-43 | 2043-44 | 2044-45 | 2045-46 | 2046-47 | 2047-48 | 2048-49 | 2049-50 | 2050-51 | 2051-52
NSW | 100% | 100% | 100% | 100% | 100% | 100% | 100% | 100% | 100% | 100% | 100% | 100% | 100% | 100% | 100% | 100% | 100% | 100% | 100% | 100% | 100% | 100% | 100% | 100% | 100% | 100% | 100% | 100% | 100% | 100% | 100%
Northern NSW (NNSW) | 10.55% | 10.55% | 10.55% | 10.55% | 10.55% | 10.55% | 10.55% | 10.55% | 10.55% | 10.55% | 10.55% | 10.55% | 10.55% | 10.55% | 10.55% | 10.55% | 10.55% | 10.55% | 10.55% | 10.55% | 10.55% | 10.55% | 10.55% | 10.55% | 10.55% | 10.55% | 10.55% | 10.55% | 10.55% | 10.55% | 10.55%
Central NSW (CNSW) | 6.285% | 6.285% | 6.285% | 6.285% | 6.285% | 6.285% | 6.285% | 6.285% | 6.285% | 6.285% | 6.285% | 6.285% | 6.285% | 6.285% | 6.285% | 6.285% | 6.285% | 6.285% | 6.285% | 6.285% | 6.285% | 6.285% | 6.285% | 6.285% | 6.285% | 6.285% | 6.285% | 6.285% | 6.285% | 6.285% | 6.285%
South NSW (SNSW) | 11.64% | 11.64% | 11.64% | 11.64% | 11.64% | 11.64% | 11.64% | 11.64% | 11.64% | 11.64% | 11.64% | 11.64% | 11.64% | 11.64% | 11.64% | 11.64% | 11.64% | 11.64% | 11.64% | 11.64% | 11.64% | 11.64% | 11.64% | 11.64% | 11.64% | 11.64% | 11.64% | 11.64% | 11.64% | 11.64% | 11.64%
Sydney, Newcastle and Wooloongong (SNW) | 71.52% | 71.52% | 71.52% | 71.52% | 71.52% | 71.52% | 71.52% | 71.52% | 71.52% | 71.52% | 71.52% | 71.52% | 71.52% | 71.52% | 71.52% | 71.52% | 71.52% | 71.52% | 71.52% | 71.52% | 71.52% | 71.52% | 71.52% | 71.52% | 71.52% | 71.52% | 71.52% | 71.52% | 71.52% | 71.52% | 71.52%
QLD | 100% | 100% | 100% | 100% | 100% | 100% | 100% | 100% | 100% | 100% | 100% | 100% | 100% | 100% | 100% | 100% | 100% | 100% | 100% | 100% | 100% | 100% | 100% | 100% | 100% | 100% | 100% | 100% | 100% | 100% | 100%
Central and North QLD (CNQ) | 19.27% | 19.27% | 19.27% | 19.27% | 19.27% | 19.27% | 19.27% | 19.27% | 19.27% | 19.27% | 19.27% | 19.27% | 19.27% | 19.27% | 19.27% | 19.27% | 19.27% | 19.27% | 19.27% | 19.27% | 19.27% | 19.27% | 19.27% | 19.27% | 19.27% | 19.27% | 19.27% | 19.27% | 19.27% | 19.27% | 19.27%
Gladstone Grid (GG) | 1.22% | 1.22% | 1.22% | 1.22% | 1.22% | 1.22% | 1.22% | 1.22% | 1.22% | 1.22% | 1.22% | 1.22% | 1.22% | 1.22% | 1.22% | 1.22% | 1.22% | 1.22% | 1.22% | 1.22% | 1.22% | 1.22% | 1.22% | 1.22% | 1.22% | 1.22% | 1.22% | 1.22% | 1.22% | 1.22% | 1.22%
Southern QLD (SQ) | 79.51% | 79.51% | 79.51% | 79.51% | 79.51% | 79.51% | 79.51% | 79.51% | 79.51% | 79.51% | 79.51% | 79.51% | 79.51% | 79.51% | 79.51% | 79.51% | 79.51% | 79.51% | 79.51% | 79.51% | 79.51% | 79.51% | 79.51% | 79.51% | 79.51% | 79.51% | 79.51% | 79.51% | 79.51% | 79.51% | 79.51%
SA | 100% | 100% | 100% | 100% | 100% | 100% | 100% | 100% | 100% | 100% | 100% | 100% | 100% | 100% | 100% | 100% | 100% | 100% | 100% | 100% | 100% | 100% | 100% | 100% | 100% | 100% | 100% | 100% | 100% | 100% | 100%
TAS | 100% | 100% | 100% | 100% | 100% | 100% | 100% | 100% | 100% | 100% | 100% | 100% | 100% | 100% | 100% | 100% | 100% | 100% | 100% | 100% | 100% | 100% | 100% | 100% | 100% | 100% | 100% | 100% | 100% | 100% | 100%
VIC | 100% | 100% | 100% | 100% | 100% | 100% | 100% | 100% | 100% | 100% | 100% | 100% | 100% | 100% | 100% | 100% | 100% | 100% | 100% | 100% | 100% | 100% | 100% | 100% | 100% | 100% | 100% | 100% | 100% | 100% | 100%
Steady Progress
| 2021-22 | 2022-23 | 2023-24 | 2024-25 | 2025-26 | 2026-27 | 2027-28 | 2028-29 | 2029-30 | 2030-31 | 2031-32 | 2032-33 | 2033-34 | 2034-35 | 2035-36 | 2036-37 | 2037-38 | 2038-39 | 2039-40 | 2040-41 | 2041-42 | 2042-43 | 2043-44 | 2044-45 | 2045-46 | 2046-47 | 2047-48 | 2048-49 | 2049-50 | 2050-51 | 2051-52
NSW | 100% | 100% | 100% | 100% | 100% | 100% | 100% | 100% | 100% | 100% | 100% | 100% | 100% | 100% | 100% | 100% | 100% | 100% | 100% | 100% | 100% | 100% | 100% | 100% | 100% | 100% | 100% | 100% | 100% | 100% | 100%
Northern NSW (NNSW) | 10.56% | 10.56% | 10.56% | 10.56% | 10.56% | 10.56% | 10.56% | 10.56% | 10.56% | 10.56% | 10.56% | 10.56% | 10.56% | 10.56% | 10.56% | 10.56% | 10.56% | 10.56% | 10.56% | 10.56% | 10.56% | 10.56% | 10.56% | 10.56% | 10.56% | 10.56% | 10.56% | 10.56% | 10.56% | 10.56% | 10.56%
Central NSW (CNSW) | 6.32% | 6.32% | 6.32% | 6.32% | 6.32% | 6.32% | 6.32% | 6.32% | 6.32% | 6.32% | 6.32% | 6.32% | 6.32% | 6.32% | 6.32% | 6.32% | 6.32% | 6.32% | 6.32% | 6.32% | 6.32% | 6.32% | 6.32% | 6.32% | 6.32% | 6.32% | 6.32% | 6.32% | 6.32% | 6.32% | 6.32%
South NSW (SNSW) | 11.6% | 11.6% | 11.6% | 11.6% | 11.6% | 11.6% | 11.6% | 11.6% | 11.6% | 11.6% | 11.6% | 11.6% | 11.6% | 11.6% | 11.6% | 11.6% | 11.6% | 11.6% | 11.6% | 11.6% | 11.6% | 11.6% | 11.6% | 11.6% | 11.6% | 11.6% | 11.6% | 11.6% | 11.6% | 11.6% | 11.6%
Sydney, Newcastle and Wooloongong (SNW) | 71.53% | 71.53% | 71.53% | 71.53% | 71.53% | 71.53% | 71.53% | 71.53% | 71.53% | 71.53% | 71.53% | 71.53% | 71.53% | 71.53% | 71.53% | 71.53% | 71.53% | 71.53% | 71.53% | 71.53% | 71.53% | 71.53% | 71.53% | 71.53% | 71.53% | 71.53% | 71.53% | 71.53% | 71.53% | 71.53% | 71.53%
QLD | 99.99% | 99.99% | 99.99% | 99.99% | 99.99% | 99.99% | 99.99% | 99.99% | 99.99% | 99.99% | 99.99% | 99.99% | 99.99% | 99.99% | 99.99% | 99.99% | 99.99% | 99.99% | 99.99% | 99.99% | 99.99% | 99.99% | 99.99% | 99.99% | 99.99% | 99.99% | 99.99% | 99.99% | 99.99% | 99.99% | 99.99%
Central and North QLD (CNQ) | 19.24% | 19.24% | 19.24% | 19.24% | 19.24% | 19.24% | 19.24% | 19.24% | 19.24% | 19.24% | 19.24% | 19.24% | 19.24% | 19.24% | 19.24% | 19.24% | 19.24% | 19.24% | 19.24% | 19.24% | 19.24% | 19.24% | 19.24% | 19.24% | 19.24% | 19.24% | 19.24% | 19.24% | 19.24% | 19.24% | 19.24%
Gladstone Grid (GG) | 1.22% | 1.22% | 1.22% | 1.22% | 1.22% | 1.22% | 1.22% | 1.22% | 1.22% | 1.22% | 1.22% | 1.22% | 1.22% | 1.22% | 1.22% | 1.22% | 1.22% | 1.22% | 1.22% | 1.22% | 1.22% | 1.22% | 1.22% | 1.22% | 1.22% | 1.22% | 1.22% | 1.22% | 1.22% | 1.22% | 1.22%
Southern QLD (SQ) | 79.53% | 79.53% | 79.53% | 79.53% | 79.53% | 79.53% | 79.53% | 79.53% | 79.53% | 79.53% | 79.53% | 79.53% | 79.53% | 79.53% | 79.53% | 79.53% | 79.53% | 79.53% | 79.53% | 79.53% | 79.53% | 79.53% | 79.53% | 79.53% | 79.53% | 79.53% | 79.53% | 79.53% | 79.53% | 79.53% | 79.53%
SA | 100% | 100% | 100% | 100% | 100% | 100% | 100% | 100% | 100% | 100% | 100% | 100% | 100% | 100% | 100% | 100% | 100% | 100% | 100% | 100% | 100% | 100% | 100% | 100% | 100% | 100% | 100% | 100% | 100% | 100% | 100%
TAS | 100% | 100% | 100% | 100% | 100% | 100% | 100% | 100% | 100% | 100% | 100% | 100% | 100% | 100% | 100% | 100% | 100% | 100% | 100% | 100% | 100% | 100% | 100% | 100% | 100% | 100% | 100% | 100% | 100% | 100% | 100%
VIC | 100% | 100% | 100% | 100% | 100% | 100% | 100% | 100% | 100% | 100% | 100% | 100% | 100% | 100% | 100% | 100% | 100% | 100% | 100% | 100% | 100% | 100% | 100% | 100% | 100% | 100% | 100% | 100% | 100% | 100% | 100%
Progressive Change
| 2021-22 | 2022-23 | 2023-24 | 2024-25 | 2025-26 | 2026-27 | 2027-28 | 2028-29 | 2029-30 | 2030-31 | 2031-32 | 2032-33 | 2033-34 | 2034-35 | 2035-36 | 2036-37 | 2037-38 | 2038-39 | 2039-40 | 2040-41 | 2041-42 | 2042-43 | 2043-44 | 2044-45 | 2045-46 | 2046-47 | 2047-48 | 2048-49 | 2049-50 | 2050-51 | 2051-52
NSW | 100% | 100% | 100% | 100% | 100% | 100% | 100% | 100% | 100% | 100% | 100% | 100% | 100% | 100% | 100% | 100% | 100% | 100% | 100% | 100% | 100% | 100% | 100% | 100% | 100% | 100% | 100% | 100% | 100% | 100% | 100%
Northern NSW (NNSW) | 10.56% | 10.56% | 10.56% | 10.56% | 10.56% | 10.56% | 10.56% | 10.56% | 10.56% | 10.56% | 10.56% | 10.56% | 10.56% | 10.56% | 10.56% | 10.56% | 10.56% | 10.56% | 10.56% | 10.56% | 10.56% | 10.56% | 10.56% | 10.56% | 10.56% | 10.56% | 10.56% | 10.56% | 10.56% | 10.56% | 10.56%
Central NSW (CNSW) | 6.32% | 6.32% | 6.32% | 6.32% | 6.32% | 6.32% | 6.32% | 6.32% | 6.32% | 6.32% | 6.32% | 6.32% | 6.32% | 6.32% | 6.32% | 6.32% | 6.32% | 6.32% | 6.32% | 6.32% | 6.32% | 6.32% | 6.32% | 6.32% | 6.32% | 6.32% | 6.32% | 6.32% | 6.32% | 6.32% | 6.32%
South NSW (SNSW) | 11.6% | 11.6% | 11.6% | 11.6% | 11.6% | 11.6% | 11.6% | 11.6% | 11.6% | 11.6% | 11.6% | 11.6% | 11.6% | 11.6% | 11.6% | 11.6% | 11.6% | 11.6% | 11.6% | 11.6% | 11.6% | 11.6% | 11.6% | 11.6% | 11.6% | 11.6% | 11.6% | 11.6% | 11.6% | 11.6% | 11.6%
Sydney, Newcastle and Wooloongong (SNW) | 71.53% | 71.53% | 71.53% | 71.53% | 71.53% | 71.53% | 71.53% | 71.53% | 71.53% | 71.53% | 71.53% | 71.53% | 71.53% | 71.53% | 71.53% | 71.53% | 71.53% | 71.53% | 71.53% | 71.53% | 71.53% | 71.53% | 71.53% | 71.53% | 71.53% | 71.53% | 71.53% | 71.53% | 71.53% | 71.53% | 71.53%
QLD | 99.99% | 99.99% | 99.99% | 99.99% | 99.99% | 99.99% | 99.99% | 99.99% | 99.99% | 99.99% | 99.99% | 99.99% | 99.99% | 99.99% | 99.99% | 99.99% | 99.99% | 99.99% | 99.99% | 99.99% | 99.99% | 99.99% | 99.99% | 99.99% | 99.99% | 99.99% | 99.99% | 99.99% | 99.99% | 99.99% | 99.99%
Central and North QLD (CNQ) | 19.24% | 19.24% | 19.24% | 19.24% | 19.24% | 19.24% | 19.24% | 19.24% | 19.24% | 19.24% | 19.24% | 19.24% | 19.24% | 19.24% | 19.24% | 19.24% | 19.24% | 19.24% | 19.24% | 19.24% | 19.24% | 19.24% | 19.24% | 19.24% | 19.24% | 19.24% | 19.24% | 19.24% | 19.24% | 19.24% | 19.24%
Gladstone Grid (GG) | 1.22% | 1.22% | 1.22% | 1.22% | 1.22% | 1.22% | 1.22% | 1.22% | 1.22% | 1.22% | 1.22% | 1.22% | 1.22% | 1.22% | 1.22% | 1.22% | 1.22% | 1.22% | 1.22% | 1.22% | 1.22% | 1.22% | 1.22% | 1.22% | 1.22% | 1.22% | 1.22% | 1.22% | 1.22% | 1.22% | 1.22%
Southern QLD (SQ) | 79.53% | 79.53% | 79.53% | 79.53% | 79.53% | 79.53% | 79.53% | 79.53% | 79.53% | 79.53% | 79.53% | 79.53% | 79.53% | 79.53% | 79.53% | 79.53% | 79.53% | 79.53% | 79.53% | 79.53% | 79.53% | 79.53% | 79.53% | 79.53% | 79.53% | 79.53% | 79.53% | 79.53% | 79.53% | 79.53% | 79.53%
SA | 100% | 100% | 100% | 100% | 100% | 100% | 100% | 100% | 100% | 100% | 100% | 100% | 100% | 100% | 100% | 100% | 100% | 100% | 100% | 100% | 100% | 100% | 100% | 100% | 100% | 100% | 100% | 100% | 100% | 100% | 100%
TAS | 100% | 100% | 100% | 100% | 100% | 100% | 100% | 100% | 100% | 100% | 100% | 100% | 100% | 100% | 100% | 100% | 100% | 100% | 100% | 100% | 100% | 100% | 100% | 100% | 100% | 100% | 100% | 100% | 100% | 100% | 100%
VIC | 100% | 100% | 100% | 100% | 100% | 100% | 100% | 100% | 100% | 100% | 100% | 100% | 100% | 100% | 100% | 100% | 100% | 100% | 100% | 100% | 100% | 100% | 100% | 100% | 100% | 100% | 100% | 100% | 100% | 100% | 100%
Step Change
| 2021-22 | 2022-23 | 2023-24 | 2024-25 | 2025-26 | 2026-27 | 2027-28 | 2028-29 | 2029-30 | 2030-31 | 2031-32 | 2032-33 | 2033-34 | 2034-35 | 2035-36 | 2036-37 | 2037-38 | 2038-39 | 2039-40 | 2040-41 | 2041-42 | 2042-43 | 2043-44 | 2044-45 | 2045-46 | 2046-47 | 2047-48 | 2048-49 | 2049-50 | 2050-51 | 2051-52
NSW | 100% | 100% | 100% | 100% | 100% | 100% | 100% | 100% | 100% | 100% | 100% | 100% | 100% | 100% | 100% | 100% | 100% | 100% | 100% | 100% | 100% | 100% | 100% | 100% | 100% | 100% | 100% | 100% | 100% | 100% | 100%
Northern NSW (NNSW) | 10.55% | 10.55% | 10.55% | 10.55% | 10.55% | 10.55% | 10.55% | 10.55% | 10.55% | 10.55% | 10.55% | 10.55% | 10.55% | 10.55% | 10.55% | 10.55% | 10.55% | 10.55% | 10.55% | 10.55% | 10.55% | 10.55% | 10.55% | 10.55% | 10.55% | 10.55% | 10.55% | 10.55% | 10.55% | 10.55% | 10.55%
Central NSW (CNSW) | 6.29% | 6.29% | 6.29% | 6.29% | 6.29% | 6.29% | 6.29% | 6.29% | 6.29% | 6.29% | 6.29% | 6.29% | 6.29% | 6.29% | 6.29% | 6.29% | 6.29% | 6.29% | 6.29% | 6.29% | 6.29% | 6.29% | 6.29% | 6.29% | 6.29% | 6.29% | 6.29% | 6.29% | 6.29% | 6.29% | 6.29%
South NSW (SNSW) | 11.64% | 11.64% | 11.64% | 11.64% | 11.64% | 11.64% | 11.64% | 11.64% | 11.64% | 11.64% | 11.64% | 11.64% | 11.64% | 11.64% | 11.64% | 11.64% | 11.64% | 11.64% | 11.64% | 11.64% | 11.64% | 11.64% | 11.64% | 11.64% | 11.64% | 11.64% | 11.64% | 11.64% | 11.64% | 11.64% | 11.64%
Sydney, Newcastle and Wooloongong (SNW) | 71.52% | 71.52% | 71.52% | 71.52% | 71.52% | 71.52% | 71.52% | 71.52% | 71.52% | 71.52% | 71.52% | 71.52% | 71.52% | 71.52% | 71.52% | 71.52% | 71.52% | 71.52% | 71.52% | 71.52% | 71.52% | 71.52% | 71.52% | 71.52% | 71.52% | 71.52% | 71.52% | 71.52% | 71.52% | 71.52% | 71.52%
QLD | 100% | 100% | 100% | 100% | 100% | 100% | 100% | 100% | 100% | 100% | 100% | 100% | 100% | 100% | 100% | 100% | 100% | 100% | 100% | 100% | 100% | 100% | 100% | 100% | 100% | 100% | 100% | 100% | 100% | 100% | 100%
Central and North QLD (CNQ) | 19.27% | 19.27% | 19.27% | 19.27% | 19.27% | 19.27% | 19.27% | 19.27% | 19.27% | 19.27% | 19.27% | 19.27% | 19.27% | 19.27% | 19.27% | 19.27% | 19.27% | 19.27% | 19.27% | 19.27% | 19.27% | 19.27% | 19.27% | 19.27% | 19.27% | 19.27% | 19.27% | 19.27% | 19.27% | 19.27% | 19.27%
Gladstone Grid (GG) | 1.22% | 1.22% | 1.22% | 1.22% | 1.22% | 1.22% | 1.22% | 1.22% | 1.22% | 1.22% | 1.22% | 1.22% | 1.22% | 1.22% | 1.22% | 1.22% | 1.22% | 1.22% | 1.22% | 1.22% | 1.22% | 1.22% | 1.22% | 1.22% | 1.22% | 1.22% | 1.22% | 1.22% | 1.22% | 1.22% | 1.22%
Southern QLD (SQ) | 79.51% | 79.51% | 79.51% | 79.51% | 79.51% | 79.51% | 79.51% | 79.51% | 79.51% | 79.51% | 79.51% | 79.51% | 79.51% | 79.51% | 79.51% | 79.51% | 79.51% | 79.51% | 79.51% | 79.51% | 79.51% | 79.51% | 79.51% | 79.51% | 79.51% | 79.51% | 79.51% | 79.51% | 79.51% | 79.51% | 79.51%
SA | 100% | 100% | 100% | 100% | 100% | 100% | 100% | 100% | 100% | 100% | 100% | 100% | 100% | 100% | 100% | 100% | 100% | 100% | 100% | 100% | 100% | 100% | 100% | 100% | 100% | 100% | 100% | 100% | 100% | 100% | 100%
TAS | 100% | 100% | 100% | 100% | 100% | 100% | 100% | 100% | 100% | 100% | 100% | 100% | 100% | 100% | 100% | 100% | 100% | 100% | 100% | 100% | 100% | 100% | 100% | 100% | 100% | 100% | 100% | 100% | 100% | 100% | 100%
VIC | 100% | 100% | 100% | 100% | 100% | 100% | 100% | 100% | 100% | 100% | 100% | 100% | 100% | 100% | 100% | 100% | 100% | 100% | 100% | 100% | 100% | 100% | 100% | 100% | 100% | 100% | 100% | 100% | 100% | 100% | 100%
Hydrogen Superpower
| 2021-22 | 2022-23 | 2023-24 | 2024-25 | 2025-26 | 2026-27 | 2027-28 | 2028-29 | 2029-30 | 2030-31 | 2031-32 | 2032-33 | 2033-34 | 2034-35 | 2035-36 | 2036-37 | 2037-38 | 2038-39 | 2039-40 | 2040-41 | 2041-42 | 2042-43 | 2043-44 | 2044-45 | 2045-46 | 2046-47 | 2047-48 | 2048-49 | 2049-50 | 2050-51 | 2051-52
NSW | 100% | 100% | 100% | 100% | 100% | 100% | 100% | 100% | 100% | 100% | 100% | 100% | 100% | 100% | 100% | 100% | 100% | 100% | 100% | 100% | 100% | 100% | 100% | 100% | 100% | 100% | 100% | 100% | 100% | 100% | 100%
Northern NSW (NNSW) | 10.55% | 10.55% | 10.55% | 10.55% | 10.55% | 10.55% | 10.55% | 10.55% | 10.55% | 10.55% | 10.55% | 10.55% | 10.55% | 10.55% | 10.55% | 10.55% | 10.55% | 10.55% | 10.55% | 10.55% | 10.55% | 10.55% | 10.55% | 10.55% | 10.55% | 10.55% | 10.55% | 10.55% | 10.55% | 10.55% | 10.55%
Central NSW (CNSW) | 6.29% | 6.29% | 6.29% | 6.29% | 6.29% | 6.29% | 6.29% | 6.29% | 6.29% | 6.29% | 6.29% | 6.29% | 6.29% | 6.29% | 6.29% | 6.29% | 6.29% | 6.29% | 6.29% | 6.29% | 6.29% | 6.29% | 6.29% | 6.29% | 6.29% | 6.29% | 6.29% | 6.29% | 6.29% | 6.29% | 6.29%
South NSW (SNSW) | 11.64% | 11.64% | 11.64% | 11.64% | 11.64% | 11.64% | 11.64% | 11.64% | 11.64% | 11.64% | 11.64% | 11.64% | 11.64% | 11.64% | 11.64% | 11.64% | 11.64% | 11.64% | 11.64% | 11.64% | 11.64% | 11.64% | 11.64% | 11.64% | 11.64% | 11.64% | 11.64% | 11.64% | 11.64% | 11.64% | 11.64%
Sydney, Newcastle and Wooloongong (SNW) | 71.52% | 71.52% | 71.52% | 71.52% | 71.52% | 71.52% | 71.52% | 71.52% | 71.52% | 71.52% | 71.52% | 71.52% | 71.52% | 71.52% | 71.52% | 71.52% | 71.52% | 71.52% | 71.52% | 71.52% | 71.52% | 71.52% | 71.52% | 71.52% | 71.52% | 71.52% | 71.52% | 71.52% | 71.52% | 71.52% | 71.52%
QLD | 100% | 100% | 100% | 100% | 100% | 100% | 100% | 100% | 100% | 100% | 100% | 100% | 100% | 100% | 100% | 100% | 100% | 100% | 100% | 100% | 100% | 100% | 100% | 100% | 100% | 100% | 100% | 100% | 100% | 100% | 100%
Central and North QLD (CNQ) | 19.27% | 19.27% | 19.27% | 19.27% | 19.27% | 19.27% | 19.27% | 19.27% | 19.27% | 19.27% | 19.27% | 19.27% | 19.27% | 19.27% | 19.27% | 19.27% | 19.27% | 19.27% | 19.27% | 19.27% | 19.27% | 19.27% | 19.27% | 19.27% | 19.27% | 19.27% | 19.27% | 19.27% | 19.27% | 19.27% | 19.27%
Gladstone Grid (GG) | 1.22% | 1.22% | 1.22% | 1.22% | 1.22% | 1.22% | 1.22% | 1.22% | 1.22% | 1.22% | 1.22% | 1.22% | 1.22% | 1.22% | 1.22% | 1.22% | 1.22% | 1.22% | 1.22% | 1.22% | 1.22% | 1.22% | 1.22% | 1.22% | 1.22% | 1.22% | 1.22% | 1.22% | 1.22% | 1.22% | 1.22%
Southern QLD (SQ) | 79.51% | 79.51% | 79.51% | 79.51% | 79.51% | 79.51% | 79.51% | 79.51% | 79.51% | 79.51% | 79.51% | 79.51% | 79.51% | 79.51% | 79.51% | 79.51% | 79.51% | 79.51% | 79.51% | 79.51% | 79.51% | 79.51% | 79.51% | 79.51% | 79.51% | 79.51% | 79.51% | 79.51% | 79.51% | 79.51% | 79.51%
SA | 100% | 100% | 100% | 100% | 100% | 100% | 100% | 100% | 100% | 100% | 100% | 100% | 100% | 100% | 100% | 100% | 100% | 100% | 100% | 100% | 100% | 100% | 100% | 100% | 100% | 100% | 100% | 100% | 100% | 100% | 100%
TAS | 100% | 100% | 100% | 100% | 100% | 100% | 100% | 100% | 100% | 100% | 100% | 100% | 100% | 100% | 100% | 100% | 100% | 100% | 100% | 100% | 100% | 100% | 100% | 100% | 100% | 100% | 100% | 100% | 100% | 100% | 100%
VIC | 100% | 100% | 100% | 100% | 100% | 100% | 100% | 100% | 100% | 100% | 100% | 100% | 100% | 100% | 100% | 100% | 100% | 100% | 100% | 100% | 100% | 100% | 100% | 100% | 100% | 100% | 100% | 100% | 100% | 100% | 100%
Strong Electrification
| 2021-22 | 2022-23 | 2023-24 | 2024-25 | 2025-26 | 2026-27 | 2027-28 | 2028-29 | 2029-30 | 2030-31 | 2031-32 | 2032-33 | 2033-34 | 2034-35 | 2035-36 | 2036-37 | 2037-38 | 2038-39 | 2039-40 | 2040-41 | 2041-42 | 2042-43 | 2043-44 | 2044-45 | 2045-46 | 2046-47 | 2047-48 | 2048-49 | 2049-50 | 2050-51 | 2051-52
NSW | 100% | 100% | 100% | 100% | 100% | 100% | 100% | 100% | 100% | 100% | 100% | 100% | 100% | 100% | 100% | 100% | 100% | 100% | 100% | 100% | 100% | 100% | 100% | 100% | 100% | 100% | 100% | 100% | 100% | 100% | 100%
Northern NSW (NNSW) | 10.55% | 10.55% | 10.55% | 10.55% | 10.55% | 10.55% | 10.55% | 10.55% | 10.55% | 10.55% | 10.55% | 10.55% | 10.55% | 10.55% | 10.55% | 10.55% | 10.55% | 10.55% | 10.55% | 10.55% | 10.55% | 10.55% | 10.55% | 10.55% | 10.55% | 10.55% | 10.55% | 10.55% | 10.55% | 10.55% | 10.55%
Central NSW (CNSW) | 6.29% | 6.29% | 6.29% | 6.29% | 6.29% | 6.29% | 6.29% | 6.29% | 6.29% | 6.29% | 6.29% | 6.29% | 6.29% | 6.29% | 6.29% | 6.29% | 6.29% | 6.29% | 6.29% | 6.29% | 6.29% | 6.29% | 6.29% | 6.29% | 6.29% | 6.29% | 6.29% | 6.29% | 6.29% | 6.29% | 6.29%
South NSW (SNSW) | 11.64% | 11.64% | 11.64% | 11.64% | 11.64% | 11.64% | 11.64% | 11.64% | 11.64% | 11.64% | 11.64% | 11.64% | 11.64% | 11.64% | 11.64% | 11.64% | 11.64% | 11.64% | 11.64% | 11.64% | 11.64% | 11.64% | 11.64% | 11.64% | 11.64% | 11.64% | 11.64% | 11.64% | 11.64% | 11.64% | 11.64%
Sydney, Newcastle and Wooloongong (SNW) | 71.52% | 71.52% | 71.52% | 71.52% | 71.52% | 71.52% | 71.52% | 71.52% | 71.52% | 71.52% | 71.52% | 71.52% | 71.52% | 71.52% | 71.52% | 71.52% | 71.52% | 71.52% | 71.52% | 71.52% | 71.52% | 71.52% | 71.52% | 71.52% | 71.52% | 71.52% | 71.52% | 71.52% | 71.52% | 71.52% | 71.52%
QLD | 100% | 100% | 100% | 100% | 100% | 100% | 100% | 100% | 100% | 100% | 100% | 100% | 100% | 100% | 100% | 100% | 100% | 100% | 100% | 100% | 100% | 100% | 100% | 100% | 100% | 100% | 100% | 100% | 100% | 100% | 100%
Central and North QLD (CNQ) | 19.27% | 19.27% | 19.27% | 19.27% | 19.27% | 19.27% | 19.27% | 19.27% | 19.27% | 19.27% | 19.27% | 19.27% | 19.27% | 19.27% | 19.27% | 19.27% | 19.27% | 19.27% | 19.27% | 19.27% | 19.27% | 19.27% | 19.27% | 19.27% | 19.27% | 19.27% | 19.27% | 19.27% | 19.27% | 19.27% | 19.27%
Gladstone Grid (GG) | 1.22% | 1.22% | 1.22% | 1.22% | 1.22% | 1.22% | 1.22% | 1.22% | 1.22% | 1.22% | 1.22% | 1.22% | 1.22% | 1.22% | 1.22% | 1.22% | 1.22% | 1.22% | 1.22% | 1.22% | 1.22% | 1.22% | 1.22% | 1.22% | 1.22% | 1.22% | 1.22% | 1.22% | 1.22% | 1.22% | 1.22%
Southern QLD (SQ) | 79.51% | 79.51% | 79.51% | 79.51% | 79.51% | 79.51% | 79.51% | 79.51% | 79.51% | 79.51% | 79.51% | 79.51% | 79.51% | 79.51% | 79.51% | 79.51% | 79.51% | 79.51% | 79.51% | 79.51% | 79.51% | 79.51% | 79.51% | 79.51% | 79.51% | 79.51% | 79.51% | 79.51% | 79.51% | 79.51% | 79.51%
SA | 100% | 100% | 100% | 100% | 100% | 100% | 100% | 100% | 100% | 100% | 100% | 100% | 100% | 100% | 100% | 100% | 100% | 100% | 100% | 100% | 100% | 100% | 100% | 100% | 100% | 100% | 100% | 100% | 100% | 100% | 100%
TAS | 100% | 100% | 100% | 100% | 100% | 100% | 100% | 100% | 100% | 100% | 100% | 100% | 100% | 100% | 100% | 100% | 100% | 100% | 100% | 100% | 100% | 100% | 100% | 100% | 100% | 100% | 100% | 100% | 100% | 100% | 100%
VIC | 100% | 100% | 100% | 100% | 100% | 100% | 100% | 100% | 100% | 100% | 100% | 100% | 100% | 100% | 100% | 100% | 100% | 100% | 100% | 100% | 100% | 100% | 100% | 100% | 100% | 100% | 100% | 100% | 100% | 100% | 100%
Embedded energy storages (small-scale batteries, % of regional allocation)
Embeddded customer battery installations
Slow Change
| 2021-22 | 2022-23 | 2023-24 | 2024-25 | 2025-26 | 2026-27 | 2027-28 | 2028-29 | 2029-30 | 2030-31 | 2031-32 | 2032-33 | 2033-34 | 2034-35 | 2035-36 | 2036-37 | 2037-38 | 2038-39 | 2039-40 | 2040-41 | 2041-42 | 2042-43 | 2043-44 | 2044-45 | 2045-46 | 2046-47 | 2047-48 | 2048-49 | 2049-50 | 2050-51 | 2051-52
NSW | 100% | 100% | 100% | 100% | 100% | 100% | 100% | 100% | 100% | 100% | 100% | 100% | 100% | 100% | 100% | 100% | 100% | 100% | 100% | 100% | 100% | 100% | 100% | 100% | 100% | 100% | 100% | 100% | 100% | 100% | 100%
Northern NSW (NNSW) | 22.95% | 21.49% | 21.18% | 21.39% | 21.12% | 20.74% | 20.72% | 20.63% | 20.54% | 20.39% | 19.77% | 19.31% | 19.36% | 19.26% | 19.2% | 19.18% | 19.18% | 19.18% | 19.18% | 19.18% | 19.18% | 19.18% | 19.18% | 19.18% | 19.18% | 19.18% | 19.18% | 19.18% | 19.18% | 19.18% | 19.18%
Central NSW (CNSW) | 12.82% | 12.39% | 12.09% | 12.26% | 12.32% | 12.34% | 12.39% | 12.36% | 12.38% | 12.34% | 12.1% | 12.09% | 12.17% | 12.04% | 12.03% | 12.03% | 12.03% | 12.03% | 12.03% | 12.03% | 12.03% | 12.03% | 12.03% | 12.03% | 12.03% | 12.03% | 12.03% | 12.03% | 12.03% | 12.03% | 12.03%
South NSW (SNSW) | 24.56% | 26.08% | 27.36% | 26.28% | 24.59% | 23.59% | 23.07% | 22.63% | 22.37% | 22.18% | 21.42% | 21.21% | 21.33% | 21.06% | 21% | 20.97% | 20.97% | 20.97% | 20.97% | 20.97% | 20.97% | 20.97% | 20.97% | 20.97% | 20.97% | 20.97% | 20.97% | 20.97% | 20.97% | 20.97% | 20.97%
Sydney, Newcastle and Wooloongong (SNW) | 39.67% | 40.04% | 39.37% | 40.07% | 41.96% | 43.33% | 43.82% | 44.38% | 44.71% | 45.09% | 46.71% | 47.39% | 47.13% | 47.64% | 47.76% | 47.82% | 47.82% | 47.82% | 47.82% | 47.82% | 47.82% | 47.82% | 47.82% | 47.82% | 47.82% | 47.82% | 47.82% | 47.82% | 47.82% | 47.82% | 47.82%
QLD | 100% | 100% | 100% | 100% | 100% | 100% | 100% | 100% | 100% | 100% | 100% | 100% | 100% | 100% | 100% | 100% | 100% | 100% | 100% | 100% | 100% | 100% | 100% | 100% | 100% | 100% | 100% | 100% | 100% | 100% | 100%
Central and North QLD (CNQ) | 17.64% | 17.59% | 17.7% | 17.55% | 17.58% | 17.77% | 17.95% | 18.08% | 18.08% | 18.13% | 18.2% | 18.26% | 18.28% | 18.33% | 18.35% | 18.35% | 18.36% | 18.36% | 18.36% | 18.36% | 18.36% | 18.36% | 18.36% | 18.36% | 18.36% | 18.36% | 18.36% | 18.36% | 18.36% | 18.36% | 18.36%
Gladstone Grid (GG) | 0.7834% | 0.8314% | 0.8352% | 0.89% | 0.9383% | 0.9118% | 0.8938% | 0.9023% | 0.9088% | 0.9107% | 0.9116% | 0.9348% | 0.9496% | 0.9412% | 0.9438% | 0.944% | 0.944% | 0.944% | 0.944% | 0.944% | 0.944% | 0.944% | 0.944% | 0.944% | 0.944% | 0.944% | 0.944% | 0.944% | 0.944% | 0.944% | 0.944%
Southern QLD (SQ) | 81.58% | 81.58% | 81.46% | 81.56% | 81.49% | 81.32% | 81.16% | 81.01% | 81.01% | 80.96% | 80.89% | 80.81% | 80.77% | 80.73% | 80.71% | 80.7% | 80.7% | 80.7% | 80.7% | 80.7% | 80.7% | 80.7% | 80.7% | 80.7% | 80.7% | 80.7% | 80.7% | 80.7% | 80.7% | 80.7% | 80.7%
SA | 100% | 100% | 100% | 100% | 100% | 100% | 100% | 100% | 100% | 100% | 100% | 100% | 100% | 100% | 100% | 100% | 100% | 100% | 100% | 100% | 100% | 100% | 100% | 100% | 100% | 100% | 100% | 100% | 100% | 100% | 100%
TAS | 100% | 100% | 100% | 100% | 100% | 100% | 100% | 100% | 100% | 100% | 100% | 100% | 100% | 100% | 100% | 100% | 100% | 100% | 100% | 100% | 100% | 100% | 100% | 100% | 100% | 100% | 100% | 100% | 100% | 100% | 100%
VIC | 100% | 100% | 100% | 100% | 100% | 100% | 100% | 100% | 100% | 100% | 100% | 100% | 100% | 100% | 100% | 100% | 100% | 100% | 100% | 100% | 100% | 100% | 100% | 100% | 100% | 100% | 100% | 100% | 100% | 100% | 100%
Steady Progress
| 2021-22 | 2022-23 | 2023-24 | 2024-25 | 2025-26 | 2026-27 | 2027-28 | 2028-29 | 2029-30 | 2030-31 | 2031-32 | 2032-33 | 2033-34 | 2034-35 | 2035-36 | 2036-37 | 2037-38 | 2038-39 | 2039-40 | 2040-41 | 2041-42 | 2042-43 | 2043-44 | 2044-45 | 2045-46 | 2046-47 | 2047-48 | 2048-49 | 2049-50 | 2050-51 | 2051-52
NSW | 100% | 100% | 100% | 100% | 100% | 100% | 100% | 100% | 100% | 100% | 100% | 100% | 100% | 100% | 100% | 100% | 100% | 100% | 100% | 100% | 100% | 100% | 100% | 100% | 100% | 100% | 100% | 100% | 100% | 100% | 100%
Northern NSW (NNSW) | 23.59% | 22.06% | 21.58% | 21.5% | 20.96% | 20.27% | 19.7% | 19.53% | 19.23% | 18.89% | 18.31% | 18.01% | 18.19% | 18.15% | 18.18% | 18.22% | 18.22% | 18.22% | 18.22% | 18.22% | 18.22% | 18.22% | 18.22% | 18.22% | 18.22% | 18.22% | 18.22% | 18.22% | 18.22% | 18.22% | 18.22%
Central NSW (CNSW) | 12.98% | 12.6% | 12.49% | 12.66% | 12.72% | 12.6% | 12.41% | 12.39% | 12.34% | 12.28% | 12.28% | 12.24% | 12.27% | 12.35% | 12.39% | 12.41% | 12.41% | 12.41% | 12.41% | 12.41% | 12.41% | 12.41% | 12.41% | 12.41% | 12.41% | 12.41% | 12.41% | 12.41% | 12.41% | 12.41% | 12.41%
South NSW (SNSW) | 24.3% | 25.13% | 24.71% | 23.37% | 22.64% | 22.16% | 21.85% | 21.68% | 21.48% | 21.37% | 21.06% | 21% | 21.15% | 21.15% | 21.16% | 21.21% | 21.23% | 21.23% | 21.23% | 21.23% | 21.23% | 21.23% | 21.23% | 21.23% | 21.23% | 21.23% | 21.23% | 21.23% | 21.23% | 21.23% | 21.23%
Sydney, Newcastle and Wooloongong (SNW) | 39.14% | 40.21% | 41.22% | 42.47% | 43.68% | 44.96% | 46.04% | 46.4% | 46.96% | 47.46% | 48.35% | 48.75% | 48.39% | 48.34% | 48.27% | 48.16% | 48.13% | 48.13% | 48.13% | 48.13% | 48.13% | 48.13% | 48.13% | 48.13% | 48.13% | 48.13% | 48.13% | 48.13% | 48.13% | 48.13% | 48.13%
QLD | 100% | 100% | 100% | 100% | 100% | 100% | 100% | 100% | 100% | 100% | 100% | 100% | 100% | 100% | 100% | 100% | 100% | 100% | 100% | 100% | 100% | 100% | 100% | 100% | 100% | 100% | 100% | 100% | 100% | 100% | 100%
Central and North QLD (CNQ) | 17.53% | 17.44% | 17.57% | 17.59% | 17.62% | 17.82% | 18.37% | 18.78% | 18.98% | 19.17% | 19.19% | 19.45% | 19.81% | 20.03% | 20.19% | 20.32% | 20.35% | 20.35% | 20.35% | 20.35% | 20.35% | 20.35% | 20.35% | 20.35% | 20.35% | 20.35% | 20.35% | 20.35% | 20.35% | 20.35% | 20.35%
Gladstone Grid (GG) | 0.7891% | 0.865% | 0.8782% | 0.8873% | 0.896% | 0.8896% | 0.8793% | 0.8774% | 0.88% | 0.8814% | 0.8805% | 0.8681% | 0.8472% | 0.8353% | 0.8273% | 0.8208% | 0.8196% | 0.8196% | 0.8196% | 0.8196% | 0.8196% | 0.8196% | 0.8196% | 0.8196% | 0.8196% | 0.8196% | 0.8196% | 0.8196% | 0.8196% | 0.8196% | 0.8196%
Southern QLD (SQ) | 81.68% | 81.69% | 81.55% | 81.53% | 81.48% | 81.29% | 80.75% | 80.34% | 80.14% | 79.95% | 79.93% | 79.69% | 79.35% | 79.14% | 78.99% | 78.85% | 78.83% | 78.83% | 78.83% | 78.83% | 78.83% | 78.83% | 78.83% | 78.83% | 78.83% | 78.83% | 78.83% | 78.83% | 78.83% | 78.83% | 78.83%
SA | 100% | 100% | 100% | 100% | 100% | 100% | 100% | 100% | 100% | 100% | 100% | 100% | 100% | 100% | 100% | 100% | 100% | 100% | 100% | 100% | 100% | 100% | 100% | 100% | 100% | 100% | 100% | 100% | 100% | 100% | 100%
TAS | 100% | 100% | 100% | 100% | 100% | 100% | 100% | 100% | 100% | 100% | 100% | 100% | 100% | 100% | 100% | 100% | 100% | 100% | 100% | 100% | 100% | 100% | 100% | 100% | 100% | 100% | 100% | 100% | 100% | 100% | 100%
VIC | 100% | 100% | 100% | 100% | 100% | 100% | 100% | 100% | 100% | 100% | 100% | 100% | 100% | 100% | 100% | 100% | 100% | 100% | 100% | 100% | 100% | 100% | 100% | 100% | 100% | 100% | 100% | 100% | 100% | 100% | 100%
Progressive Change
| 2021-22 | 2022-23 | 2023-24 | 2024-25 | 2025-26 | 2026-27 | 2027-28 | 2028-29 | 2029-30 | 2030-31 | 2031-32 | 2032-33 | 2033-34 | 2034-35 | 2035-36 | 2036-37 | 2037-38 | 2038-39 | 2039-40 | 2040-41 | 2041-42 | 2042-43 | 2043-44 | 2044-45 | 2045-46 | 2046-47 | 2047-48 | 2048-49 | 2049-50 | 2050-51 | 2051-52
NSW | 100% | 100% | 100% | 100% | 100% | 100% | 100% | 100% | 100% | 100% | 100% | 100% | 100% | 100% | 100% | 100% | 100% | 100% | 100% | 100% | 100% | 100% | 100% | 100% | 100% | 100% | 100% | 100% | 100% | 100% | 100%
Northern NSW (NNSW) | 23.59% | 22.06% | 21.58% | 21.5% | 20.96% | 20.27% | 19.7% | 19.53% | 19.23% | 18.89% | 18.31% | 18.01% | 18.19% | 18.15% | 18.18% | 18.22% | 18.22% | 18.22% | 18.22% | 18.22% | 18.22% | 18.22% | 18.22% | 18.22% | 18.22% | 18.22% | 18.22% | 18.22% | 18.22% | 18.22% | 18.22%
Central NSW (CNSW) | 12.98% | 12.6% | 12.49% | 12.66% | 12.72% | 12.6% | 12.41% | 12.39% | 12.34% | 12.28% | 12.28% | 12.24% | 12.27% | 12.35% | 12.39% | 12.41% | 12.41% | 12.41% | 12.41% | 12.41% | 12.41% | 12.41% | 12.41% | 12.41% | 12.41% | 12.41% | 12.41% | 12.41% | 12.41% | 12.41% | 12.41%
South NSW (SNSW) | 24.3% | 25.13% | 24.71% | 23.37% | 22.64% | 22.16% | 21.85% | 21.68% | 21.48% | 21.37% | 21.06% | 21% | 21.15% | 21.15% | 21.16% | 21.21% | 21.23% | 21.23% | 21.23% | 21.23% | 21.23% | 21.23% | 21.23% | 21.23% | 21.23% | 21.23% | 21.23% | 21.23% | 21.23% | 21.23% | 21.23%
Sydney, Newcastle and Wooloongong (SNW) | 39.14% | 40.21% | 41.22% | 42.47% | 43.68% | 44.96% | 46.04% | 46.4% | 46.96% | 47.46% | 48.35% | 48.75% | 48.39% | 48.34% | 48.27% | 48.16% | 48.13% | 48.13% | 48.13% | 48.13% | 48.13% | 48.13% | 48.13% | 48.13% | 48.13% | 48.13% | 48.13% | 48.13% | 48.13% | 48.13% | 48.13%
QLD | 100% | 100% | 100% | 100% | 100% | 100% | 100% | 100% | 100% | 100% | 100% | 100% | 100% | 100% | 100% | 100% | 100% | 100% | 100% | 100% | 100% | 100% | 100% | 100% | 100% | 100% | 100% | 100% | 100% | 100% | 100%
Central and North QLD (CNQ) | 17.53% | 17.44% | 17.57% | 17.59% | 17.62% | 17.82% | 18.37% | 18.78% | 18.98% | 19.17% | 19.19% | 19.45% | 19.81% | 20.03% | 20.19% | 20.32% | 20.35% | 20.35% | 20.35% | 20.35% | 20.35% | 20.35% | 20.35% | 20.35% | 20.35% | 20.35% | 20.35% | 20.35% | 20.35% | 20.35% | 20.35%
Gladstone Grid (GG) | 0.7891% | 0.865% | 0.8782% | 0.8873% | 0.896% | 0.8896% | 0.8793% | 0.8774% | 0.88% | 0.8814% | 0.8805% | 0.8681% | 0.8472% | 0.8353% | 0.8273% | 0.8208% | 0.8196% | 0.8196% | 0.8196% | 0.8196% | 0.8196% | 0.8196% | 0.8196% | 0.8196% | 0.8196% | 0.8196% | 0.8196% | 0.8196% | 0.8196% | 0.8196% | 0.8196%
Southern QLD (SQ) | 81.68% | 81.69% | 81.55% | 81.53% | 81.48% | 81.29% | 80.75% | 80.34% | 80.14% | 79.95% | 79.93% | 79.69% | 79.35% | 79.14% | 78.99% | 78.85% | 78.83% | 78.83% | 78.83% | 78.83% | 78.83% | 78.83% | 78.83% | 78.83% | 78.83% | 78.83% | 78.83% | 78.83% | 78.83% | 78.83% | 78.83%
SA | 100% | 100% | 100% | 100% | 100% | 100% | 100% | 100% | 100% | 100% | 100% | 100% | 100% | 100% | 100% | 100% | 100% | 100% | 100% | 100% | 100% | 100% | 100% | 100% | 100% | 100% | 100% | 100% | 100% | 100% | 100%
TAS | 100% | 100% | 100% | 100% | 100% | 100% | 100% | 100% | 100% | 100% | 100% | 100% | 100% | 100% | 100% | 100% | 100% | 100% | 100% | 100% | 100% | 100% | 100% | 100% | 100% | 100% | 100% | 100% | 100% | 100% | 100%
VIC | 100% | 100% | 100% | 100% | 100% | 100% | 100% | 100% | 100% | 100% | 100% | 100% | 100% | 100% | 100% | 100% | 100% | 100% | 100% | 100% | 100% | 100% | 100% | 100% | 100% | 100% | 100% | 100% | 100% | 100% | 100%
Step Change
| 2021-22 | 2022-23 | 2023-24 | 2024-25 | 2025-26 | 2026-27 | 2027-28 | 2028-29 | 2029-30 | 2030-31 | 2031-32 | 2032-33 | 2033-34 | 2034-35 | 2035-36 | 2036-37 | 2037-38 | 2038-39 | 2039-40 | 2040-41 | 2041-42 | 2042-43 | 2043-44 | 2044-45 | 2045-46 | 2046-47 | 2047-48 | 2048-49 | 2049-50 | 2050-51 | 2051-52
NSW | 100% | 100% | 100% | 100% | 100% | 100% | 100% | 100% | 100% | 100% | 100% | 100% | 100% | 100% | 100% | 100% | 100% | 100% | 100% | 100% | 100% | 100% | 100% | 100% | 100% | 100% | 100% | 100% | 100% | 100% | 100%
Northern NSW (NNSW) | 24.45% | 23.94% | 23.32% | 22.99% | 22.48% | 21.41% | 20.07% | 19.16% | 18.64% | 18.28% | 17.99% | 17.7% | 17.4% | 17.1% | 16.97% | 16.94% | 16.94% | 16.94% | 16.94% | 16.94% | 16.94% | 16.94% | 16.94% | 16.94% | 16.94% | 16.94% | 16.94% | 16.94% | 16.94% | 16.94% | 16.94%
Central NSW (CNSW) | 13.07% | 13.04% | 13.01% | 12.93% | 12.92% | 12.98% | 12.85% | 12.56% | 12.33% | 12.23% | 12.08% | 11.9% | 11.74% | 11.6% | 11.53% | 11.52% | 11.52% | 11.52% | 11.52% | 11.52% | 11.52% | 11.52% | 11.52% | 11.52% | 11.52% | 11.52% | 11.52% | 11.52% | 11.52% | 11.52% | 11.52%
South NSW (SNSW) | 24.49% | 24.29% | 24.1% | 24.02% | 23.86% | 23.33% | 22.43% | 21.64% | 21.27% | 21.05% | 20.72% | 20.37% | 19.99% | 19.63% | 19.44% | 19.38% | 19.38% | 19.38% | 19.38% | 19.38% | 19.38% | 19.38% | 19.38% | 19.38% | 19.38% | 19.38% | 19.38% | 19.38% | 19.38% | 19.38% | 19.38%
Sydney, Newcastle and Wooloongong (SNW) | 37.98% | 38.73% | 39.58% | 40.05% | 40.74% | 42.29% | 44.66% | 46.64% | 47.76% | 48.44% | 49.2% | 50.02% | 50.87% | 51.67% | 52.06% | 52.16% | 52.17% | 52.17% | 52.17% | 52.17% | 52.17% | 52.17% | 52.17% | 52.17% | 52.17% | 52.17% | 52.17% | 52.17% | 52.17% | 52.17% | 52.17%
QLD | 100% | 100% | 100% | 100% | 100% | 100% | 100% | 100% | 100% | 100% | 100% | 100% | 100% | 100% | 100% | 100% | 100% | 100% | 100% | 100% | 100% | 100% | 100% | 100% | 100% | 100% | 100% | 100% | 100% | 100% | 100%
Central and North QLD (CNQ) | 18.1% | 18.03% | 18.2% | 18.28% | 18.37% | 18.61% | 18.91% | 19.36% | 19.83% | 20.07% | 20.4% | 20.55% | 20.48% | 20.48% | 20.4% | 20.36% | 20.36% | 20.36% | 20.36% | 20.36% | 20.36% | 20.36% | 20.36% | 20.36% | 20.36% | 20.36% | 20.36% | 20.36% | 20.36% | 20.36% | 20.36%
Gladstone Grid (GG) | 0.6643% | 0.7281% | 0.745% | 0.7546% | 0.7594% | 0.7791% | 0.8085% | 0.8574% | 0.8724% | 0.8503% | 0.83% | 0.8264% | 0.8522% | 0.8614% | 0.8575% | 0.8553% | 0.8553% | 0.8553% | 0.8553% | 0.8553% | 0.8553% | 0.8553% | 0.8553% | 0.8553% | 0.8553% | 0.8553% | 0.8553% | 0.8553% | 0.8553% | 0.8553% | 0.8553%
Southern QLD (SQ) | 81.24% | 81.24% | 81.05% | 80.97% | 80.87% | 80.61% | 80.28% | 79.79% | 79.3% | 79.08% | 78.77% | 78.62% | 78.67% | 78.66% | 78.75% | 78.79% | 78.78% | 78.78% | 78.78% | 78.78% | 78.78% | 78.78% | 78.78% | 78.78% | 78.78% | 78.78% | 78.78% | 78.78% | 78.78% | 78.78% | 78.78%
SA | 100% | 100% | 100% | 100% | 100% | 100% | 100% | 100% | 100% | 100% | 100% | 100% | 100% | 100% | 100% | 100% | 100% | 100% | 100% | 100% | 100% | 100% | 100% | 100% | 100% | 100% | 100% | 100% | 100% | 100% | 100%
TAS | 100% | 100% | 100% | 100% | 100% | 100% | 100% | 100% | 100% | 100% | 100% | 100% | 100% | 100% | 100% | 100% | 100% | 100% | 100% | 100% | 100% | 100% | 100% | 100% | 100% | 100% | 100% | 100% | 100% | 100% | 100%
VIC | 100% | 100% | 100% | 100% | 100% | 100% | 100% | 100% | 100% | 100% | 100% | 100% | 100% | 100% | 100% | 100% | 100% | 100% | 100% | 100% | 100% | 100% | 100% | 100% | 100% | 100% | 100% | 100% | 100% | 100% | 100%
Hydrogen Superpower
| 2021-22 | 2022-23 | 2023-24 | 2024-25 | 2025-26 | 2026-27 | 2027-28 | 2028-29 | 2029-30 | 2030-31 | 2031-32 | 2032-33 | 2033-34 | 2034-35 | 2035-36 | 2036-37 | 2037-38 | 2038-39 | 2039-40 | 2040-41 | 2041-42 | 2042-43 | 2043-44 | 2044-45 | 2045-46 | 2046-47 | 2047-48 | 2048-49 | 2049-50 | 2050-51 | 2051-52
NSW | 100% | 100% | 100% | 100% | 100% | 100% | 100% | 100% | 100% | 100% | 100% | 100% | 100% | 100% | 100% | 100% | 100% | 100% | 100% | 100% | 100% | 100% | 100% | 100% | 100% | 100% | 100% | 100% | 100% | 100% | 100%
Northern NSW (NNSW) | 24.14% | 22.64% | 20.73% | 19.79% | 19.08% | 18.58% | 18.27% | 18.05% | 17.77% | 17.36% | 16.91% | 16.59% | 16.44% | 16.39% | 16.36% | 16.35% | 16.35% | 16.35% | 16.35% | 16.35% | 16.35% | 16.35% | 16.35% | 16.35% | 16.35% | 16.35% | 16.35% | 16.35% | 16.35% | 16.35% | 16.35%
Central NSW (CNSW) | 13.02% | 12.93% | 12.56% | 12.15% | 11.93% | 11.82% | 11.77% | 11.73% | 11.62% | 11.44% | 11.22% | 11.07% | 11.01% | 10.98% | 10.97% | 10.97% | 10.97% | 10.97% | 10.97% | 10.97% | 10.97% | 10.97% | 10.97% | 10.97% | 10.97% | 10.97% | 10.97% | 10.97% | 10.97% | 10.97% | 10.97%
South NSW (SNSW) | 24.4% | 23.09% | 21.74% | 20.95% | 20.46% | 20.16% | 20.03% | 19.92% | 19.72% | 19.34% | 18.86% | 18.51% | 18.32% | 18.21% | 18.13% | 18.08% | 18.07% | 18.07% | 18.07% | 18.07% | 18.07% | 18.07% | 18.07% | 18.07% | 18.07% | 18.07% | 18.07% | 18.07% | 18.07% | 18.07% | 18.07%
Sydney, Newcastle and Wooloongong (SNW) | 38.44% | 41.34% | 44.97% | 47.12% | 48.52% | 49.44% | 49.93% | 50.31% | 50.89% | 51.86% | 53.01% | 53.83% | 54.23% | 54.41% | 54.53% | 54.6% | 54.61% | 54.61% | 54.61% | 54.61% | 54.61% | 54.61% | 54.61% | 54.61% | 54.61% | 54.61% | 54.61% | 54.61% | 54.61% | 54.61% | 54.61%
QLD | 100% | 100% | 100% | 100% | 100% | 100% | 100% | 100% | 100% | 100% | 100% | 100% | 100% | 100% | 100% | 100% | 100% | 100% | 100% | 100% | 100% | 100% | 100% | 100% | 100% | 100% | 100% | 100% | 100% | 100% | 100%
Central and North QLD (CNQ) | 17.84% | 17.21% | 17.2% | 17.55% | 17.88% | 18.29% | 18.69% | 19.06% | 19.4% | 19.71% | 19.97% | 20.15% | 20.22% | 20.2% | 20.19% | 20.2% | 20.2% | 20.2% | 20.2% | 20.2% | 20.2% | 20.2% | 20.2% | 20.2% | 20.2% | 20.2% | 20.2% | 20.2% | 20.2% | 20.2% | 20.2%
Gladstone Grid (GG) | 0.7268% | 0.9396% | 1.081% | 1.122% | 1.106% | 1.055% | 1.002% | 0.9742% | 0.9661% | 0.9665% | 0.952% | 0.9203% | 0.8987% | 0.8917% | 0.8918% | 0.8922% | 0.8922% | 0.8922% | 0.8922% | 0.8922% | 0.8922% | 0.8922% | 0.8922% | 0.8922% | 0.8922% | 0.8922% | 0.8922% | 0.8922% | 0.8922% | 0.8922% | 0.8922%
Southern QLD (SQ) | 81.43% | 81.85% | 81.72% | 81.33% | 81.02% | 80.65% | 80.31% | 79.97% | 79.63% | 79.32% | 79.08% | 78.93% | 78.88% | 78.91% | 78.92% | 78.91% | 78.91% | 78.91% | 78.91% | 78.91% | 78.91% | 78.91% | 78.91% | 78.91% | 78.91% | 78.91% | 78.91% | 78.91% | 78.91% | 78.91% | 78.91%
SA | 100% | 100% | 100% | 100% | 100% | 100% | 100% | 100% | 100% | 100% | 100% | 100% | 100% | 100% | 100% | 100% | 100% | 100% | 100% | 100% | 100% | 100% | 100% | 100% | 100% | 100% | 100% | 100% | 100% | 100% | 100%
TAS | 100% | 100% | 100% | 100% | 100% | 100% | 100% | 100% | 100% | 100% | 100% | 100% | 100% | 100% | 100% | 100% | 100% | 100% | 100% | 100% | 100% | 100% | 100% | 100% | 100% | 100% | 100% | 100% | 100% | 100% | 100%
VIC | 100% | 100% | 100% | 100% | 100% | 100% | 100% | 100% | 100% | 100% | 100% | 100% | 100% | 100% | 100% | 100% | 100% | 100% | 100% | 100% | 100% | 100% | 100% | 100% | 100% | 100% | 100% | 100% | 100% | 100% | 100%
Strong Electrification
| 2021-22 | 2022-23 | 2023-24 | 2024-25 | 2025-26 | 2026-27 | 2027-28 | 2028-29 | 2029-30 | 2030-31 | 2031-32 | 2032-33 | 2033-34 | 2034-35 | 2035-36 | 2036-37 | 2037-38 | 2038-39 | 2039-40 | 2040-41 | 2041-42 | 2042-43 | 2043-44 | 2044-45 | 2045-46 | 2046-47 | 2047-48 | 2048-49 | 2049-50 | 2050-51 | 2051-52
NSW | 100% | 100% | 100% | 100% | 100% | 100% | 100% | 100% | 100% | 100% | 100% | 100% | 100% | 100% | 100% | 100% | 100% | 100% | 100% | 100% | 100% | 100% | 100% | 100% | 100% | 100% | 100% | 100% | 100% | 100% | 100%
Northern NSW (NNSW) | 23.63% | 21.89% | 20.38% | 19.48% | 18.75% | 18.3% | 18.01% | 17.83% | 17.58% | 17.19% | 16.77% | 16.49% | 16.35% | 16.28% | 16.25% | 16.24% | 16.24% | 16.24% | 16.24% | 16.24% | 16.24% | 16.24% | 16.24% | 16.24% | 16.24% | 16.24% | 16.24% | 16.24% | 16.24% | 16.24% | 16.24%
Central NSW (CNSW) | 12.91% | 12.71% | 12.37% | 12.07% | 11.87% | 11.79% | 11.77% | 11.73% | 11.61% | 11.42% | 11.23% | 11.1% | 11.04% | 11.01% | 11% | 11% | 11% | 11% | 11% | 11% | 11% | 11% | 11% | 11% | 11% | 11% | 11% | 11% | 11% | 11% | 11%
South NSW (SNSW) | 24.08% | 22.71% | 21.55% | 20.88% | 20.41% | 20.18% | 20.08% | 20.01% | 19.82% | 19.44% | 18.99% | 18.69% | 18.53% | 18.43% | 18.36% | 18.32% | 18.31% | 18.31% | 18.31% | 18.31% | 18.31% | 18.31% | 18.31% | 18.31% | 18.31% | 18.31% | 18.31% | 18.31% | 18.31% | 18.31% | 18.31%
Sydney, Newcastle and Wooloongong (SNW) | 39.38% | 42.7% | 45.7% | 47.58% | 48.96% | 49.73% | 50.14% | 50.43% | 50.99% | 51.95% | 53.01% | 53.72% | 54.09% | 54.27% | 54.39% | 54.45% | 54.45% | 54.45% | 54.45% | 54.45% | 54.45% | 54.45% | 54.45% | 54.45% | 54.45% | 54.45% | 54.45% | 54.45% | 54.45% | 54.45% | 54.45%
QLD | 100% | 100% | 100% | 100% | 100% | 100% | 100% | 100% | 100% | 100% | 100% | 100% | 100% | 100% | 100% | 100% | 100% | 100% | 100% | 100% | 100% | 100% | 100% | 100% | 100% | 100% | 100% | 100% | 100% | 100% | 100%
Central and North QLD (CNQ) | 17.97% | 17.85% | 18.25% | 18.71% | 18.99% | 19.23% | 19.6% | 19.93% | 20.17% | 20.27% | 20.29% | 20.34% | 20.41% | 20.46% | 20.49% | 20.5% | 20.5% | 20.5% | 20.5% | 20.5% | 20.5% | 20.5% | 20.5% | 20.5% | 20.5% | 20.5% | 20.5% | 20.5% | 20.5% | 20.5% | 20.5%
Gladstone Grid (GG) | 0.7227% | 0.8593% | 0.9028% | 0.9226% | 0.9257% | 0.8981% | 0.8712% | 0.849% | 0.843% | 0.8575% | 0.8661% | 0.8559% | 0.8462% | 0.8411% | 0.8404% | 0.841% | 0.8409% | 0.8409% | 0.8409% | 0.8409% | 0.8409% | 0.8409% | 0.8409% | 0.8409% | 0.8409% | 0.8409% | 0.8409% | 0.8409% | 0.8409% | 0.8409% | 0.8409%
Southern QLD (SQ) | 81.31% | 81.29% | 80.85% | 80.37% | 80.08% | 79.87% | 79.53% | 79.22% | 78.99% | 78.88% | 78.84% | 78.8% | 78.74% | 78.7% | 78.67% | 78.66% | 78.66% | 78.66% | 78.66% | 78.66% | 78.66% | 78.66% | 78.66% | 78.66% | 78.66% | 78.66% | 78.66% | 78.66% | 78.66% | 78.66% | 78.66%
SA | 100% | 100% | 100% | 100% | 100% | 100% | 100% | 100% | 100% | 100% | 100% | 100% | 100% | 100% | 100% | 100% | 100% | 100% | 100% | 100% | 100% | 100% | 100% | 100% | 100% | 100% | 100% | 100% | 100% | 100% | 100%
TAS | 100% | 100% | 100% | 100% | 100% | 100% | 100% | 100% | 100% | 100% | 100% | 100% | 100% | 100% | 100% | 100% | 100% | 100% | 100% | 100% | 100% | 100% | 100% | 100% | 100% | 100% | 100% | 100% | 100% | 100% | 100%
VIC | 100% | 100% | 100% | 100% | 100% | 100% | 100% | 100% | 100% | 100% | 100% | 100% | 100% | 100% | 100% | 100% | 100% | 100% | 100% | 100% | 100% | 100% | 100% | 100% | 100% | 100% | 100% | 100% | 100% | 100% | 100%
Aggregated embedded energy storages (small-scale batteries, % of regional allocation)
Batteries that are coordinated in a VPP-style operating arrangement
Slow Change
| 2021-22 | 2022-23 | 2023-24 | 2024-25 | 2025-26 | 2026-27 | 2027-28 | 2028-29 | 2029-30 | 2030-31 | 2031-32 | 2032-33 | 2033-34 | 2034-35 | 2035-36 | 2036-37 | 2037-38 | 2038-39 | 2039-40 | 2040-41 | 2041-42 | 2042-43 | 2043-44 | 2044-45 | 2045-46 | 2046-47 | 2047-48 | 2048-49 | 2049-50 | 2050-51 | 2051-52
NSW | 100% | 100% | 100% | 100% | 100% | 100% | 100% | 100% | 100% | 100% | 100% | 100% | 100% | 100% | 100% | 100% | 100% | 100% | 100% | 100% | 100% | 100% | 100% | 100% | 100% | 100% | 100% | 100% | 100% | 100% | 100%
Northern NSW (NNSW) | 22.95% | 21.49% | 21.18% | 21.39% | 21.12% | 20.74% | 20.72% | 20.63% | 20.54% | 20.39% | 19.77% | 19.31% | 19.36% | 19.26% | 19.2% | 19.18% | 19.18% | 19.18% | 19.18% | 19.18% | 19.18% | 19.18% | 19.18% | 19.18% | 19.18% | 19.18% | 19.18% | 19.18% | 19.18% | 19.18% | 19.18%
Central NSW (CNSW) | 12.82% | 12.39% | 12.09% | 12.26% | 12.32% | 12.34% | 12.39% | 12.36% | 12.38% | 12.34% | 12.1% | 12.09% | 12.17% | 12.04% | 12.03% | 12.03% | 12.03% | 12.03% | 12.03% | 12.03% | 12.03% | 12.03% | 12.03% | 12.03% | 12.03% | 12.03% | 12.03% | 12.03% | 12.03% | 12.03% | 12.03%
South NSW (SNSW) | 24.56% | 26.08% | 27.36% | 26.28% | 24.59% | 23.59% | 23.07% | 22.63% | 22.37% | 22.18% | 21.42% | 21.21% | 21.33% | 21.06% | 21% | 20.97% | 20.97% | 20.97% | 20.97% | 20.97% | 20.97% | 20.97% | 20.97% | 20.97% | 20.97% | 20.97% | 20.97% | 20.97% | 20.97% | 20.97% | 20.97%
Sydney, Newcastle and Wooloongong (SNW) | 39.67% | 40.04% | 39.37% | 40.07% | 41.96% | 43.33% | 43.82% | 44.38% | 44.71% | 45.09% | 46.71% | 47.39% | 47.13% | 47.64% | 47.76% | 47.82% | 47.82% | 47.82% | 47.82% | 47.82% | 47.82% | 47.82% | 47.82% | 47.82% | 47.82% | 47.82% | 47.82% | 47.82% | 47.82% | 47.82% | 47.82%
QLD | 100% | 100% | 100% | 100% | 100% | 100% | 100% | 100% | 100% | 100% | 100% | 100% | 100% | 100% | 100% | 100% | 100% | 100% | 100% | 100% | 100% | 100% | 100% | 100% | 100% | 100% | 100% | 100% | 100% | 100% | 100%
Central and North QLD (CNQ) | 17.64% | 17.59% | 17.7% | 17.55% | 17.58% | 17.77% | 17.95% | 18.08% | 18.08% | 18.13% | 18.2% | 18.26% | 18.28% | 18.33% | 18.35% | 18.35% | 18.36% | 18.36% | 18.36% | 18.36% | 18.36% | 18.36% | 18.36% | 18.36% | 18.36% | 18.36% | 18.36% | 18.36% | 18.36% | 18.36% | 18.36%
Gladstone Grid (GG) | 0.7834% | 0.8314% | 0.8352% | 0.89% | 0.9383% | 0.9118% | 0.8938% | 0.9023% | 0.9088% | 0.9107% | 0.9116% | 0.9348% | 0.9496% | 0.9412% | 0.9438% | 0.944% | 0.944% | 0.944% | 0.944% | 0.944% | 0.944% | 0.944% | 0.944% | 0.944% | 0.944% | 0.944% | 0.944% | 0.944% | 0.944% | 0.944% | 0.944%
Southern QLD (SQ) | 81.58% | 81.58% | 81.46% | 81.56% | 81.49% | 81.32% | 81.16% | 81.01% | 81.01% | 80.96% | 80.89% | 80.81% | 80.77% | 80.73% | 80.71% | 80.7% | 80.7% | 80.7% | 80.7% | 80.7% | 80.7% | 80.7% | 80.7% | 80.7% | 80.7% | 80.7% | 80.7% | 80.7% | 80.7% | 80.7% | 80.7%
SA | 100% | 100% | 100% | 100% | 100% | 100% | 100% | 100% | 100% | 100% | 100% | 100% | 100% | 100% | 100% | 100% | 100% | 100% | 100% | 100% | 100% | 100% | 100% | 100% | 100% | 100% | 100% | 100% | 100% | 100% | 100%
TAS | 100% | 100% | 100% | 100% | 100% | 100% | 100% | 100% | 100% | 100% | 100% | 100% | 100% | 100% | 100% | 100% | 100% | 100% | 100% | 100% | 100% | 100% | 100% | 100% | 100% | 100% | 100% | 100% | 100% | 100% | 100%
VIC | 100% | 100% | 100% | 100% | 100% | 100% | 100% | 100% | 100% | 100% | 100% | 100% | 100% | 100% | 100% | 100% | 100% | 100% | 100% | 100% | 100% | 100% | 100% | 100% | 100% | 100% | 100% | 100% | 100% | 100% | 100%
Steady Progress
| 2021-22 | 2022-23 | 2023-24 | 2024-25 | 2025-26 | 2026-27 | 2027-28 | 2028-29 | 2029-30 | 2030-31 | 2031-32 | 2032-33 | 2033-34 | 2034-35 | 2035-36 | 2036-37 | 2037-38 | 2038-39 | 2039-40 | 2040-41 | 2041-42 | 2042-43 | 2043-44 | 2044-45 | 2045-46 | 2046-47 | 2047-48 | 2048-49 | 2049-50 | 2050-51 | 2051-52
NSW | 100% | 100% | 100% | 100% | 100% | 100% | 100% | 100% | 100% | 100% | 100% | 100% | 100% | 100% | 100% | 100% | 100% | 100% | 100% | 100% | 100% | 100% | 100% | 100% | 100% | 100% | 100% | 100% | 100% | 100% | 100%
Northern NSW (NNSW) | 23.59% | 22.06% | 21.58% | 21.5% | 20.96% | 20.27% | 19.7% | 19.53% | 19.23% | 18.89% | 18.31% | 18.01% | 18.19% | 18.15% | 18.18% | 18.22% | 18.22% | 18.22% | 18.22% | 18.22% | 18.22% | 18.22% | 18.22% | 18.22% | 18.22% | 18.22% | 18.22% | 18.22% | 18.22% | 18.22% | 18.22%
Central NSW (CNSW) | 12.98% | 12.6% | 12.49% | 12.66% | 12.72% | 12.6% | 12.41% | 12.39% | 12.34% | 12.28% | 12.28% | 12.24% | 12.27% | 12.35% | 12.39% | 12.41% | 12.41% | 12.41% | 12.41% | 12.41% | 12.41% | 12.41% | 12.41% | 12.41% | 12.41% | 12.41% | 12.41% | 12.41% | 12.41% | 12.41% | 12.41%
South NSW (SNSW) | 24.3% | 25.13% | 24.71% | 23.37% | 22.64% | 22.16% | 21.85% | 21.68% | 21.48% | 21.37% | 21.06% | 21% | 21.15% | 21.15% | 21.16% | 21.21% | 21.23% | 21.23% | 21.23% | 21.23% | 21.23% | 21.23% | 21.23% | 21.23% | 21.23% | 21.23% | 21.23% | 21.23% | 21.23% | 21.23% | 21.23%
Sydney, Newcastle and Wooloongong (SNW) | 39.14% | 40.21% | 41.22% | 42.47% | 43.68% | 44.96% | 46.04% | 46.4% | 46.96% | 47.46% | 48.35% | 48.75% | 48.39% | 48.34% | 48.27% | 48.16% | 48.13% | 48.13% | 48.13% | 48.13% | 48.13% | 48.13% | 48.13% | 48.13% | 48.13% | 48.13% | 48.13% | 48.13% | 48.13% | 48.13% | 48.13%
QLD | 100% | 100% | 100% | 100% | 100% | 100% | 100% | 100% | 100% | 100% | 100% | 100% | 100% | 100% | 100% | 100% | 100% | 100% | 100% | 100% | 100% | 100% | 100% | 100% | 100% | 100% | 100% | 100% | 100% | 100% | 100%
Central and North QLD (CNQ) | 17.53% | 17.44% | 17.57% | 17.59% | 17.62% | 17.82% | 18.37% | 18.78% | 18.98% | 19.17% | 19.19% | 19.45% | 19.81% | 20.03% | 20.19% | 20.32% | 20.35% | 20.35% | 20.35% | 20.35% | 20.35% | 20.35% | 20.35% | 20.35% | 20.35% | 20.35% | 20.35% | 20.35% | 20.35% | 20.35% | 20.35%
Gladstone Grid (GG) | 0.7891% | 0.865% | 0.8782% | 0.8873% | 0.896% | 0.8896% | 0.8793% | 0.8774% | 0.88% | 0.8814% | 0.8805% | 0.8681% | 0.8472% | 0.8353% | 0.8273% | 0.8208% | 0.8196% | 0.8196% | 0.8196% | 0.8196% | 0.8196% | 0.8196% | 0.8196% | 0.8196% | 0.8196% | 0.8196% | 0.8196% | 0.8196% | 0.8196% | 0.8196% | 0.8196%
Southern QLD (SQ) | 81.68% | 81.69% | 81.55% | 81.53% | 81.48% | 81.29% | 80.75% | 80.34% | 80.14% | 79.95% | 79.93% | 79.69% | 79.35% | 79.14% | 78.99% | 78.85% | 78.83% | 78.83% | 78.83% | 78.83% | 78.83% | 78.83% | 78.83% | 78.83% | 78.83% | 78.83% | 78.83% | 78.83% | 78.83% | 78.83% | 78.83%
SA | 100% | 100% | 100% | 100% | 100% | 100% | 100% | 100% | 100% | 100% | 100% | 100% | 100% | 100% | 100% | 100% | 100% | 100% | 100% | 100% | 100% | 100% | 100% | 100% | 100% | 100% | 100% | 100% | 100% | 100% | 100%
TAS | 100% | 100% | 100% | 100% | 100% | 100% | 100% | 100% | 100% | 100% | 100% | 100% | 100% | 100% | 100% | 100% | 100% | 100% | 100% | 100% | 100% | 100% | 100% | 100% | 100% | 100% | 100% | 100% | 100% | 100% | 100%
VIC | 100% | 100% | 100% | 100% | 100% | 100% | 100% | 100% | 100% | 100% | 100% | 100% | 100% | 100% | 100% | 100% | 100% | 100% | 100% | 100% | 100% | 100% | 100% | 100% | 100% | 100% | 100% | 100% | 100% | 100% | 100%
Progressive Change
| 2021-22 | 2022-23 | 2023-24 | 2024-25 | 2025-26 | 2026-27 | 2027-28 | 2028-29 | 2029-30 | 2030-31 | 2031-32 | 2032-33 | 2033-34 | 2034-35 | 2035-36 | 2036-37 | 2037-38 | 2038-39 | 2039-40 | 2040-41 | 2041-42 | 2042-43 | 2043-44 | 2044-45 | 2045-46 | 2046-47 | 2047-48 | 2048-49 | 2049-50 | 2050-51 | 2051-52
NSW | 100% | 100% | 100% | 100% | 100% | 100% | 100% | 100% | 100% | 100% | 100% | 100% | 100% | 100% | 100% | 100% | 100% | 100% | 100% | 100% | 100% | 100% | 100% | 100% | 100% | 100% | 100% | 100% | 100% | 100% | 100%
Northern NSW (NNSW) | 23.59% | 22.06% | 21.58% | 21.5% | 20.96% | 20.27% | 19.7% | 19.53% | 19.23% | 18.89% | 18.31% | 18.01% | 18.19% | 18.15% | 18.18% | 18.22% | 18.22% | 18.22% | 18.22% | 18.22% | 18.22% | 18.22% | 18.22% | 18.22% | 18.22% | 18.22% | 18.22% | 18.22% | 18.22% | 18.22% | 18.22%
Central NSW (CNSW) | 12.98% | 12.6% | 12.49% | 12.66% | 12.72% | 12.6% | 12.41% | 12.39% | 12.34% | 12.28% | 12.28% | 12.24% | 12.27% | 12.35% | 12.39% | 12.41% | 12.41% | 12.41% | 12.41% | 12.41% | 12.41% | 12.41% | 12.41% | 12.41% | 12.41% | 12.41% | 12.41% | 12.41% | 12.41% | 12.41% | 12.41%
South NSW (SNSW) | 24.3% | 25.13% | 24.71% | 23.37% | 22.64% | 22.16% | 21.85% | 21.68% | 21.48% | 21.37% | 21.06% | 21% | 21.15% | 21.15% | 21.16% | 21.21% | 21.23% | 21.23% | 21.23% | 21.23% | 21.23% | 21.23% | 21.23% | 21.23% | 21.23% | 21.23% | 21.23% | 21.23% | 21.23% | 21.23% | 21.23%
Sydney, Newcastle and Wooloongong (SNW) | 39.14% | 40.21% | 41.22% | 42.47% | 43.68% | 44.96% | 46.04% | 46.4% | 46.96% | 47.46% | 48.35% | 48.75% | 48.39% | 48.34% | 48.27% | 48.16% | 48.13% | 48.13% | 48.13% | 48.13% | 48.13% | 48.13% | 48.13% | 48.13% | 48.13% | 48.13% | 48.13% | 48.13% | 48.13% | 48.13% | 48.13%
QLD | 100% | 100% | 100% | 100% | 100% | 100% | 100% | 100% | 100% | 100% | 100% | 100% | 100% | 100% | 100% | 100% | 100% | 100% | 100% | 100% | 100% | 100% | 100% | 100% | 100% | 100% | 100% | 100% | 100% | 100% | 100%
Central and North QLD (CNQ) | 17.53% | 17.44% | 17.57% | 17.59% | 17.62% | 17.82% | 18.37% | 18.78% | 18.98% | 19.17% | 19.19% | 19.45% | 19.81% | 20.03% | 20.19% | 20.32% | 20.35% | 20.35% | 20.35% | 20.35% | 20.35% | 20.35% | 20.35% | 20.35% | 20.35% | 20.35% | 20.35% | 20.35% | 20.35% | 20.35% | 20.35%
Gladstone Grid (GG) | 0.7891% | 0.865% | 0.8782% | 0.8873% | 0.896% | 0.8896% | 0.8793% | 0.8774% | 0.88% | 0.8814% | 0.8805% | 0.8681% | 0.8472% | 0.8353% | 0.8273% | 0.8208% | 0.8196% | 0.8196% | 0.8196% | 0.8196% | 0.8196% | 0.8196% | 0.8196% | 0.8196% | 0.8196% | 0.8196% | 0.8196% | 0.8196% | 0.8196% | 0.8196% | 0.8196%
Southern QLD (SQ) | 81.68% | 81.69% | 81.55% | 81.53% | 81.48% | 81.29% | 80.75% | 80.34% | 80.14% | 79.95% | 79.93% | 79.69% | 79.35% | 79.14% | 78.99% | 78.85% | 78.83% | 78.83% | 78.83% | 78.83% | 78.83% | 78.83% | 78.83% | 78.83% | 78.83% | 78.83% | 78.83% | 78.83% | 78.83% | 78.83% | 78.83%
SA | 100% | 100% | 100% | 100% | 100% | 100% | 100% | 100% | 100% | 100% | 100% | 100% | 100% | 100% | 100% | 100% | 100% | 100% | 100% | 100% | 100% | 100% | 100% | 100% | 100% | 100% | 100% | 100% | 100% | 100% | 100%
TAS | 100% | 100% | 100% | 100% | 100% | 100% | 100% | 100% | 100% | 100% | 100% | 100% | 100% | 100% | 100% | 100% | 100% | 100% | 100% | 100% | 100% | 100% | 100% | 100% | 100% | 100% | 100% | 100% | 100% | 100% | 100%
VIC | 100% | 100% | 100% | 100% | 100% | 100% | 100% | 100% | 100% | 100% | 100% | 100% | 100% | 100% | 100% | 100% | 100% | 100% | 100% | 100% | 100% | 100% | 100% | 100% | 100% | 100% | 100% | 100% | 100% | 100% | 100%
Step Change
| 2021-22 | 2022-23 | 2023-24 | 2024-25 | 2025-26 | 2026-27 | 2027-28 | 2028-29 | 2029-30 | 2030-31 | 2031-32 | 2032-33 | 2033-34 | 2034-35 | 2035-36 | 2036-37 | 2037-38 | 2038-39 | 2039-40 | 2040-41 | 2041-42 | 2042-43 | 2043-44 | 2044-45 | 2045-46 | 2046-47 | 2047-48 | 2048-49 | 2049-50 | 2050-51 | 2051-52
NSW | 100% | 100% | 100% | 100% | 100% | 100% | 100% | 100% | 100% | 100% | 100% | 100% | 100% | 100% | 100% | 100% | 100% | 100% | 100% | 100% | 100% | 100% | 100% | 100% | 100% | 100% | 100% | 100% | 100% | 100% | 100%
Northern NSW (NNSW) | 24.45% | 23.94% | 23.32% | 22.99% | 22.48% | 21.41% | 20.07% | 19.16% | 18.64% | 18.28% | 17.99% | 17.7% | 17.4% | 17.1% | 16.97% | 16.94% | 16.94% | 16.94% | 16.94% | 16.94% | 16.94% | 16.94% | 16.94% | 16.94% | 16.94% | 16.94% | 16.94% | 16.94% | 16.94% | 16.94% | 16.94%
Central NSW (CNSW) | 13.07% | 13.04% | 13.01% | 12.93% | 12.92% | 12.98% | 12.85% | 12.56% | 12.33% | 12.23% | 12.08% | 11.9% | 11.74% | 11.6% | 11.53% | 11.52% | 11.52% | 11.52% | 11.52% | 11.52% | 11.52% | 11.52% | 11.52% | 11.52% | 11.52% | 11.52% | 11.52% | 11.52% | 11.52% | 11.52% | 11.52%
South NSW (SNSW) | 24.49% | 24.29% | 24.1% | 24.02% | 23.86% | 23.33% | 22.43% | 21.64% | 21.27% | 21.05% | 20.72% | 20.37% | 19.99% | 19.63% | 19.44% | 19.38% | 19.38% | 19.38% | 19.38% | 19.38% | 19.38% | 19.38% | 19.38% | 19.38% | 19.38% | 19.38% | 19.38% | 19.38% | 19.38% | 19.38% | 19.38%
Sydney, Newcastle and Wooloongong (SNW) | 37.98% | 38.73% | 39.58% | 40.05% | 40.74% | 42.29% | 44.66% | 46.64% | 47.76% | 48.44% | 49.2% | 50.02% | 50.87% | 51.67% | 52.06% | 52.16% | 52.17% | 52.17% | 52.17% | 52.17% | 52.17% | 52.17% | 52.17% | 52.17% | 52.17% | 52.17% | 52.17% | 52.17% | 52.17% | 52.17% | 52.17%
QLD | 100% | 100% | 100% | 100% | 100% | 100% | 100% | 100% | 100% | 100% | 100% | 100% | 100% | 100% | 100% | 100% | 100% | 100% | 100% | 100% | 100% | 100% | 100% | 100% | 100% | 100% | 100% | 100% | 100% | 100% | 100%
Central and North QLD (CNQ) | 18.1% | 18.03% | 18.2% | 18.28% | 18.37% | 18.61% | 18.91% | 19.36% | 19.83% | 20.07% | 20.4% | 20.55% | 20.48% | 20.48% | 20.4% | 20.36% | 20.36% | 20.36% | 20.36% | 20.36% | 20.36% | 20.36% | 20.36% | 20.36% | 20.36% | 20.36% | 20.36% | 20.36% | 20.36% | 20.36% | 20.36%
Gladstone Grid (GG) | 0.6643% | 0.7281% | 0.745% | 0.7546% | 0.7594% | 0.7791% | 0.8085% | 0.8574% | 0.8724% | 0.8503% | 0.83% | 0.8264% | 0.8522% | 0.8614% | 0.8575% | 0.8553% | 0.8553% | 0.8553% | 0.8553% | 0.8553% | 0.8553% | 0.8553% | 0.8553% | 0.8553% | 0.8553% | 0.8553% | 0.8553% | 0.8553% | 0.8553% | 0.8553% | 0.8553%
Southern QLD (SQ) | 81.24% | 81.24% | 81.05% | 80.97% | 80.87% | 80.61% | 80.28% | 79.79% | 79.3% | 79.08% | 78.77% | 78.62% | 78.67% | 78.66% | 78.75% | 78.79% | 78.78% | 78.78% | 78.78% | 78.78% | 78.78% | 78.78% | 78.78% | 78.78% | 78.78% | 78.78% | 78.78% | 78.78% | 78.78% | 78.78% | 78.78%
SA | 100% | 100% | 100% | 100% | 100% | 100% | 100% | 100% | 100% | 100% | 100% | 100% | 100% | 100% | 100% | 100% | 100% | 100% | 100% | 100% | 100% | 100% | 100% | 100% | 100% | 100% | 100% | 100% | 100% | 100% | 100%
TAS | 100% | 100% | 100% | 100% | 100% | 100% | 100% | 100% | 100% | 100% | 100% | 100% | 100% | 100% | 100% | 100% | 100% | 100% | 100% | 100% | 100% | 100% | 100% | 100% | 100% | 100% | 100% | 100% | 100% | 100% | 100%
VIC | 100% | 100% | 100% | 100% | 100% | 100% | 100% | 100% | 100% | 100% | 100% | 100% | 100% | 100% | 100% | 100% | 100% | 100% | 100% | 100% | 100% | 100% | 100% | 100% | 100% | 100% | 100% | 100% | 100% | 100% | 100%
Hydrogen Superpower
| 2021-22 | 2022-23 | 2023-24 | 2024-25 | 2025-26 | 2026-27 | 2027-28 | 2028-29 | 2029-30 | 2030-31 | 2031-32 | 2032-33 | 2033-34 | 2034-35 | 2035-36 | 2036-37 | 2037-38 | 2038-39 | 2039-40 | 2040-41 | 2041-42 | 2042-43 | 2043-44 | 2044-45 | 2045-46 | 2046-47 | 2047-48 | 2048-49 | 2049-50 | 2050-51 | 2051-52
NSW | 100% | 100% | 100% | 100% | 100% | 100% | 100% | 100% | 100% | 100% | 100% | 100% | 100% | 100% | 100% | 100% | 100% | 100% | 100% | 100% | 100% | 100% | 100% | 100% | 100% | 100% | 100% | 100% | 100% | 100% | 100%
Northern NSW (NNSW) | 24.14% | 22.64% | 20.73% | 19.79% | 19.08% | 18.58% | 18.27% | 18.05% | 17.77% | 17.36% | 16.91% | 16.59% | 16.44% | 16.39% | 16.36% | 16.35% | 16.35% | 16.35% | 16.35% | 16.35% | 16.35% | 16.35% | 16.35% | 16.35% | 16.35% | 16.35% | 16.35% | 16.35% | 16.35% | 16.35% | 16.35%
Central NSW (CNSW) | 13.02% | 12.93% | 12.56% | 12.15% | 11.93% | 11.82% | 11.77% | 11.73% | 11.62% | 11.44% | 11.22% | 11.07% | 11.01% | 10.98% | 10.97% | 10.97% | 10.97% | 10.97% | 10.97% | 10.97% | 10.97% | 10.97% | 10.97% | 10.97% | 10.97% | 10.97% | 10.97% | 10.97% | 10.97% | 10.97% | 10.97%
South NSW (SNSW) | 24.4% | 23.09% | 21.74% | 20.95% | 20.46% | 20.16% | 20.03% | 19.92% | 19.72% | 19.34% | 18.86% | 18.51% | 18.32% | 18.21% | 18.13% | 18.08% | 18.07% | 18.07% | 18.07% | 18.07% | 18.07% | 18.07% | 18.07% | 18.07% | 18.07% | 18.07% | 18.07% | 18.07% | 18.07% | 18.07% | 18.07%
Sydney, Newcastle and Wooloongong (SNW) | 38.44% | 41.34% | 44.97% | 47.12% | 48.52% | 49.44% | 49.93% | 50.31% | 50.89% | 51.86% | 53.01% | 53.83% | 54.23% | 54.41% | 54.53% | 54.6% | 54.61% | 54.61% | 54.61% | 54.61% | 54.61% | 54.61% | 54.61% | 54.61% | 54.61% | 54.61% | 54.61% | 54.61% | 54.61% | 54.61% | 54.61%
QLD | 100% | 100% | 100% | 100% | 100% | 100% | 100% | 100% | 100% | 100% | 100% | 100% | 100% | 100% | 100% | 100% | 100% | 100% | 100% | 100% | 100% | 100% | 100% | 100% | 100% | 100% | 100% | 100% | 100% | 100% | 100%
Central and North QLD (CNQ) | 17.84% | 17.21% | 17.2% | 17.55% | 17.88% | 18.29% | 18.69% | 19.06% | 19.4% | 19.71% | 19.97% | 20.15% | 20.22% | 20.2% | 20.19% | 20.2% | 20.2% | 20.2% | 20.2% | 20.2% | 20.2% | 20.2% | 20.2% | 20.2% | 20.2% | 20.2% | 20.2% | 20.2% | 20.2% | 20.2% | 20.2%
Gladstone Grid (GG) | 0.7268% | 0.9396% | 1.081% | 1.122% | 1.106% | 1.055% | 1.002% | 0.9742% | 0.9661% | 0.9665% | 0.952% | 0.9203% | 0.8987% | 0.8917% | 0.8918% | 0.8922% | 0.8922% | 0.8922% | 0.8922% | 0.8922% | 0.8922% | 0.8922% | 0.8922% | 0.8922% | 0.8922% | 0.8922% | 0.8922% | 0.8922% | 0.8922% | 0.8922% | 0.8922%
Southern QLD (SQ) | 81.43% | 81.85% | 81.72% | 81.33% | 81.02% | 80.65% | 80.31% | 79.97% | 79.63% | 79.32% | 79.08% | 78.93% | 78.88% | 78.91% | 78.92% | 78.91% | 78.91% | 78.91% | 78.91% | 78.91% | 78.91% | 78.91% | 78.91% | 78.91% | 78.91% | 78.91% | 78.91% | 78.91% | 78.91% | 78.91% | 78.91%
SA | 100% | 100% | 100% | 100% | 100% | 100% | 100% | 100% | 100% | 100% | 100% | 100% | 100% | 100% | 100% | 100% | 100% | 100% | 100% | 100% | 100% | 100% | 100% | 100% | 100% | 100% | 100% | 100% | 100% | 100% | 100%
TAS | 100% | 100% | 100% | 100% | 100% | 100% | 100% | 100% | 100% | 100% | 100% | 100% | 100% | 100% | 100% | 100% | 100% | 100% | 100% | 100% | 100% | 100% | 100% | 100% | 100% | 100% | 100% | 100% | 100% | 100% | 100%
VIC | 100% | 100% | 100% | 100% | 100% | 100% | 100% | 100% | 100% | 100% | 100% | 100% | 100% | 100% | 100% | 100% | 100% | 100% | 100% | 100% | 100% | 100% | 100% | 100% | 100% | 100% | 100% | 100% | 100% | 100% | 100%
Strong Electrification
| 2021-22 | 2022-23 | 2023-24 | 2024-25 | 2025-26 | 2026-27 | 2027-28 | 2028-29 | 2029-30 | 2030-31 | 2031-32 | 2032-33 | 2033-34 | 2034-35 | 2035-36 | 2036-37 | 2037-38 | 2038-39 | 2039-40 | 2040-41 | 2041-42 | 2042-43 | 2043-44 | 2044-45 | 2045-46 | 2046-47 | 2047-48 | 2048-49 | 2049-50 | 2050-51 | 2051-52
NSW | 100% | 100% | 100% | 100% | 100% | 100% | 100% | 100% | 100% | 100% | 100% | 100% | 100% | 100% | 100% | 100% | 100% | 100% | 100% | 100% | 100% | 100% | 100% | 100% | 100% | 100% | 100% | 100% | 100% | 100% | 100%
Northern NSW (NNSW) | 23.63% | 21.89% | 20.38% | 19.48% | 18.75% | 18.3% | 18.01% | 17.83% | 17.58% | 17.19% | 16.77% | 16.49% | 16.35% | 16.28% | 16.25% | 16.24% | 16.24% | 16.24% | 16.24% | 16.24% | 16.24% | 16.24% | 16.24% | 16.24% | 16.24% | 16.24% | 16.24% | 16.24% | 16.24% | 16.24% | 16.24%
Central NSW (CNSW) | 12.91% | 12.71% | 12.37% | 12.07% | 11.87% | 11.79% | 11.77% | 11.73% | 11.61% | 11.42% | 11.23% | 11.1% | 11.04% | 11.01% | 11% | 11% | 11% | 11% | 11% | 11% | 11% | 11% | 11% | 11% | 11% | 11% | 11% | 11% | 11% | 11% | 11%
South NSW (SNSW) | 24.08% | 22.71% | 21.55% | 20.88% | 20.41% | 20.18% | 20.08% | 20.01% | 19.82% | 19.44% | 18.99% | 18.69% | 18.53% | 18.43% | 18.36% | 18.32% | 18.31% | 18.31% | 18.31% | 18.31% | 18.31% | 18.31% | 18.31% | 18.31% | 18.31% | 18.31% | 18.31% | 18.31% | 18.31% | 18.31% | 18.31%
Sydney, Newcastle and Wooloongong (SNW) | 39.38% | 42.7% | 45.7% | 47.58% | 48.96% | 49.73% | 50.14% | 50.43% | 50.99% | 51.95% | 53.01% | 53.72% | 54.09% | 54.27% | 54.39% | 54.45% | 54.45% | 54.45% | 54.45% | 54.45% | 54.45% | 54.45% | 54.45% | 54.45% | 54.45% | 54.45% | 54.45% | 54.45% | 54.45% | 54.45% | 54.45%
QLD | 100% | 100% | 100% | 100% | 100% | 100% | 100% | 100% | 100% | 100% | 100% | 100% | 100% | 100% | 100% | 100% | 100% | 100% | 100% | 100% | 100% | 100% | 100% | 100% | 100% | 100% | 100% | 100% | 100% | 100% | 100%
Central and North QLD (CNQ) | 17.97% | 17.85% | 18.25% | 18.71% | 18.99% | 19.23% | 19.6% | 19.93% | 20.17% | 20.27% | 20.29% | 20.34% | 20.41% | 20.46% | 20.49% | 20.5% | 20.5% | 20.5% | 20.5% | 20.5% | 20.5% | 20.5% | 20.5% | 20.5% | 20.5% | 20.5% | 20.5% | 20.5% | 20.5% | 20.5% | 20.5%
Gladstone Grid (GG) | 0.7227% | 0.8593% | 0.9028% | 0.9226% | 0.9257% | 0.8981% | 0.8712% | 0.849% | 0.843% | 0.8575% | 0.8661% | 0.8559% | 0.8462% | 0.8411% | 0.8404% | 0.841% | 0.8409% | 0.8409% | 0.8409% | 0.8409% | 0.8409% | 0.8409% | 0.8409% | 0.8409% | 0.8409% | 0.8409% | 0.8409% | 0.8409% | 0.8409% | 0.8409% | 0.8409%
Southern QLD (SQ) | 81.31% | 81.29% | 80.85% | 80.37% | 80.08% | 79.87% | 79.53% | 79.22% | 78.99% | 78.88% | 78.84% | 78.8% | 78.74% | 78.7% | 78.67% | 78.66% | 78.66% | 78.66% | 78.66% | 78.66% | 78.66% | 78.66% | 78.66% | 78.66% | 78.66% | 78.66% | 78.66% | 78.66% | 78.66% | 78.66% | 78.66%
SA | 100% | 100% | 100% | 100% | 100% | 100% | 100% | 100% | 100% | 100% | 100% | 100% | 100% | 100% | 100% | 100% | 100% | 100% | 100% | 100% | 100% | 100% | 100% | 100% | 100% | 100% | 100% | 100% | 100% | 100% | 100%
TAS | 100% | 100% | 100% | 100% | 100% | 100% | 100% | 100% | 100% | 100% | 100% | 100% | 100% | 100% | 100% | 100% | 100% | 100% | 100% | 100% | 100% | 100% | 100% | 100% | 100% | 100% | 100% | 100% | 100% | 100% | 100%
VIC | 100% | 100% | 100% | 100% | 100% | 100% | 100% | 100% | 100% | 100% | 100% | 100% | 100% | 100% | 100% | 100% | 100% | 100% | 100% | 100% | 100% | 100% | 100% | 100% | 100% | 100% | 100% | 100% | 100% | 100% | 100%

## Network representation
Go to Assumptions Summary
Sub-regional Topology representation in the Capacity Outlook market model |  |  | Sub-regional representation
Flow path definition | Definition of interconnector or Flow path boundaries
CNQ – GG | Bouldercombe – Calliope River 275 kV (1 circuit) Raglan – Larcom Creek 275 kV (1 circuit) Calvale – Wurdong 275 kV (1 circuit) Gin Gin – Calliope River (2 circuits) Teebar Creek – Wurdong (1 circuit) Callide A – Gladstone South 132 kV ( 2 circuits)
CNQ – SQ | Woolooga – Teebar Creek 275 kV (1 circuit) Woolooga – Gin Gin 275 kV (2 circuits) Halys – Calvale 275 kV (2 circuits)
NNSW – SQ (Queensland – New South Wales interconnector, or QNI ) | Dumaresq – Bulli Creek 330 kV (2 circuits)
NNSW – SQ (Terranora) | Terranora – Mudgeeraba 110 kV (2 circuits)
CNSW – NNSW | Muswellbrook – Tamworth 330 kV (1 circuit) Liddell – Tamworth 330 kV (1 circuit) Haws Nest – Taree 132 kV line (1 circuit) Stroud – Brandy Hill 132 kV line (1 circuit)
SNSW – CNSW | Crookwell – Bannaby 330 kV (1 circuit) Yass – Marulan 330 kV (2 circuits) Capital – Kangaroo Valley 330 kV (1 circuit) Yass – Cowra 132 kV (2 circuits)
CNSW – SNW | Wallerawang – Ingleburn 330 kV (1 circuit) Wallerawang – Sydney South 330 kV (1 circuit) Bayswater – Sydney West ­330 kV (1 circuit) Bayswater – Regentville 330 kV (1 circuit) Liddell – Newcastle 330 kV (1 circuit) Liddell – Tomago 330 kV (1 circuit) Bannaby – Sydney West 330 kV (1 circuit) Marulan – Avon 330 kV (1 circuit) Marulan – Dapto 330 kV (1 circuit) Kangaroo Valley – Dapto 330 kV (1 circuit) Stroud – Brandy Hill 132 kV (1 circuit) Stroud – Tomago 132 kV (1 circuit) Hawks Nest tee – Tomago 132 kV (1 circuit)
VIC – SNSW | Murray – Upper Tumut 330 kV (1 circuit) Murray – Lower Tumut 330 kV (1 circuit) Wodonga – Jindera 330 kV (1 circuit) Red Cliffs – Buronga 220 kV line (circuit) 132 kV bus tie at Guthega (1 circuit which is normally open)
SNSW – SA | Robertstown – Buronga 330 kV (2 circuits)
VIC – SA (Heywood) | Heywood – South East 275 kV (2 circuits)
VIC – SA (Murraylink) | Red Cliffs – Monash HVDC cable
VIC-TAS | George Town – Loy Yang HVDC cable
Sub-regional Reference Nodes
NEM Region | ISP Sub-region | Sub-region Reference Node
Queensland | Central and North Queensland (CNQ) | Ross 275 kV
| Gladstone Grid (GG) | Calliope River 275 kV
| South Queensland (SQ) | South Pine 275 kV
New South Wales | Northern New South Wales (NNSW) | Armidale 330 kV
| Central New South Wales (CNSW) | Wellington 330 kV
| South NSW (SNSW) | Canberra 330 kV
| Sydney, New Castle, Wollongong (SNW) | Sydney West 330 kV
Victoria | Victoria (VIC) | Thomastown 66 kV
South Australia | South Australia (SA) | Torrens Island 66 kV
Tasmania | Tasmania (TAS) | Georgetown 220 kV
Note: The Capacity Outlook Model represents flow path transfer limits (between sub regions) as the transfer between reference nodes
Regional topology representation
The time-sequential model uses detailed transmission constraint equations to represent the capability of the network to flow (intra- and inter-regionally)
Interconnector | Definition of interconnector in NEM operations | Interconnector representation in PLEXOS Capacity outlook model
Queensland-New South Wales (QNI) | Two 330 kV lines between Bulli Creek in Queensland and Dumaresq in New South Wales. | South Pine in Queensland and Sydney West in New South Wales
Queensland-New South Wales (Terranora) | Two 110 kV lines between Mudgeeraba in Queensland and Terranora in New South Wales. | South Pine in Queensland and Sydney West in New South Wales
Victoria-New South Wales (VNI) | The 330 kV line between Murray and Upper Tumut. The 330 kV line between Murray and Lower Tumut. The 330 kV line between Jindera and Wodonga. The 220 kV line between Buronga and Red Cliffs. The 132 kV bus tie at Guthega (which is normally open). | Thomastown in Victoria and Sydney West in New South Wales.
Victoria to South Australia (Heywood) | Two 275 kV lines between Heywood in Victoria and South East in South Australia. | Thomastown in Victoria and Torrens Island in South Australia.
Victoria to South Australia (Murraylink) | HVDC cable between Red Cliffs in Victoria and Monash in South Australia. | Thomastown in Victoria and Torrens Island in South Australia.
Victoria-Tasmania (Basslink) | HVDC cable between Loy Yang in Victoria and George Town in Tasmania. | Thomastown in Victoria and Georgetown in Tasmania.
Regional Reference Nodes
NEM Region | ISP Sub-region | Regional Reference Node
Queensland | South Queensland (SQ) | South Pine 275 kV
New South Walks | Sydney, New Castle, Wollongong (SNW) | Sydney West 330 kV
Victoria | Victoria (VIC) | Thomastown 66 kV
South Australia | South Australia (SA) | Torrens Island 66 kV
Tasmania | Tasmania (TAS) | Georgetown 220 kV
Note: The Capacity Outlook Model represents Flow path transfer limits as the transfer between reference nodes
Load and generation representation within the sub-regional model
NEM Region / Sub-region | Reference Node | Load and generation representation
Gladstone grid (GG) | Calliope River 275 kV | All load and generation at Calliope River, Boyne Island, Larcom Creek, Raglan, Wurdong, Gin Gin and Teebar Creek substations.
Central/North Queensland (CNQ) | Ross 275 kV | All load and generation including and north of Calvale, Calliope River and Wurdong substations, except load and generation in GG Sub-region
South Queensland (SQ) | South Pine 275 kV | All Queensland load and generation except load and generation in CNQ Sub-region.
Northern New South Wales (NNSW) | Armidale 330 kV | Within NSW, all load and generation including and north of Tamworth substation.
Central New South Wales (CNSW) | Wellington 330 kV | Within NSW, all load and generation including and west of Wallerawang and Wollar substations.
Load and generation at Bayswater, Liddell and Muswellbrook substations.
Load and generation at Bannaby, Avon and Dapto substations.
South NSW (SNSW) | Canberra 330 kV | Within NSW, all load and generation including and south of Gullen Range, Marulan and Kangaroo Valley substations.
All load and generation in South West NSW.
Sydney, Newcastle and Wollongong (SNW) | Sydney West 330 kV | All NSW region load and generation except CNSW and SNSW Sub-region load and generation.
Victoria (VIC) | Thomastown 66 kV | All load and generation within Victoria
South Australia (SA) | Torrens Island 66 kV | All load and generation within South Australia
Tasmania (TAS) | Georgetown 220 kV | All load and generation within Tasmania

## Proportioning factors
Go to Assumptions Summary
Proportioning Factors for Inter-Regional Losses
Losses due to interconnector flow are assigned asymmetrically to regions either side of the interconnector1
Existing Flow Paths
This table describes the loss equations and proportioning factors for the existing flow paths. These have been calcualted according to section 2.3.6 of the ISP Methodology
Flow Path | Interconnector Name | Interconnector | From region | Loss Equation | MLF Equation | From region loss proportion | To region loss proportion
NNSW – SQ (“QNI”) | Queensland - New South Wales (QNI) | NSW1-QLD1 | NSW1 | = (-0.0783 + 1.7446e-05*Qd + -7.6790e-07*Nd)*NQt + 9.4882e-05*NQt^2 | = 0.9217 + 1.8976e-04*NQt + 1.7446e-05*Qd + -7.6790e-07*Nd | 0.5275 | 0.4725
NNSW – SQ (“Terranora”) | Queensland - New South Wales (Terranora) | N-Q-MNSP1 | NSW1 | = 0.0518*Flow + 0.0015377*(Flow)^2 | = 1.0518 + 3.0754E-03*Flow | 0.5297 | 0.4703
VIC – SNSW | Victoria - New South Wales (VNI) | VIC1-NSW1 | VIC1 | = (0.0629 + -8.7387e-06Vd + 4.9559e-06*Nd + -4.9680e-05*Sd)*VNt + 9.0971e-05*VNt^2 | = 1.0629 + 1.8194e-04*VNt + -8.7387e-06*Vd + 4.9559e-06*Nd + -4.9680e-05*Sd | 0.3438 | 0.6562
TAS – VIC | Tasmania - Victoria (Basslink) | T-V-MNSP1 | TAS1 | = (-3.92E-03) * Flow + (1.0393E-04) * (Flow)^2 + 4 | = 0.9803 (Forward), 1.0 (Reverse) | 0.5 | 0.5
VIC – SA ("Heywood") | Victoria - South Australia (Heywood) | V-SA | VIC1 | = (0.0121 - 4.5341E-07*Vd - 6.1623E-06*Sd)*VSAt + 1.7755E-04*(VSAt)^2 | = 1.0121 + 3.5511E-04*VSAt - 4.5341E-07*Vd - 6.1623E-06*Sd | 0.6571 | 0.3429
VIC – SA ("Murraylink") | Victoria - South Australia (Murraylink) | V-S-MNSP1 | VIC1 | = -0.0495*Flow + 0.0007084 * (Flow)^2 | = 0.9505+ 1.4168E-03*Flow | 0.7231 | 0.2769
CNQ ­– GG | - | - | These flow paths do not cross regional boundaries and have been assigned no loss equation and no loss factors.
SQ – CNQ | - | -
CNSW – NNSW | - | -
CNSW ­– SNW | - | -
SNSW – CNSW | - | -
1. For derivation of loss factors for existing interconnectors, see Regional Boundaries and Marginal Loss Factors for the 2020-21 Financial Year at https://aemo.com.au/-/media/files/electricity/nem/security_and_reliability/loss_factors_and_regional_boundaries/2020-21/marginal-loss-factors-for-the-2020-21-financial-year.pdf.
The following notation is used in equations: Qd = Queensland demand Vd = Victorian demand Nd = New South Wales demand Sd = South Australia demand NQt = transfer from New South Wales to Queensland VNt = transfer from Victoria to New South Wales VSAt = transfer from Victoria to South Australia
Anticipated Projects
This table describes the loss equations and proportioning factors that are applied to the flow paths following the completetion of an anticipated project. These have been calculated according to section 2.3.6 of the ISP Methodology.
Flow Path | Interconnector Name | Interconnector | From region | Loss Equation | MLF Equation | From region loss proportion | To region loss proportion
QNI Minor | Queensland - New South Wales (QNI) | NSW1-QLD1 | NSW1 | = (-0.0783 + 1.7446e-05*Qd + -7.6790e-07*Nd)*NQt + 9.4882e-05*NQt^2 | = 0.9217 + 1.8976e-04*NQt + 1.7446e-05*Qd + -7.6790e-07*Nd | 0.5275 | 0.4725
VNI Minor | Victoria - New South Wales (VNI) | VIC1-NSW1 | VIC1 | = (0.0617 + -8.5786e-06*Vd + 4.8651e-06*Nd + -4.8770e-05*Sd)*VNt + 8.9304e-05*VNt^2 | = 1.0617 + 1.7861e-04*VNt + -8.5786e-06*Vd + 4.8651e-06*Nd + -4.8770e-05*Sd | 0.3436 | 0.6564
Western Victoria Transmission Network Project | Victoria - New South Wales (VNI) | VIC1-NSW1 | VIC1 | = (0.0592 + -8.2284e-06*Vd + 4.6665e-06*Nd + -4.6779e-05*Sd)*VNt + 8.5659e-05*VNt^2 | = 1.0592 + 1.7132e-04*VNt + -8.2284e-06*Vd + 4.6665e-06*Nd + -4.6779e-05*Sd | 0.3413 | 0.6587
Project EnergyConnect (Note 1) | Victoria - New South Wales (VNI) | VIC1-NSW1 | VIC1 | = (0.0603 + -8.3781e-06*Vd + 4.7514e-06*Nd + -4.7630e-05*Sd)*VNt + 8.7218e-05*VNt^2 | = 1.0603 + 1.7444e-04*VNt + -8.3781e-06*Vd + 4.7514e-06*Nd + -4.7630e-05*Sd | 0.3402 | 0.6598
Project EnergyConnect (Note 1) | Victoria - South Australia (Heywood) | V-SA | VIC1 | = (0.0067 + -2.5026e-07*Vd + -3.4013e-06*Sd)*SVAt + 9.8001e-05*SVAt^2 | = 1.0067 + 1.9600e-04*SVAt + -2.5026e-07*Vd + -3.4013e-06*Sd | 0.8391 | 0.1609
Project EnergyConnect (Note 2) | Project EnergyConnect | SA-NSW | SA1 | =(-0.1078 - 8.825e-07*Nd + 2.192e-06*Vd + 3.254e-05*Sd) * SNt + 1.277e-04*SNt^2 | = 0.8922 - 8.825e-07*Nd + 2.192e-06*Vd + 3.254e-05*Sd + 2.55e-04*SNt | 0.46 | 0.54
Notes:
1) These equations apply if Project EnergyConnect is modelled as an expanded VIC-SA interconnector, with a boundary shift at Buronga.
2) This equation applies if Project EnergyConnect is modelled as a SA-NSW interconnector. AEMO intends to model Project EnergyConnect in this way for the capacity outlook model. The additional term (SNt) refers to transfer from South Australia to New South Wales.
Development Options
This table describes the loss equations and proportioning factors that are applied to the flow paths for the various candidate development options. These have been calculated according to section 2.3.6 of the ISP Methodology
Development Option | Included Option | Interconnector | From region | Loss Equation | MLF Equation | From region loss proportion | To region loss proportion
NNSW-SQ Option 1 | CNSW-NNSW Option 2 | NSW1-QLD1 | NSW1 | = (-0.0504 + 1.1232e-05*Qd + -4.9437e-07*Nd)*NQt + 6.1085e-05*NQt^2 | = 0.9496 + 1.2217e-04*NQt + 1.1232e-05*Qd + -4.9437e-07*Nd | 0.5178 | 0.4822
| CNSW-NNSW Option 5 | NSW1-QLD1 | NSW1 | = (-0.0452 + 1.0081e-05*Qd + -4.4372e-07*Nd)*NQt + 5.4826e-05*NQt^2 | = 0.9548 + 1.0965e-04*NQt + 1.0081e-05*Qd + -4.4372e-07*Nd | 0.5358 | 0.4642
| CNSW-NNSW Option 6 | NSW1-QLD1 | NSW1 | = (-0.0442 + 9.8435e-06*Qd + -4.3327e-07*Nd)*NQt + 5.3535e-05*NQt^2 | = 0.9558 + 1.0707e-04*NQt + 9.8435e-06*Qd + -4.3327e-07*Nd | 0.5532 | 0.4468
| CNSW-NNSW Option 7 | NSW1-QLD1 | NSW1 | = (-0.0501 + 1.1174e-05*Qd + -4.9182e-07*Nd)*NQt + 6.0770e-05*NQt^2 | = 0.9499 + 1.2154e-04*NQt + 1.1174e-05*Qd + -4.9182e-07*Nd | 0.5266 | 0.4734
| CNSW-NNSW Option 9 | NSW1-QLD1 | NSW1 | = (-0.0530 + 1.1802e-05*Qd + -5.1948e-07*Nd)*NQt + 6.4187e-05*NQt^2 | = 0.9470 + 1.2837e-04*NQt + 1.1802e-05*Qd + -5.1948e-07*Nd | 0.5128 | 0.4872
NNSW-SQ Option 2 | CNSW-NNSW Option 5 | NSW1-QLD1 | NSW1 | = (-0.0417 + 9.2946e-06*Qd + -4.0911e-07*Nd)*NQt + 5.0549e-05*NQt^2 | = 0.9583 + 1.0110e-04*NQt + 9.2946e-06*Qd + -4.0911e-07*Nd | 0.5467 | 0.4533
| CNSW-NNSW Option 6 | NSW1-QLD1 | NSW1 | = (-0.0406 + 9.0565e-06*Qd + -3.9863e-07*Nd)*NQt + 4.9255e-05*NQt^2 | = 0.9594 + 9.8509e-05*NQt + 9.0565e-06*Qd + -3.9863e-07*Nd | 0.5634 | 0.4366
| CNSW-NNSW Option 7 | NSW1-QLD1 | NSW1 | = (-0.0466 + 1.0374e-05*Qd + -4.5663e-07*Nd)*NQt + 5.6421e-05*NQt^2 | = 0.9534 + 1.1284e-04*NQt + 1.0374e-05*Qd + -4.5663e-07*Nd | 0.5367 | 0.4633
| CNSW-NNSW Option 9 | NSW1-QLD1 | NSW1 | = (-0.0493 + 1.0992e-05*Qd + -4.8383e-07*Nd)*NQt + 5.9783e-05*NQt^2 | = 0.9507 + 1.1957e-04*NQt + 1.0992e-05*Qd + -4.8383e-07*Nd | 0.5221 | 0.4779
NNSW-SQ Option 3 | - | NSW1-QLD1 | NSW1 | No change
NNSW-SQ Option 4 | CNSW-NNSW Option 1 | NSW1-QLD1 | NSW1 | = (-0.0417 + 9.2954e-06*Qd + -4.0914e-07*Nd)*NQt + 5.0554e-05*NQt^2 | = 0.9583 + 1.0111e-04*NQt + 9.2954e-06*Qd + -4.0914e-07*Nd | 0.543 | 0.457
| CNSW-NNSW Option 5 | NSW1-QLD1 | NSW1 | = (-0.0379 + 8.4540e-06*Qd + -3.7211e-07*Nd)*NQt + 4.5978e-05*NQt^2 | = 0.9621 + 9.1956e-05*NQt + 8.4540e-06*Qd + -3.7211e-07*Nd | 0.5491 | 0.4509
| CNSW-NNSW Option 10 | NSW1-QLD1 | NSW1 | = (-0.0450 + 1.0028e-05*Qd + -4.4139e-07*Nd)*NQt + 5.4539e-05*NQt^2 | = 0.9550 + 1.0908e-04*NQt + 1.0028e-05*Qd + -4.4139e-07*Nd | 0.5455 | 0.4545
CNSW-NNSW Option 1 | - | NSW1-QLD1 | NSW1 | = (-0.0682 + 1.5201e-05*Qd + -6.6907e-07*Nd)*NQt + 8.2671e-05*NQt^2 | = 0.9318 + 1.6534e-04*NQt + 1.5201e-05*Qd + -6.6907e-07*Nd | 0.509 | 0.491
CNSW-NNSW Option 2 | - | NSW1-QLD1 | NSW1 | = (-0.0573 + 1.2768e-05*Qd + -5.6200e-07*Nd)*NQt + 6.9441e-05*NQt^2 | = 0.9427 + 1.3888e-04*NQt + 1.2768e-05*Qd + -5.6200e-07*Nd | 0.5021 | 0.4979
CNSW-NNSW Option 3 | - | NSW1-QLD1 | NSW1 | = (-0.0526 + 1.1716e-05*Qd + -5.1568e-07*Nd)*NQt + 6.3718e-05*NQt^2 | = 0.9474 + 1.2744e-04*NQt + 1.1716e-05*Qd + -5.1568e-07*Nd | 0.5144 | 0.4856
CNSW-NNSW Option 4 | - | NSW1-QLD1 | NSW1 | = (-0.0573 + 1.2768e-05*Qd + -5.6200e-07*Nd)*NQt + 6.9441e-05*NQt^2 | = 0.9427 + 1.3888e-04*NQt + 1.2768e-05*Qd + -5.6200e-07*Nd | 0.5021 | 0.4979
CNSW-NNSW Option 5 | - | NSW1-QLD1 | NSW1 | = (-0.0526 + 1.1716e-05*Qd + -5.1568e-07*Nd)*NQt + 6.3718e-05*NQt^2 | = 0.9474 + 1.2744e-04*NQt + 1.1716e-05*Qd + -5.1568e-07*Nd | 0.5144 | 0.4856
CNSW-NNSW Option 6 | - | NSW1-QLD1 | NSW1 | = (-0.0513 + 1.1427e-05*Qd + -5.0298e-07*Nd)*NQt + 6.2149e-05*NQt^2 | = 0.9487 + 1.2430e-04*NQt + 1.1427e-05*Qd + -5.0298e-07*Nd | 0.5298 | 0.4702
CNSW-NNSW Option 7 | - | NSW1-QLD1 | NSW1 | = (-0.0569 + 1.2688e-05*Qd + -5.5849e-07*Nd)*NQt + 6.9008e-05*NQt^2 | = 0.9431 + 1.3802e-04*NQt + 1.2688e-05*Qd + -5.5849e-07*Nd | 0.5099 | 0.4901
CNSW-NNSW Option 8 | - | NSW1-QLD1 | NSW1 | No change
CNSW-NNSW Option 9 | - | NSW1-QLD1 | NSW1 | = (-0.0598 + 1.3332e-05*Qd + -5.8684e-07*Nd)*NQt + 7.2510e-05*NQt^2 | = 0.9402 + 1.4502e-04*NQt + 1.3332e-05*Qd + -5.8684e-07*Nd | 0.4979 | 0.5021
CNSW-NNSW Option 10 | - | NSW1-QLD1 | NSW1 | No change
CNSW-SNW Option 1 | - | NSW1-QLD1 | NSW1 | = (-0.0748 + 1.6658e-05*Qd + -7.3324e-07*Nd)*NQt + 9.0599e-05*NQt^2 | = 0.9252 + 1.8120e-04*NQt + 1.6658e-05*Qd + -7.3324e-07*Nd | 0.5223 | 0.4777
CNSW-SNW Option 2 | HumeLink is not built in this Development Option | VIC1-NSW1 | VIC1 | = (0.0588 + -8.1743e-06*Vd + 4.6358e-06*Nd + -4.6471e-05*Sd)*VNt + 8.5096e-05*VNt^2 | = 1.0588 + 1.7019e-04*VNt + -8.1743e-06*Vd + 4.6358e-06*Nd + -4.6471e-05*Sd | 0.3466 | 0.6534
| - | VIC1-NSW1 | VIC1 | = (0.0509 + -7.0699e-06*Vd + 4.0095e-06*Nd + -4.0193e-05*Sd)*VNt + 7.3599e-05*VNt^2 | = 1.0509 + 1.4720e-04*VNt + -7.0699e-06*Vd + 4.0095e-06*Nd + -4.0193e-05*Sd | 0.3254 | 0.6746
SNSW-CNSW Option 1 (HumeLink) | - | VIC1-NSW1 | VIC1 | = (0.0512 + -7.1099e-06*Vd + 4.0322e-06*Nd + -4.0420e-05*Sd)*VNt + 7.4015e-05*VNt^2 | = 1.0512 + 1.4803e-04*VNt + -7.1099e-06*Vd + 4.0322e-06*Nd + -4.0420e-05*Sd | 0.358 | 0.642
SNSW-CNSW Option 2 | VIC-SNSW Option 6 | VIC1-NSW1 | VIC1 | = (0.0280 + -3.8853e-06*Vd + 2.2035e-06*Nd + -2.2088e-05*Sd)*VNt + 4.0447e-05*VNt^2 | = 1.0280 + 8.0894e-05*VNt + -3.8853e-06*Vd + 2.2035e-06*Nd + -2.2088e-05*Sd | 0.2769 | 0.7231
SNSW-CNSW Option 3 | VIC-SNSW Option 7 | VIC1-NSW1 | VIC1 | = (0.0293 + -4.0688e-06*Vd + 2.3075e-06*Nd + -2.3131e-05*Sd)*VNt + 4.2357e-05*VNt^2 | = 1.0293 + 8.4714e-05*VNt + -4.0688e-06*Vd + 2.3075e-06*Nd + -2.3131e-05*Sd | 0.2702 | 0.7298
VIC-SNSW Option 1 (VNI West Shepparton) | - | VIC1-NSW1 | VIC1 | = (0.0341 + -4.7399e-06*Vd + 2.6881e-06*Nd + -2.6947e-05*Sd)*VNt + 4.9343e-05*VNt^2 | = 1.0341 + 9.8686e-05*VNt + -4.7399e-06*Vd + 2.6881e-06*Nd + -2.6947e-05*Sd | 0.3443 | 0.6557
| CNSW-SNW Option 2 | VIC1-NSW1 | VIC1 | = (0.0335 + -4.6516e-06*Vd + 2.6380e-06*Nd + -2.6445e-05*Sd)*VNt + 4.8424e-05*VNt^2 | = 1.0335 + 9.6848e-05*VNt + -4.6516e-06*Vd + 2.6380e-06*Nd + -2.6445e-05*Sd | 0.2985 | 0.7015
VIC-SNSW Option 2 (VNI West Kerang) | - | VIC1-NSW1 | VIC1 | = (0.0363 + -5.0370e-06*Vd + 2.8566e-06*Nd + -2.8636e-05*Sd)*VNt + 5.2436e-05*VNt^2 | = 1.0363 + 1.0487e-04*VNt + -5.0370e-06*Vd + 2.8566e-06*Nd + -2.8636e-05*Sd | 0.3445 | 0.6555
| CNSW-SNW Option 2 | VIC1-NSW1 | VIC1 | = (0.0356 + -4.9406e-06*Vd + 2.8019e-06*Nd + -2.8088e-05*Sd)*VNt + 5.1433e-05*VNt^2 | = 1.0356 + 1.0287e-04*VNt + -4.9406e-06*Vd + 2.8019e-06*Nd + -2.8088e-05*Sd | 0.3016 | 0.6984
VIC-SNSW Option 6 | - | VIC1-NSW1 | VIC1 | = (0.0297 + -4.1311e-06*Vd + 2.3428e-06*Nd + -2.3485e-05*Sd)*VNt + 4.3005e-05*VNt^2 | = 1.0297 + 8.6010e-05*VNt + -4.1311e-06*Vd + 2.3428e-06*Nd + -2.3485e-05*Sd | 0.338 | 0.662
| CNSW-SNW Option 2 | VIC1-NSW1 | VIC1 | = (0.0291 + -4.0403e-06*Vd + 2.2913e-06*Nd + -2.2969e-05*Sd)*VNt + 4.2060e-05*VNt^2 | = 1.0291 + 8.4120e-05*VNt + -4.0403e-06*Vd + 2.2913e-06*Nd + -2.2969e-05*Sd | 0.2902 | 0.7098
VIC-SNSW Option 7 | - | VIC1-NSW1 | VIC1 | = (0.0299 + -4.1507e-06*Vd + 2.3540e-06*Nd + -2.3597e-05*Sd)*VNt + 4.3209e-05*VNt^2 | = 1.0299 + 8.6419e-05*VNt + -4.1507e-06*Vd + 2.3540e-06*Nd + -2.3597e-05*Sd | 0.3153 | 0.6847
| CNSW-SNW Option 2 | VIC1-NSW1 | VIC1 | = (0.0292 + -4.0594e-06*Vd + 2.3022e-06*Nd + -2.3078e-05*Sd)*VNt + 4.2259e-05*VNt^2 | = 1.0292 + 8.4518e-05*VNt + -4.0594e-06*Vd + 2.3022e-06*Nd + -2.3078e-05*Sd | 0.2752 | 0.7248
TAS-VIC Option 1 | - | MARINUS750 | TAS1 | = 9 + 0.01 * Flow + 2.85645E-05*Flow^2 | = 1.01 + 0.000057129 * Flow | 0.5 | 0.5
TAS-VIC Option 2 | - | MARINUS1500 | TAS1 | = 18 + 0.01 * Flow + 1.42822E-05*Flow^2 | = 1.01 + 0.000028564 * Flow | 0.5 | 0.5
SNSW-CNSW Option 1 (HumeLink) |  | SA-NSW | SA1 | = (-0.0972 + -7.9594e-07*Nd + 1.9770e-06*Vd + 2.9348e-05*Sd)*SNt + 1.1517e-04*SNt^2 | = 0.9028 + 2.3035e-04*SNt + -7.9594e-07*Nd + 1.9770e-06*Vd + 2.9348e-05*Sd | 0.5136 | 0.4864
CNSW-SNW Option 2 | HumeLink is not built in this Development Option | SA-NSW | SA1 | = (-0.1055 + -8.6395e-07*Nd + 2.1459e-06*Vd + 3.1856e-05*Sd)*SNt + 1.2502e-04*SNt^2 | = 0.8945 + 2.5003e-04*SNt + -8.6395e-07*Nd + 2.1459e-06*Vd + 3.1856e-05*Sd | 0.4545 | 0.5455
|  | SA-NSW | SA1 | = (-0.0963 + -7.8835e-07*Nd + 1.9581e-06*Vd + 2.9068e-05*Sd)*SNt + 1.1408e-04*SNt^2 | = 0.9037 + 2.2815e-04*SNt + -7.8835e-07*Nd + 1.9581e-06*Vd + 2.9068e-05*Sd | 0.48 | 0.52
SNSW-CNSW Option 2 (PEC) | VIC-SNSW Option 6 | SA-NSW | SA1 | = (-0.0901 + -7.3734e-07*Nd + 1.8314e-06*Vd + 2.7187e-05*Sd)*SNt + 1.0669e-04*SNt^2 | = 0.9099 + 2.1339e-04*SNt + -7.3734e-07*Nd + 1.8314e-06*Vd + 2.7187e-05*Sd | 0.5242 | 0.4758
Notes:
All NSW1-QLD1 upgrade loss equation calculations consider QNI Minor, Central-West Orana and CNSW-SNW Option 1 to be already built.
All VIC1-NSW1 upgrade loss equation calculations consider VNI Minor, Project EnergyConnect, Western Victoria Transmission Network Project and SNSW-CNSW Option 1 (HumeLink) to be already built.
Loss equation calculations with VIC-SNSW Options 3, 4, 6 & 7 assume VIC-SNSW Option 2 (VNI West Kerang) is built.
To represent an interconnector upgrade for QNI, two flow path upgrades are required in combination. I.e. An augmentation to NNSW-SQ and an augmentation to CNSW-NNSW. This could be any option 1-4 from NNSW-SQ and any option 1-7 for CNSW-NNSW. The combinations and corresponding loss equations will be evaluated in following iterations of this input and assumption workbook
HumeLink is assumed to be in service for all VIC1-NSW1 upgrades, except where stated
All SA-NSW upgrade loss equation calculations consider VNI Minor, Project EnergyConnect, Western Victoria Transmission Network Project and SNSW-CNSW Option 1 (HumeLink) to be already built.
All SA-NSW upgrade loss equation calculations include the same build assumptions as the VIC-NSW loss equation
SA-NSW upgrade loss equations are only applicable if Project EnergyConnect is modelled as a SA-NSW interconnector. AEMO intends to model Project EnergyConnect in this way for the capacity outlook model.

## Network Capability
Go to Assumptions Summary
Flow Path Transfer Capability (MW)
This table describes the transfer capability along the flow paths for Capacity Outlook Model under different system conditions . Please note that some flow paths are the same as the regional model. Refer to the section 2.3.1 of the ISP Methodology for more information.
Transfer capability represent the transmission network from 1 July 2023, which is the first year for 2022 ISP modelling. All committed projects with full service from 1 July 2023 are taken into account in transfer limits.
Flow paths (Forward power flow direction) | Forward direction capability approximation (MW) - Notes 1,2&3 |  |  | Reverse direction capability approximation (MW) - Notes 1,2&3 |  |  | Dominant constraints
| Peak demand | Summer Typical | Winter Reference | Peak demand | Summer Typical | Winter Reference | Forward direction | Reverse direction
CNQ ­– GG (Note 4) | 700 | 700 | 1050 | 750 | 750 | 1100 | Thermal overload of Calvale to Wurdong 275 kV line | Thermal capacity of Calliope River-Woolooga for the loss of one of the parallel lines
SQ – CNQ | 700 | 700 | 1000 | 2100 | 2100 | 2100 | Thermal capability of Blackwall -South Pine 275 kV line. | Transient stability for a contingency of the Calvale-Halys 275 kV circuit.
NNSW – SQ (Northern part of "QNI") | 685 (with QNI Minor) | 745 (with QNI Minor) | 745 (with QNI Minor) | 1,205 (with QNI minor) (Note 5) | 1,165 (with QNI minor) (Note 5 | 1,170 (with QNI minor) (Note 5) | Voltage stability or transient stability for the loss of Kogan Creek generator. | Thermal capability of Armidale-Sapphire and Armidale-Dumaresq 330 kV circuits and dispatch of generation at Sapphire.
NNSW – SQ (“Terranora”) | 0 | 50 | 50 | 130 | 150 | 200 | Thermal capability of Lismore 132 kV lines (9U9). | Thermal capability of Mudgeeraba 275/110 kV transformers
CNSW – NNSW (Southern part of "QNI") | 910 (with QNI minor) | 910 (with QNI minor) | 910 (with QNI minor) | 930 (with QN Minor) | 930 (with QN Minor) | 1,025 (with QNI Minor) | Voltage stability for an outage of Kogan Creek generator. | Thermal capability of Tamworth-Armidale 330 kV circuits.
CNSW ­– SNW | 7,525 (6,125 with no Eraring and Vales Point generation) (Note 6) | 7,525 (6,125 with no Eraring and Vales Point generation) (Note 6) | 7,625 (6,225 with no Eraring and Vales Point generation) (Note 6) | 6,125 (Note 7) | 6,125 (Note 7) | 6,125 (Note 7) | Thermal capability of Liddell-Newcastle and Bannaby-Sydney West 330 kV circuits. | Thermal rating of 330 kV circuits within SNW or between SNW and CNSW.
SNSW – CNSW (Northern part of "VNI") | 2700 (Snowy 2.0 generation or pump load <= 660) | 2700 (Snowy 2.0 generation or pump load <= 660) | 2950 (Snowy 2.0 generation or pump load <= 660) | 2320 | 2320 | 2590 | Thermal capability of Crookwell-Bannaby, Collector-Marula or Yass-Marulan 330 kV lines. Prior to HumeLink service, Snowy 2.0 generation or pump load is limited by a transient stability limit. | Thermal capability of Yass-Canberra, Collector -Yass or Gullen Range-Yass 330 kV line.
VIC – SNSW (Southern part of "VNI") | 870 (with VNI minor) | 1,000 (with VNI minor) | 1,000 (with VNI minor) | 400 (with VNI SIPS) - Note 8 (Snowy 2.0 generation or pump load <= 660) | 400 (Snowy 2.0 generation or pump load <= 660) | 400 (Snowy 2.0 generation or pump load <= 660) | Transient stability for a fault on a Hazelwood-South 500 circuit or volage stability in Southern New South Wales for loss of largest load in Victoria. | Voltage stability in SNSW for loss of the largest generator in Victoria. Prior to HumeLink service, Snowy 2.0 generation or pump load is limited by a transient stability limit.
VIC – SA (“Heywood”) - (Note 9) | 650 | 650 | 650 | 650 | 650 | 650 | Thermal capacity of Heywood-South East 275 kV line or transient stability limit for loss of the largest generator in South Australia or transient stability limit of loss of South East - Tailem Bend 275 kV line. | Oscillatory stability limit.
VIC – SA (Murraylink) | 220 | 220 | 220 | 100 | 200 | 200 | Murraylink thermal capacity. Assumes high renewable generation in North West Victoria during high ambient temperature. | Thermal capability of 132 kV lines between Robertstown and North West Bend
TAS – VIC | 478 | 478 | 478 | 478 | 478 | 478 | Basslink HVDC submarine cable thermal capacity. | Basslink HVDC submarine cable thermal capacity.
Notes:
1. See table below for reference temperatures for each system condition. The limit is the notional maximum transfer limit at the time of these reference temperatures in the importing region as referred to in the ISP Methodology. The figure quoted is the minimum of the following required limits: transmission asset thermal capacity; voltage stability; transient stability; oscillatory stability; and system strength and inertia.
2. These transfer limits are representation in the Capacity Outlook Model. The actual transfer capability at any point in time is the result of all constraints invoked at the given time. See https://www.aemo.com.au/Electricity/National-Electricity-Market-NEM/Security-and-reliability/Congestion-information for further details. The actual interconnector limits for historical dispatch intervals and constraints can be found here: https://www.aemo.com.au/Electricity/National-Electricity-Market-NEM/Data/Market-Management-System-MMS/Dispatch
3. Similar to real time operation, constraint equations are used in PLEXOS time-sequential modelling. These constraint equations are represented with seasonal thermal ratings and location of generation and include both thermal constraints and stability constraints
4. CNQ-GG limits are heavily influenced by the amount of generation and northern and central QLD, particularly at Gladstone. The provided transfer limit is a representation with typical generation output from Stanwell and Calvale and reduced generation at Gladstone. This limit will be further reviewed with hourly simulation results.
5. QLD to NSW transfer limit influenced by generation output from Sapphire wind farm. For peak demand, typical summer and winter reference conditions Sapphire wind dispatch assumed to be 33%, 50% and 50% respectively.
6. CNSW to SNW flow path transfer increases with increased generation at Eraring and Vales Point due to load distribution within SNW. CNSW-SNW forward direction transfer can be expressed as '6,125+0.3333*(Eraring+Vales Point) generation MW' for peak demand and typical summer conditions and '6,225+0.3333*(Eraring+Vales Point) generation for winter reference conditions. Based on the latest information at the time of modelling, AEMO has assumed as appropriate for the ISP zonal DLT model a transfer increase of 880 MW, with the announced 700 MW battery and SIPS scheme and the Bannaby - Sydney West 330 kV line upgrade. This 880 MW increase is to allow more new generation in New England REZ to access SNW load centre via CNSW to SNW flow path. AEMO will continue to engage with the Energy Corporation of NSW to explore how this may change as the battery and SIPS progresses through detailed design and is finalised.
7. Power is not expected to frequently flow from SNW to CNSW since the major load centre is SNW. For DLT modelling, a transfer limit of 6,125 MW is assumed for this limit, and will be reviewed if it becomes material
8. Victoria system integrity protection scheme (SIPS) with 250 MW battery storage in western side of Melbourne raises the thermal capacity of Victoria-New South Wales interconnector. VIC - SNSW transfer limit during peak periods reduces to 250 MW on conclusion of the VNI SIPS agreement 31 March 2032.
9. Heywood interconnector currently operates at 600 MW forward capability and 550 MW reverse capability. AEMO and ElectraNet work towards to release the transfer capability to its designed capability of 650 MW in both directions.
Common reference temperature and summer typical temperature
This table lists the temperature basis for the Flow Path Transfer capabilities described above.
Region | Summer 10% POE Demand Reference Temperature (Peak demand ) | Summer Temperature (Summer Typical) | Winter Reference Temperature (Winter Typical)
Queensland | 37 | 32 | 15
New South Wales | 42 | 32 | 9
Victoria | 41 | 32 | 8
South Australia | 43 | 35 | 11
Tasmania | 7.7 | N/A (note 1) | 1.2
Note 1: Tasmania summer ratings are based on peak demand periods driven by cold weather. AEMO only uses the 10% POE demand reference temperature for Tasmanian summer ratings.
Transfer Capability - Dynamic - Temperature dependent
This table describes the representation of Murraylink's and Basslink's transfer capability in the time sequential (ST) stage of the ISP modelling. These transfer limits are temperature dependent.
| VIC – SA (Murraylink) (Note 1) |  | TAS – VIC - Ambient temperature measured at George Town Converter Station (Note 2) |  | TAS – VIC - Ambient temperature measured at Loy Yang Converter Station(Note 2)
Ambient temperature °C | Forward (MW) | Reverse (MW) | Forward (MW) | Reverse (MW) | Forward (MW) | Reverse (MW)
<33 | 220 | 220 | 478 | 478 | 478 | 478
34 | 220 | 220 | 339 | 339 | 478 | 478
35 | 220 | 220 | 200 | 200 | 478 | 478
36 | 220 | 220 | 0 | 0 | 478 | 478
37 | 220 | 220 | 0 | 0 | 478 | 478
38 | 220 | 220 | 0 | 0 | 478 | 478
39 | 192.5 | 192.5 | 0 | 0 | 478 | 478
40 | 165 | 165 | 0 | 0 | 478 | 478
41 | 137.5 | 137.5 | 0 | 0 | 478 | 478
42 | 110 | 110 | 0 | 0 | 478 | 478
43 | 82.5 | 82.5 | 0 | 0 | 478 | 478
44 | 55 | 55 | 0 | 0 | 339 | 339
45 | 27.5 | 27.5 | 0 | 0 | 200 | 200
46 | 0 | 0 | 0 | 0 | 0 | 0
47> | 0 | 0 | 0 | 0 | 0 | 0
Notes
1. Murray link will be taken as the highest temperature at either Red Cliffs or Berri.
2. TAS-VIC temperature will be taken as the highest temperature of either at Launceston for George Town Converter Station or Traralgon for Loy Yang Converter Station.
Interconnector Transfer Capability (MW)
This table describes the transfer capability for a regional capacity outlook model for different system conditions. These conditions are the same as the flow path transfer capabilities. This table is included for convenience but not used in the ISP.
Flow paths (Forward power flow direction) | Forward direction capability approximation (MW) - Notes 1,2&3 |  |  | Reverse direction capability approximation (MW) - Notes 1,2&3 |  |  | Dominant constraints
| Peak demand | Summer Typical | Winter Reference | Peak demand | Summer Typical | Winter Reference | Forward direction | Reverse direction
NSW – QLD ("QNI") | 685 (with QNI Minor) | 745 (with QNI Minor) | 745 (with QNI Minor) | 1,205 (with QNI minor) (Note 5) | 1,165 (with QNI minor) (Note 5) | 1,170 (with QNI minor) (Note 5) | Thermal capability of Armidale-Sapphire and Armidale-Dumaresq 330 kV circuits and dispatch of generation at Sapphire. | Thermal capability of Armidale-Sapphire and Armidale-Dumaresq 330 kV circuits and dispatch of generation at Sapphire.
NNSW – SQ (“Terranora”) | 0 | 50 | 50 | 130 | 150 | 200 | Thermal capability of Lismore 132kV lines (9U9). | Thermal capability of Mudgeeraba 275/110 kV transformers
VIC – NSW | 870 (with VNI minor) | 1,000 (with VNI minor) | 1,000 (with VNI minor) | 400 (with VNI SIPS) (Note 4) | 400 | 400 | Transient stability for a fault on a Hazelwood-South 500 circuit or volage stability in Southern New South Wales for loss of largest load in Victoria. | Voltage stability in SNSW for loss of the largest generator in Victoria.
VIC – SA (“Heywood”) - (Note 8) | 650 | 650 | 650 | 650 | 650 | 650 | Thermal capacity of Heywood-South East 275 kV line or transient stability limit for loss of the largest generator in South Australia or transient stability limit of loss of South East - Tailem Bend 275 kV line. | Oscillatory stability limit.
VIC – SA (Murraylink) | 220 | 220 | 220 | 100 | 200 | 200 | Murraylink thermal capacity. Assumes high renewable generation in North West Victoria during high ambient temperature. | Thermal capability of 132 kV lines between Robertstown and North West Bend
TAS – VIC | 478 | 478 | 478 | 478 | 478 | 478 | Basslink HVDC submarine cable thermal capacity. | Basslink HVDC submarine cable thermal capacity.
Notes:
1. See table below for reference temperatures for each system condition. The limit is the notional maximum transfer limit at the time of these reference temperatures in the importing region as referred to in the ISP Methodology. The figure quoted is the minimum of the following required limits: transmission asset thermal capacity; voltage stability; transient stability; oscillatory stability; and system strength and inertia.
2. These transfer limits are representation in the Capacity Outlook Model. The actual transfer capability at any point in time is the result of all constraints invoked at the given time. See https://www.aemo.com.au/Electricity/National-Electricity-Market-NEM/Security-and-reliability/Congestion-information for further details. The actual interconnector limits for historical dispatch intervals and constraints can be found here: https://www.aemo.com.au/Electricity/National-Electricity-Market-NEM/Data/Market-Management-System-MMS/Dispatch
3. Similar to real time operation, constraint equations are used in PLEXOS time-sequential modelling. These constraint equations are represented with seasonal thermal ratings and location of generation and include both thermal constraints and stability constraints
4. Victoria system integrity protection scheme (SIPS) with 250 MW battery storage in western side of Melbourne raises the thermal capacity of Victoria-New South Wales interconnector. VIC - SNSW transfer limit during peak periods reduces to 250 MW on conclusion of the VNI SIPS agreement 21 March 2032
5. QLD to NSW transfer limit influenced by generation output from Sapphire wind farm. For peak demand, typical summer and winter reference conditions Sapphire wind dispatch assumed to be 33%, 50% and 50% respectively.
Committed and anticipated project timing
This table lists the timing as per latest project advice for committed and anticipated transmission projects.
Project | Service Date (Note 1)
Victoria to New South Wales Interconnector Minor (VNI Minor) | 2022-11-01
Eyre Peninsula Link | Early-2023
Queensland to New South Wales Interconnector Minor (QNI minor) | Mid-2023 (Note 2)
Northern QREZ Stage 1 | 2023-09-01
Central West Orana REZ Transmission Link | 2025-07-01
Project EnergyConnect | Jul-26 (Note 3)
Western Renewables Link (formerly Western Victoria Transmission Network Project) | 2026-07-01
1. Service date refers to full capacity available following interconnector testing where necessary.
2. The 2022 ISP modelling, assuming information available at the time, modelled the service date for QNI Minor as July 2023.
3. The 2022 ISP modelling, assuming information available at the time, modelled the service date for Project EnergyConnect as July 2025.

## Augmentation options
Go to Assumptions Summary | [7 empty] | `
Flow path augmentation options
Flow path augmentation options listed below are for long-term simulations in the Capacity Outlook Model. These include network and non-network options to increase the flow path transfer capacity.
Non-network options also include local generation and/or energy storage within the receiving end of the area. These are separately provided to the Capacity Outlook Model.
The notional transfer level increases presented in this table is in addition to the transfer levels stated in the "Network Capability" work sheet.
Transfer capacities vary with generation dispatch, load and weather conditions. Similar to NEMDE, these variabilities are captured in the network constraint equations for simulations in short-term models using time-sequential half-hourly modelling.
With the Capacity Outlook Modelling results, further studies will be undertaken to identify alternative network (such as network switching reconfiguration, power flow controllers, reactive plants etc.) and non-network options to maximise the utilisation of existing transmission assets.
The transfer capabilities shown in this table are applicable from 1 July 2023, which is the first year for 2022 ISP modelling. This includes full service of all committed transmission projects from 1 July 2023 (Note 1)
Central North Queensland (CNQ) to Gladstone Grid (GG)
Flow path | Development path | Development Driver | Option Name | Augmentation Description | Forward direction power flow | Notional transfer level increase (MW) Note: Same increase applies to all transfer limit conditions (Peak demand, Summer typical and Winter reference |  | Indicative cost estimate ($ million) - Note 2 | Cost estimate source | Cost estimate class | Lead time or Expected service date - Notes 3 & 4 | Additional REZ hosting capacity provided
[6 empty] | Forward direction | Reverse direction
CNQ-GG | Existing CNQ-GG path | Increase thermal capability of transmission lines to supply Boyne Island load and load supplied from Calliope River, Gladstone and Larcom Creek substations following retirement of generators in Gladstone and increased generation from North Queensland. | CNQ-GG Option 1 | • New 275 kV double-circuit line between Calvale and Calliope River. • Rebuild Calliope River to Larcom Creek 275 kV double circuit line. • Rebuild Larcom Creek to Bouldercombe 275 kV double circuit line with one line tapped at Raglan. • A new (third) 275/132 kV transformer at Calliope River. | CNQ to GG | 550 | 500 | 408 | Powerlink | Class 5 | October 2030 (5 years from project approval) | -
Southern Queensland (SQ) to Central North Queensland (CNQ)
Flow path | Development path | Development Driver | Option Name | Augmentation Description | Forward direction power flow | Notional transfer level increase (MW) Note: Same increase applies to all transfer limit conditions (Peak demand, Summer typical and Winter reference |  | Indicative cost estimate ($ million) - Note 2 | Cost estimate source | Cost estimate class | Lead time or Expected service date - Notes 3 & 4 | Additional REZ hosting capacity provided
[6 empty] | Forward direction | Reverse direction
SQ-CNQ | West of the existing SQ-CNQ (SQ-CQ) path | Increase voltage and transient capability of the SQ-CNQ corridor for an outage of Calvale-Halys 275 kV circuit. | SQ-CNQ Option 1 | • A new 275 kV double-circuit line between Calvale and Wandoan South. • 275 kV line shunt reactors at both ends of Calvale - Wandoan South 275 circuits. | SQ to CNQ | 900 | 900 | 476 | Powerlink | Class 5 | December 2028 (5 years from project approval) | NQ3: 900
| Existing SQ-CNQ (SQ-CQ) path |  | SQ-CNQ Option 2 | • Mid-point switching substation on the existing Calvale–Halys 275 kV double-circuit line. |  | 0 | 300 | 55 | AEMO (TCD) | Class 5a | Short | NQ3: 300
|  |  | SQ-CNQ Option 3 | • Non-network option – a Virtual Transmission Line option with a 300 MW energy storage system in north of Calvale and South of Halys. |  | 300 | 300 | Non-network option costs to be provided by interested parties |  |  |  | NQ3: 300
| West of the existing SQ-CNQ (SQ-CQ) path |  | CNQ-SQ Option 4 | • A 1,500 MW HVDC bi-pole overhead transmission line from Calvale and South West Queensland.. • A new 1,500 HVDC bipole converter station in locality of Calvale. • A new 1,500 HVDC bipole converter station in South West Queensland. • AC network connection between HVDC converter station and 275 kV substation in Calvale. • AC network connection between HVDC converter station and 275 kV ac network in South West Queensland. |  | 1500 | 1500 | 1615 | AEMO (TCD) | Class 5b | Long | NQ3: 1,500
Northern NSW (NNSW) to Southern Queensland (SQ)
Flow path | Development path | Development Driver | Option Name | Augmentation Description | Forward direction power flow | Notional transfer level increase (MW) Note: Same increase applies to all transfer limit conditions (Peak demand, Summer typical and Winter reference |  | Indicative cost estimate ($ million) - Note 2 | Cost estimate source | Cost estimate class | Lead time or Expected service date - Notes 3 & 4 | Additional REZ hosting capacity provided
[6 empty] | Forward direction | Reverse direction
NNSW-SQ | Near Queensland-New South Wales Interconnector (QNI) path | Increase thermal capacity and, voltage and transient stability limits of 330 kV and 275 kV lines between Armidale and Braemar. | NNSW–SQ Option 1 | • A new 330 kV double-circuit line (one circuit strung) from locality of Armidale South to Dumaresq to Bulli Creek to Braemar. • A new 330/275 kV transformer at Braemar. • Cut-in Armidale-Dumaresq 330 kV line (8C) at Sapphire. • 330 kV Line shunt reactors at Bulli Creek for the Bulli Creek-Braemar and Dumaresq - Bulli Creek 330 kV circuits. (Pre-requisite: Reconnect both Tamworth-Armidale 330 kV lines from Armidale to a new substation in locality of Armidale South. A new 330 kV double circuit line from a new substation in locality of Armidale South to Armidale). | NNSW to SQ | 910 | 1080 | 1253 | Powerlink preparatory activity & AEMO (TCD) | Powerlink cost Class 5 AEMO TCD for NSW works Class 5b | Long | -
|  |  | NNSW–SQ Option 2 | • An additional new 330 kV circuit (second circuit strung) from locality of Armidale South to Dumaresq to Bulli Creek to Braemar. • 330 kV Line shunt reactors at Bulli Creek for the Bulli Creek-Braemar and Dumaresq - Bulli Creek 330 kV circuits. (Pre-requisite: NNSW-SQ Option 1). |  | 550 | 800 | 384 | Powerlink preparatory activity & AEMO (TCD) | Powerlink cost Class 5 AEMO TCD for NSW works Class 5b | Long | -
|  |  | NNSW–SQ Option 3 | • A Virtual Transmission Line option with a 300 MW energy storage system south of Armidale and north of Braemar. |  | 300 | 300 | Non-network option costs to be provided by interested parties |  |  |  | -
|  |  | NNSW–SQ Option 4 | • A 2,000 MW HVDC bi-pole overhead transmission between a new substation in North West New South Wales (NWNSW) REZ and Western Downs. • A new 2,000 HVDC bipole converter station in North West New South Wales. • A new 2,000 HVDC bipole converter station in locality of Western Downs. • AC network connection between HVDC converter station and 275 kV substation in Western Downs. • AC network connection between HVDC converter station and ac network in in NWNSW REZ. • A new 330 kV line between NWNSW REZ and Tamworth |  | 1800 | 2000 | 3125 | AEMO (TCD) | Class 5b | Long | -
Central NSW to Northern NSW
Flow path | Development path | Development Driver | Option Name | Augmentation Description | Forward direction power flow | Notional transfer level increase (MW) Note: Same increase applies to all transfer limit conditions (Peak demand, Summer typical and Winter reference |  | Indicative cost estimate ($ million) - Note 2 | Cost estimate source | Cost estimate class | Lead time or Expected service date - Notes 3 & 4 | Additional REZ hosting capacity provided
[6 empty] | Forward direction | Reverse direction
CNSW-NNSW | West of the existing CNSW-NNSW corridor | Increase thermal capacity and, voltage and transient stability limits of 330 kV lines between Liddell and Armidale. Provide access to Renewable generation in N1 and N2 REZ. | CNSW-NNSW Option 1 | • Two new 500 kV circuits from Orana REZ to locality of Gilgandra to locality of Boggabri to locality of Moree. • A new single 500 kV circuit from Orana REZ to Wollar. • New 500/330 kV substations in locality of Boggabri and Moree. • A new 500 kV switching station in locality of Gilgandra. • A new 330 kV single circuit from Sapphire to locality of Moree. • A new 330 kV circuit from Tamworth to locality of Boggabri. • Line shunt reactors at both ends of Orana REZ-locality of Gilgandra, locality of Gilgandra-locality of Boggabri, locality of Boggabri-locality of Moree 500 kV circuits. | CNSW to NNSW | 2035 | 1660 | 3578 | AEMO (TCD) | Class 5b | Long | N1: 1660MW
|  |  | CNSW-NNSW Option 2 | • A new 500 kV single-circuit line from locality of Armidale South to locality of Boggabri to Orana REZ. • A new single 500 kV circuit from Orana REZ to Wollar. • A new 500/330 kV substation with two 1,500 MVA transformers in locality of Armidale South. • A new 500 kV switching station in locality of Boggabri. • A new 330 kV double circuit line from a new substation in locality of Armidale South to Armidale. • Reconnect both Tamworth-Armidale 330 kV lines from Armidale to a new substation in locality of Armidale South. • 500 kV line shunt reactors at both ends of locality of Armidale South - locality of Boggabri, locality of Boggabri - Orana REZ and Orana REZ - Wollar. | CNSW to NNSW | 710 | 535 | 1928 | AEMO (TCD) | Class 5b | Long | N1 & N2: 535MW
|  |  | CNSW-NNSW Option 3 | • An additional new 500 kV single-circuit line from locality of Armidale South to locality of Boggabri to Orana REZ. • 500 kV line shunt reactors for the additional 500 kV line at both ends of locality of Armidale South - locality of Boggabri and locality of Boggabri - Orana REZ. (Pre-requisite: CNSW-NNSW Option 2) | CNSW to NNSW | 585 | 470 | 1403 | AEMO (TCD) | Class 5b | Long | N1 & N2: 470MW (Over option 2)
|  |  | CNSW-NNSW Option 4 | • A new 500 kV double circuit (strung on one side) from locality of Armidale South to locality of Boggabri to Orana REZ. • A new single 500 kV circuit from Orana REZ to Wollar. • A new 500/330 kV substation with two 1,500 MVA transformers in locality of Armidale South • A new 500 kV switching station in locality of Boggabri • A new 330 kV double circuit line from a new substation in locality of Armidale South to Armidale. • Reconnect both Tamworth-Armidale 330 kV lines from Armidale to a new substation in locality of Armidale South. • 500 kV line shunt reactors at both ends of locality of Armidale South - locality of Boggabri, locality of Boggabri - Orana REZ and Orana REZ - Wollar 500 kV lines. | CNSW to NNSW | 710 | 535 | 1896 | AEMO (TCD) | Class 5b | Long | N1 & N2: 535MW
|  |  | CNSW-NNSW Option 5 | • An additional new 500 kV circuit (second circuit strung) from locality of Armidale South to locality of Boggabri to Orana REZ. • 500 kV line shunt reactors for the additional 500 kV circuit at both ends of locality of Armidale South - locality of Boggabri and locality of Boggabri - Orana REZ. (Pre-requisite: CNSW-NNSW Option 4). | CNSW to NNSW | 585 | 470 | 510 | AEMO (TCD) | Class 5b | Long | N1 & N2: 470MW (Over option 4)
| East of the existing CNSW-NNSW corridor |  | CNSW-NNSW Option 6 | • A new 500 kV double circuit line from locality of Armidale South to Bayswater via east of Tamworth, • A new 500/330 kV substation with two 1,500 MVA transformers in locality of Armidale South. • A new 500/330 kV substation in locality of east of Tamworth. • A new 330 kV circuit from the locality of east of Tamworth to Tamworth. • A new 330 kV double circuit line from a new substation in locality of Armidale South to Armidale. • Reconnect both Tamworth-Armidale 330 kV lines from Armidale to a new substation in locality of Armidale South. • 500 kV line shunt reactors at both ends of locality of Armidale South - locality of east of Tamworth and locality of east of Tamworth - Bayswater. | CNSW to NNSW | 2190 | 1800 | 1678 | AEMO (TCD) | Class 5b | Long | N2: 1800MW
|  |  | CNSW-NNSW Option 6A | CNSW-NNSW Option 6 plus • Powerflow controllers on each of the Armidale-Tamworth 330 kV circuits. • +/- 400 MVAr SVC at locality of east of Tamworth | CNSW to NNSW | 3070 | 3070 | 1905 | AEMO (TCD) | Class 5b | Long | N2: 3070 MW
|  |  | CNSW-NNSW Option 6B | CNSW-NNSW Option 6A plus • An additional new 500 kV double circuit line from Armidale South to locality of east of Tamworth to Bayswater. • An additional 500/330 1,500 MVA transformer at locality of Armidale South. • An additional +/- 400 MVAr SVC at locality of east of Tamworth. • 500 kV line shunt reactors at both ends of locality of Armidale South - locality of east of Tamworth and locality of east of Tamworth - Bayswater. | CNSW to NNSW | 5820 | 5820 | 3142 | AEMO (TCD) | Class 5b | Long | N2: 5820 MW
|  |  | CNSW-NNSW Option 7 | • A new 330 kV double circuit line from a new substation in locality of Armidale South to Liddell. A new 330 kV double circuit line from a new substation in locality of Armidale South to Armidale. • Reconnect both Tamworth-Armidale 330 kV lines from Armidale to a new substation in locality of Armidale South. | CNSW to NNSW | 1470 | 1590 | 891 | AEMO (TCD) | Class 5b | Long | N2: 1590MW
| Existing CNSW-NNSW corridor |  | CNSW-NNSW Option 8 | • Non-network option - A Virtual Transmission Line option with a 300 MW energy storage system south of Liddell and north of Armidale. | CNSW to NNSW | 300 | 300 | Non-network option costs to be provided by interested parties |  |  |  | N2: 300MW
| East of the existing CNSW-NNSW corridor |  | CNSW-NNSW Option 9 | • 2,000 MW bi-pole HVDC transmission system between locality Bayswater and locality of Armidale South. • A new 330 kV double circuit line from a new substation in locality of Armidale South to Armidale. • Reconnect both Tamworth-Armidale 330 kV lines from Armidale to a new substation in locality of Armidale South. | CNSW to NNSW | 1750 | 2000 | 2112 | AEMO (TCD) | Class 5b | Long | N2: 2000MW
| West of the existing CNSW-NNSW corridor |  | CNSW-NNSW Option 10 | • A 2,000 MW bi-pole HVDC transmission system between locality of Wollar and locality of Boggabri. • A new 330 kV ac line between locality of Boggabri and Tamworth. | CNSW to NNSW | 1750 | 2000 | 2300 | AEMO (TCD) | Class 5b | Long | N1: 2000MW
Central NSW (CNSW) to Sydney, Newcastle and Wollongong (SNW)
Flow path | Development path | Development Driver | Option Name | Augmentation Description | Forward direction power flow | Notional transfer level increase (MW) Note: Same increase applies to all transfer limit conditions (Peak demand, Summer typical and Winter reference |  | Indicative cost estimate ($ million) - Note 2 | Cost estimate source | Cost estimate class | Lead time or Expected service date - Notes 3 & 4 | Additional REZ hosting capacity provided
[6 empty] | Forward direction | Reverse direction
CNSW-SNW | Northern side of Sydney | Retirement of coal-powered generation in New South Wales. | CNSW-SNW Option 1 | SNW Northern 500 kV loop: • A new 500 kV substation near Eraring • A new 500 kV double circuit line between substation near Eraring and Bayswater substation. • Two 500/330 kV 1,500 MVA transformers either at Eraring substation or new substation near Eraring | CNSW to SNW | 5,000 (This capacity increase for accommodation of additional new generation from North of Bayswater and 2/3 generation from Central West NSW) (Note 14) | NA | 880 | AEMO (TCD) (Note 10) | Class 5b | Long | O1:1,850
| Southern side of Sydney | Retirement of coal-powered generation in New South Wales. | CNSW-SNW Option 2 | SNW Southern 500 kV loop: • A new 500 kV double circuit line from the Bannaby substation to a new Overhead/Underground Transition site. • 8 km of tunnel installed underground 500 kV cables from Transition site to new substation in the locality of South Creek. • Establish 500/330 kV substation in the locality of South Creek. • Cut-in both Eraring - Kemps Creek 500 kV circuits at the new substation in the locality of South Creek. • Two new 500/330 kV 1,500 MVA transformers at the new substation in the locality of South Creek. • Replace a section of existing Bannaby-Sydney West 330 kV to double circuit line between the locality of South Creek and Sydney West. • Uprate the existing line between Bannaby and the locality of South Creek from 85 degrees to 100 degrees operating temperature. • Cut-in Bayswater - Sydney West 330 kV line at South Creek. • Cut-in Regentville - Sydney West 330 kV line at South Creek. | CNSW to SNW | 4,500 (This capacity increase for accommodation of additional new generation from South of Bannaby and 1/3 generation from Central West NSW | NA | 2256 | AEMO (TCD) C | Class 5b | Long | -
| Northern and Southern sides of Sydney | Retirement of coal-powered generation in New South Wales. | CNSW-SNW Option 3 | Both SNW Northern 500 kV loop and SNW Southern 500 kV loop: • CNSW-SNW Option 1. • CNSW-SNW Option 2. | CNSW to SNW | 5,600 (No restriction to generation dispatch from north, south and west of SNW) | NA | 3136 | AEMO (TCD) (Note 10) | Class 5b | Long | -
| Bayswater to Newcastle | Hydrogen scenario - To provide access to port near Newcastle. | H-Newcastle (This is not an alternative option to supply SNW) | Three new 500 kV lines from Bayswater to Newcastle. Four new 500/330 kV transformers at Newcastle. Line shunt reactors at each of the new 500 kV lines. | CNSW to SNW | 5000 | 5000 | 1552 | AEMO (TCD) | Class 5b | Long
| Bannaby to Dapto | Hydrogen scenario - To provide access to port near Dapto. | H-Dapto (This is not an alternative option to supply SNW) | Three new 500 kV lines from Bannaby to Dapto. Four new 500/330 kV transformers at Dapto. Line shunt reactors at each of the new 500 kV lines. | CNSW to SNW | 5000 | 5000 | 1220 | AEMO (TCD) | Class 5b | Long
Southern NSW to Central NSW
Flow path | Development flow path | Development Driver | Option Name | Augmentation Description | Forward direction power flow | Notional transfer level increase (MW) Note: Same increase applies to all transfer limit conditions (Peak demand, Summer typical and Winter reference) |  | Indicative cost estimate ($ million) - Note 2 | Cost estimate source | Cost estimate class | Lead time or Expected service date - Notes 3 & 4 | Additional REZ hosting capacity provided
[6 empty] | Forward direction | Reverse direction
SNSW-CNSW | HumeLink | To provide access to Snowy 2.0 generation to load centres in SNW. | SNSW-CNSW Option 1 (HumeLink) | • New Wagga Wagga 500/330 kV substation and 330kV double circuit connection to the existing Wagga Wagga 330kV substation. • Three new 500 kV transmission lines: – Between Maragle and Bannaby 500 kV substations; – Between Maragle and new Wagga Wagga 500 kV substations; and – Between new Wagga Wagga and Bannaby 500 kV substations. • Three 500/330 kV 1,500 MVA transformers at Maragle. • Two 500/330 kV 1,500 MVA transformers at new Wagga Wagga. • 500 kV Line shunt reactors at the ends of Maragle – Bannaby, Maragle – new Wagga Wagga and new Wagga Wagga – Bannaby 500 kV lines | SNSW to CNSW | 2200 | 2200 | 3315 | Transgrid | Unknown (Note 9) | 2026-27 | N6+N7:2200 (N6:1,500) N5:1000
| Wagga Wagga to Bannaby | Increased import from Victoria and South Australia with high existing and Snowy 2.0 hydro generation | SNSW-CNSW Option 2 | • An additional new 500 kV line from Wagga Wagga to Bannaby. (Pre-requisite: HumeLink) | SNSW to CNSW | 2000 | 2000 | 953 | AEMO (TCD) | Class 5b | Long | N6:1,500
|  |  | SNSW-CNSW Option 3 | • HVDC between Wagga Wagga and Bannaby: • A 2000 MW bi-pole overhead transmission line from locality of Bannaby to locality of Wagga Wagga. • A new 2,000 MW bipole converter station in locality of Bannaby. • A new 2,000 MW bipole converter station in locality of Wagga Wagga. • AC network connection between new HVDC converter station in the locality of Bannaby and the existing Bannaby 500 kV substation. • AC network connection between HVDC converter station in the locality of Wagga Wagga and a future Wagga Wagga 500 kV substation. (Assumption: This option comes after HumeLink) | SNSW to CNSW | 2000 | 2000 | 2038 | AEMO (TCD) | Class 5b | Long | N6:2,000
Victoria to Southern NSW
Flow path | Development path | Development Driver | Option Name | Augmentation Description | Forward direction power flow | Notional transfer level increase (MW) Note: Same increase applies to all transfer limit conditions (Peak demand, Summer typical and Winter reference |  | Indicative cost estimate ($ million) - Note 2 | Cost estimate source | Cost estimate class | Lead time or Expected service date - Notes 3 & 4 | Additional REZ hosting capacity provided
[6 empty] | Forward direction | Reverse direction
VIC-SNSW | West of VNI 330 kV path | Increase thermal capacity and, voltage and stability limit of VIC-NSW interconnector. Provide route diversity of existing VNI 330 kV corridor | VIC-SNSW Option 1 - VNI West (Shepparton) | New two 500 kV lines from north of Ballarat to near Shepparton to near Wagga • Two new 500 kV overhead lines from north of Ballarat to near Shepparton to near Wagga Wagga. • A new 500/220 kV terminal station with two500/220 kV 1,000 MVA transformers near Shepparton. • A 220 kV double circuit line from Shepparton terminal station to near Shepparton. • Power flow controllers to prevent overloading on 330 kV lines between Upper/Lower Tumut and South Morang and, 220 kV lines between Dederang and Thomastown. • 500 kV line shunt reactors at both ends of North of Ballarat - near Shepparton, near Shepparton - near Wagga Wagga 500 kV circuits. • Up to +/- 400 MVAr dynamic reactive compensation at the new 220 kV terminal station near Shepparton. | VIC to SNSW | 1930 | 1800 | 2711 | AEMO (Victorian Planning) &Transgrid | Unknown (Note 9) | Long | V3: 550 V6: 1,050
VIC-SNSW | West of VNI 330 kV path | Increase thermal capacity and, voltage and stability limit of VIC-NSW interconnector. Provide route diversity of existing VNI 330 kV corridor | VIC-SNSW Option 2 - VNI West (Kerang) Assumption: Dinawan to Wagga Wagga double circuit line is already built at 500 kV design as part of PEC project. | • A new 500 kV double circuit line from north of Ballarat to near Bendigo to near Kerang to locality of Dinawan. • Upgrade Dinawan to near Wagga Wagga 500 kV double circuit line from 330 kV to 500 kV operation. • Establish Dinawan 500 kV switchyard with two 500/330 kV 1,500 MVA transformers. • New substations near Bendigo and near Kerang. • Two 500/220 kV 1,000 MVA transformers at each of the new substations near Bendigo and near Kerang. • 220 kV connections from the existing terminal station at Bendigo to new terminal station near Bendigo. • 220 kV connections from the existing terminal station at Kerang to new terminal station near Kerang. • Power flow controllers to prevent overloading on 330 kV lines between Upper/Lower Tumut and South Morang and, 220 kV lines between Dederang and Thomastown. • 500 kV line shunt reactors at both ends of North of Ballarat - near Bendigo, near Bendigo - near Kerang, near Kerang - Dinawan and Dinawan - near Wagga Wagga 500 kV circuits. • Up to +/- 400 MVAr dynamic reactive compensation at the new 220 kV terminal station near Kerang. | VIC to SNSW | 1930 | 1800 | 2942 | AEMO (Victorian Planning) &Transgrid | Unknown (Note 9) | Long | V2: 1,600 V3: 550 N5: 900
VIC-SNSW | Additional Path from Melbourne to Shepparton to Wagga | Increase thermal capacity and, voltage and stability limit of VIC-NSW interconnector. Provide route diversity of existing VNI 330 kV corridor. | VIC-SNSW Option 6A Assumption: VNI West NOT IN PLACE | • A new 500 kV double-circuit line from north of Melbourne to near Shepparton to near Wagga Wagga. • A new 500 kV Terminal Station in north of Melbourne and near Shepparton. • Cut-in the existing South Morang–Sydenham 500 kV circuits at a new substation in north of Melbourne. • Two 500/220 kV 1,000 MVA transformers at a new terminal station near Shepparton. • A 500/330 kV transformer at near Wagga Wagga. • Cut-in the Shepparton-Glenrowan line into the new station near Shepparton • Cut-in Rowville–Thomastown 220 kV line at South Morang. • Additional reactive plants at terminal stations in north of Melbourne and near Shepparton and near Wagga Wagga. • A new +/- 400 MVAr dynamic reactive plant near Shepparton 220 kV. | VIC to SNSW | 1930 | 1800 | 2317 | AEMO (TCD) | Class 5b | Long | V6: 1,700
VIC-SNSW | Additional Path from Melbourne to Kerang | This option is identified to increase thermal capacity and, voltage and stability limit to access increased transfer from New South Wales to Victoria and increased renewable generation from Murray River, Western Victoria and Central North Victoria REZ simultaneously. | VIC-SNSW Option 6 Assumption: VNI West (Kerang) in place. | • A new 500 kV double-circuit line from north of Melbourne to near Shepparton to near Wagga Wagga. • A new 500 kV Terminal Station in north of Melbourne and near Shepparton. • Cut-in the existing South Morang–Sydenham 500 kV circuits at a new substation in north of Melbourne. • Two 500/220 kV 1,000 MVA transformers at a new terminal station near Shepparton. • A 500/330 kV transformer at near Wagga Wagga. • Cut-in the Shepparton-Glenrowan line into the new station near Shepparton • Cut-in Rowville–Thomastown 220 kV line at South Morang. • Additional reactive plants at terminal stations in north of Melbourne and near Shepparton and locality of Wagga Wagga. • A new +/- 400 MVAr dynamic reactive plant near Shepparton 220 kV. | VIC to SNSW | 2000 | 1500 | 2317 | AEMO (TCD) | Class 5b | Long | V6: 1,700
VIC-SNSW | North of Melbourne to Wagga Wagga | This option is identified to increase thermal capacity and, voltage and stability limit to access increased transfer from New South Wales to Victoria and increased renewable generation from Murray River, Western Victoria and Central North Victoria REZ simultaneously. | VIC-SNSW Option 7 Assumption: With or without VNI West (Shepparton or Kerang or North of Melbourne) in place. | HVDC between north of Melbourne and Wagga Wagga • A 2,000 MW HVDC bi-pole overhead transmission line from north of Melbourne to locality of Wagga Wagga. • A new 2,000 HVDC bipole converter station in north of Melbourne. • A new 2,000 HVDC bipole converter station in locality of Wagga Wagga. • Connect both the existing South Morang-Sydenham 500 kV lines at the new terminal station in north of Melbourne. • AC network connection between HVDC converter station and the new terminal station in north of Melbourne. • AC network connection between HVDC converter station in locality of Wagga Wagga and the existing Wagga Wagga substation. • Cut-in Rowville–Thomastown 220 kV line at South Morang. | VIC to SNSW | 2000 | 2000 | 2510 | AEMO (TCD) | Class 5b | Long | n/a
New South Wales to South Australia
Flow path | Development path | Development Driver | Option Name | Augmentation Description | Forward direction power flow | Notional transfer level increase (MW) Note: Same increase applies to all transfer limit conditions (Peak demand, Summer typical and Winter reference |  | Indicative cost estimate ($ million)2 | Cost estimate source | Cost estimate class | Lead time or Expected service date - Notes 3 & 4 | Additional REZ hosting capacity provided
[6 empty] | Forward direction | Reverse direction
SA-SNSW | Robertstown to Wagga Wagga via Buronga and Dinawan | Reduce South Australia's reliance on gas generators. Improving access to high quality renewable resources across regions. Enhancing security of electricity supply in South Australia, | Project EnergyConnect (Committed project) | AC interconnector between Wagga Wagga in New South Wales and Robertstown in South Australia via Buronga. Stage 1: • A new Robertstown to Bundey 275 kV double circuit line strung one circuit initially. • A new Bundey to Buronga 330 kV double circuit line strung one circuit initially. • A new Buronga to Red Cliffs 220 kV double circuit line strung one circuit only. • A new 330/275 kV substation and a transformer at Bundey. • A new 330/220 kV substation, a 330/220 kV transformer and a 330 kV phase shifting transformer at Buronga. • Static and dynamic reactive plant at Bundey and Buronga. Stage 2: • Second 275 kV circuit strung on the Robertstown–Bundey 275 kV double circuit line. • Second 330 kV circuit strung on the Bundey–Buronga 330 kV double circuit line. • A new 330 kV double-circuit line from Dinawan to Buronga. • A new 500 kV double-circuit line from Dinawan to Wagga Wagga operating at 330 kV. • Two additional new 330/275 kV transformers at Bundey. • A new 330 kV switching station at Dinawan. • Additional new 330 kV phase shifting transformers at Buronga. • Additional new 330/220 kV transformer at Buronga. • Turning the existing 275 kV line between Para and Robertstown into Tungkillo. • Static and dynamic reactive plant at Bundey, Robertstown, Buronga and Dinawan. • A special protection scheme to detect and manage the loss of either of the AC interconnectors connecting to South Australia. | NSW to SA | 800 (750) - Note 5 (1300) - Note 6 | 800 (750) - Note 5 (1450) - Note 6 | Anticipated project. |  |  | Stage 1 - September 2023 Stage 2 - September 2024 To allow time for inter-network testing, AEMO will assume full capacity from July 2026. (Note 15) | S2 : 800 N5: 800
Tasmania to Victoria
Flow path | Development path | Development Driver | Option Name | Augmentation Description | Forward direction power flow | Notional transfer level increase (MW) Note: Same increase applies to all transfer limit conditions (Peak demand, Summer typical and Winter reference |  | Indicative cost estimate ($ million) - Note 2 | Cost estimate source | Cost estimate class | Lead time or Expected service date - Notes 3 & 4 | Additional REZ hosting capacity provided
[6 empty] | Forward direction | Reverse direction
TAS-VIC | Proposed Marinus Link path (path between Burnie area and Latrobe Valley area) | Access to high quality wind resources in Tasmania and deep storage capability of Tasmanian hydro generation. | TAS-VIC Option 1 (Marinus Link stage 1) | Marinus Link Stage 1 • A 750 MW monopole HVDC cable between Burnie area in Tasmania and Latrobe Valley in Victoria. • A new 750 MW HVDC monopole converter station in Burnie area. • A new 750 MW HVDC monopole converter station in Latrobe Valley area. • A new 220 kV switching station at Heybridge adjacent to the converter station. • A new 220 kV switching station at Staverton. • A new double-circuit 220 kV transmission line from Staverton to Heybridge via Hampshire and Burnie. • A new 220 kV double circuit line from Palmerston to Sheffield. • Cut-in both Sheffield-Mersey Forth double circuit 220 kV lines at Staverton. • A new 500 kV connection from converter station in Latrobe Valley to Hazelwood area. | TAS to VIC | 750 (Note 7) | 750 Basslink and Marinus Link 1 combined transfer limit 978 | 2,380 (Note 11) | TasNetworks | Class 4 | July 2029 | T3 + 450, T2 + 350 (Note 12)
TAS-VIC | Proposed Marinus Link path (path between Burnie area and Latrobe Valley area) | Access to high quality wind resources in Tasmania and deep storage capability of Tasmanian hydro generation. | TAS-VIC Option 2 (Marinus Link stage 2) | Stage 2 • An additional 750 MW monopole cable between Burnie area in Tasmania and Latrobe Valley in Victoria. • An additional new 750 MW HVDC monopole converter station in Burnie area. • An additional new 750 MW HVDC monopole converter station in Latrobe Valley area. • A new double-circuit 220 kV transmission line from Heybridge to Sheffield and the decommissioning of the existing 220 kV single-circuit transmission line in this corridor. • A new 500 kV connection from converter station in Latrobe Valley to Hazelwood area. Pre-requisite: TAS-VIC Option 1 ( Stage 1) | TAS to VIC | 750 | 750 Basslink and Marinus Link1&2 combined transfer limit 1,728 | 1,402 (Note 11) | TasNetworks | Class 4 | July 2031 | T2 + 800 (Note 13)
Notes:
1. Committed transmission augmentations are South Australia system strength remediation and QNI minor project and VNI Minor project.
2. Cost estimates. For AEMO estimates sourced from the TCD Class 5a are with +/-30% accuracy. Class 5b are with +/-50% accuracy. Please refer to the Transmission cost report for accuracy bands for TNSP estimates.
3. Service date refers to full capacity release to the market after commissioning and inter-connector testing.
4. Service dates are provided for projects, which were provided by TNSPs. For other projects lead time for expected service is provided from the release of final 2022 ISP. This lead time is categorized as short (1-3 years), medium (3-5 years) and long (beyond 5 years).
5. With NSW-SA interconnector, VIC-SA Heywood transfer limit would be raised. This is given within brackets ( )
6. Values in double bracket (( )) represent the combined transfer level with the existing VIC-SA Heywood interconnector and a new NSW-SA interconnector.
7. With the introduction of Marinus Link, the capacities of the following generators increase: 100 MW across the west coast, 150 MW for Tarraleah and 90 MW capacity for Gordon.
8. A 1% of capital cost is assumed as operation and maintenance cost of each of the interconnector options.
9. Estimates for costs for HumeLink and the New South Wales works on VNI West are included using Transgrid’s estimates. As the information provided did not allow AEMO to transparently confirm these classifications, the accuracy and class of the estimates are stated as ‘unknown’ in this report.
10. AEMO requested that Transgrid provide information on these options through preparatory activities as per clause 5.22.6(c) in NER. Although Transgrid provided AEMO with the required scope and cost estimates, the cost estimates were provided on a confidential basis. The ISP regulatory framework is designed to be transparent and consultative for all stakeholders, and AEMO does not consider it appropriate to use confidential transmission costs in the ISP. Accordingly, AEMO has developed independent cost estimates using the Transmission Cost Database and the project scopes provided by Transgrid.
11. In Draft ISP modelling, AEMO assumed early works cost $139 million (after discounting $50 million in grant funding), cable 1 costs $2,081 million, and cable 2 costs $1,210 million. For the final 2022 ISP, AEMO assumed early works cost $139 million (after discounting $50 million in grant funding) which was added to cable 1 costs of $2,081 million, and cable 2 costs $1,210 million. These figures were escalated from 2020 to 2021 dollars. This results in the costs that were used in ISP modelling – cable 1 costing $2,302 million and cable 2 costing $1,255 million. Another $600 million added to costing of cable 2, if cable 2 completed after 3 years of cable 1 completion. In June 2022, TasNetworks announced that the costs had changed to $2,380 million for cable 1 and $1,402 million for cable 2.
12. While upgrades could allow an additional 800 MW in T2, total of T2+T3 < 800. T2 increase of 350 MW is for modelling purposes to allow for 450 MW increase in T3.
13. Network upgrades allow for an increase in T2 of 800 MW, but no additonal increase in T3.
14. The northern part of Sydney Ring is named the Hunter Transmission Project. The transfer increases by an extra 220 MW with the line upgrade of Bannaby - Sydney West 330 kV line.
15. AEMO for the 2022 ISP modelled the full capacity for PEC, using information available at the time, as July 2025.

## Transmission Climate Factor
Go to Assumptions Summary
Transmission Bushfire Climate Factor
An adjustment to capture climate risks on transmission outage rates for key bushfire affected corridors. Used only in Reliability Forecast modelling
Calculated as the rolling mean of a large ensemble of climate projections for the count of days with FFDI > 50 in Melbourne; a trend observed to be consistent throughout Southern Australia.
Days with FFDI > 50 in Melbourne represent days of higher risk for bushfire interactions on key transmission corridors.
AEMO's modelling will apply the RCP8.5 Median trajectories by default, which is relevant for all scenarios in the Reliability Forecast horizon. No material variation is expected for other RCP's for which data is unavailable.
Projections
VNI | RCP | 2020-21 | 2021-22 | 2022-23 | 2023-24 | 2024-25 | 2025-26 | 2026-27 | 2027-28 | 2028-29 | 2029-30 | 2030-31 | 2031-32 | 2032-33 | 2033-34 | 2034-35 | 2035-36 | 2036-37 | 2037-38 | 2038-39 | 2039-40 | 2040-41 | 2041-42 | 2042-43 | 2043-44 | 2044-45 | 2045-46 | 2046-47 | 2047-48 | 2048-49 | 2049-50 | 2050-51 | 2051-52
All Scenarios | 8.5 | 5.34% | 7.834% | 9.707% | 10.21% | 11.09% | 11.47% | 10.75% | 11.33% | 13.44% | 16.98% | 19.71% | 22.51% | 23.42% | 23.41% | 25.72% | 27.77% | 27.82% | 29.88% | 30.11% | 32.71% | 34.1% | 33.07% | 32.59% | 35.75% | 37.4% | 38.35% | 39.45% | 41.88% | 40.39% | 44.09% | 44.03% | 45.11%

## Transmission Reliability
Go to Assumptions Summary
Transmission Reliability
AEMO applies the following rates to probabilistic modelling of single credible contingencies and reclassifications on 6 lines that materially contribute to inter-regional transfer capability.
These rates apply to Reliability Forecast modelling only
Transmission outage rates
Line/Flowpath | Implementation | Outage Rate (%) | Mean time to repair (hrs)
Liddell - Bulli Creek | Static annual FOR | 1.171% | 7
Dederang – Upper/Lower Tumut | Regress against bushfire weather1 | 0.5568% | 7
South Morang – Dederang | Regress against bushfire weather1 | 0.2623% | 7
Murraylink | Static annual FOR | 0% | 7
Moorabool – Tailem Bend | Static annual FOR | 0.05142% | 7
Basslink | Static annual FOR | 0.02157% | 7
1 Climate change adjustments are applied as specified on the "Transmission Climate Factor" tab

## Maximum capacity
Go to Assumptions Summary
Generator nameplate capacity
The maximum capacities of each existing and committed generating unit are based on February 2022 Generation Information,. These values describe the nameplate capacity for the purpose of calculating operational costs. The operation/dispatch generation limts for each power station are provided by the seasonal ratings, not the below nameplate capacities. Updates associated with Mount Piper's closure year and the Torrens Island BESS have also been included.
https://www.aemo.com.au/Electricity/National-Electricity-Market-NEM/Planning-and-forecasting/Generation-information
Max capacities of each new entrant generation technologies are sourced from Aurecon 2020-21 AEMO costs and technical parameter review.
Existing generators |  |  | Committed Projects 1 |  |  |  | Anticipated Projects 2 |  |  |  | Existing, Committed and Anticipated Batteries 3 | [5 empty] | New generation technologies
Generator | Region | Installed capacity (MW) | Generator | Region | Installed capacity (MW) | Commissioning date | Generator | Region | Installed capacity (MW) | Indicative commissioning date | Storage | Region | Installed capacity (MW) | Energy (MWh) | Indicative commissioning date | Project Status | Generator type | Unit Size (MW) | Number of Units | Total Plant Size (MW)
Bayswater | NSW | 2690 | Kurri Kurri | NSW | 750 | Dec 2023 | Tallawarra B | NSW | 316 | 2023-07-01 | Wallgrove Grid Battery project | NSW | 50 | 75 | Oct 2021 | Committed | Black Coal (advanced ultra supercritical PC) | 1000 | 1 | 1000
Eraring | NSW | 2880 | Snapper Point Power Station* | SA | 154 | 2023-07-01 | West Wyalong Solar Farm | NSW | 105.27 | 2023-07-01 | Wandoan South BESS | QLD | 100 | 150 | Dec 2021 | Committed | Black Coal (advanced ultra supercritical PC) with CCS | 1000 | 1 | 1000
Liddell | NSW | 2000 | Kidston | QLD | 250 | Feb 2025 | Wollar Solar Farm | NSW | 280 | 2023-07-01 | Adelaide Desalination Plant BESS | SA | 6.27 | 12.6 | 2023-07-01 | Committed* | OCGT (small GT) | 49 | 5 | 245
Mt Piper | NSW | 1390 | Snowy 2.0 | NSW | 2040 | Dec 2026 | Aramara Solar Farm | QLD | 101.4 | 2023-07-01 | Bolivar Waste Water Treatment BESS | SA | 2 | 5.04 | 2023-07-01 | Anticipated | OCGT (large GT) | 265 | 1 | 265
Vales Point B | NSW | 1320 | Corowa Solar Farm | NSW | 35.992 | Aug 2021 | Munna Creek Solar Farm | QLD | 154 | 2023-07-01 | Christies Beach Wastewater Treatment Plant BESS | SA | 2 | 4.32 | 2023-07-01 | Anticipated | CCGT | 409 | 1 | 409
Callide B | QLD | 700 | Gunnedah Solar Farm | NSW | 110 | Oct 2021 | Rodds Bay Solar Farm | QLD | 302.5 | 2023-07-01 | Dalrymple North BESS | SA | 30 | 8 | 0 | Existing | CCGT with CCS | 409 | 1 | 409
Callide C | QLD | 840 | Junee Solar Farm | NSW | 36.014 | Sep 2021 | Christies Beach Wastewater Treatment Plant | SA | 5 | 2023-07-01 | Happy Valley Reservoir BESS | SA | 4 | 8.82 | 2023-07-01 | Anticipated | Biomass | 30 | 1 | 30
Gladstone | QLD | 1680 | Metz Solar Farm | NSW | 135 | Apr 2022 | Happy Valley Reservoir | SA | 8 | 2023-07-01 | Hornsdale Power Reserve Unit 1 | SA | 150 | 178.3 | 0 | Existing | Large scale Solar PV | -
Kogan Creek | QLD | 744 | New England Solar Farm | NSW | 400 | Apr 2023 | Mortlake South Wind Farm | VIC | 157.5 | 2023-07-01 | Lake Bonney BESS1 | SA | 25 | 52 | 0 | Existing | Solar Thermal (8hrs Storage) | -
Millmerran | QLD | 852 | Riverina Solar Farm | NSW | 32.4 | Sep 2022 | Macintyre Wind Farm | QLD | 300 | 2023-07-01 | Lincoln Gap Wind Farm - BESS | SA | 10 | 10 | 2023-07-01 | Anticipated | Battery storage (1hr storage) | -
Stanwell | QLD | 1460 | Sebastopol Solar Farm | NSW | 90 | Apr 2022 | Quorn Park Solar Farm | NSW | 80 | 2023-09-30 | Torrens Island BESS | SA | 250 | 250 | 2023-07-01 | Anticipated | Battery storage (2hrs storage) | -
Tarong | QLD | 1400 | Suntop Solar Farm | NSW | 150 | Dec 2021 | Walla Walla Solar Farm | NSW | 380 | 2023-07-30 | Ballarat Energy Storage System | VIC | 30 | 30 | 0 | Existing | Battery storage (4hrs storage) | -
Tarong North | QLD | 450 | Wagga North Solar Farm | NSW | 36.014 | Oct 2021 | Wunghnu Solar Farm | VIC | 75 | 2023-07-01 | Bulgana Green Power Hub - BESS | VIC | 20 | 34 | Nov 2021 | Committed | Battery Storage (8hrs storage) | -
Loy Yang A Power Station | VIC | 2210 | Bluegrass Solar Farm | QLD | 148 | Feb 2022 | Yanco Solar Farm | NSW | 60 | 2023-07-01 | Gannawarra Energy Storage System | VIC | 25.33 | 50 | 0 | Existing | Wind | -
Loy Yang B | VIC | 1160 | Columboola Solar Farm | QLD | 217.25 | Feb 2022 | 2. Indicative commissioning date of projects are based on Generation Information updates from February 2022. Where information is absent or before 1 July 2023, the commissioning date is assumed to be 1 July 2023. |  |  |  | Victorian Big Battery | VIC | 300 | 450 | Nov 2021 | Committed | Wind - Offshore | -
Yallourn W | VIC | 1450 | Gangarri Solar Farm | QLD | 162 | Oct 2021 |  |  |  |  | 3. Energy capacity provided here is before accounting for batttery degradation. | [5 empty] | Pumped Hydro (8hrs storage) | -
Tallawarra | NSW | 440 | Kennedy Energy Park Solar Farm* | QLD | 15 | 2023-07-01 | [10 empty] | Pumped Hydro (24hrs storage) | -
Condamine A | QLD | 144.4 | Warwick Solar Farm - stage 1 | QLD | 32.104 | Dec 2021 | [10 empty] | Pumped Hydro (48hrs storage) | -
Darling Downs | QLD | 644.5 | Warwick Solar Farm - stage 2 | QLD | 32.104 | Dec 2021 | [10 empty] | BOTN - Cethana | 750 | 1 | 750
Swanbank E GT | QLD | 385 | Western Downs Green Power Hub | QLD | 400 | Mar 2022 | [10 empty] | Hydrogen turbine (large) | 265 | 1 | 265
Yabulu PS | QLD | 160 | Woolooga Solar Farm | QLD | 222.5 | Apr 2022
Yabulu Steam Turbine | QLD | 84 | Adelaide Desalination Plant* | SA | 11 | 2023-07-01
Yarwun Cogen | QLD | 180 | Morgan To Whyalla Pipeline No 1 PS And Water Filtration Plant | SA | 6.12 | 2021-06-01
Osborne | SA | 180 | Morgan To Whyalla Pipeline No 2 PS | SA | 5.88 | 2021-02-01
Pelican Point | SA | 529 | Morgan To Whyalla Pipeline No 3 PS | SA | 7.38 | Jun 2021
Tamar Valley Combined Cycle | TAS | 208 | Morgan To Whyalla Pipeline No 4 PS | SA | 5.88 | 2021-02-01
Colongra | NSW | 724 | Cohuna Solar Farm | VIC | 31.103 | Jul 2021
Hunter Valley GT | NSW | 50 | Bango 999 Wind Farm | NSW | 84.8 | Dec 2021
Smithfield Energy Facility | NSW | 184.999 | Kaban Green Power Hub - Wind Farm* | QLD | 149.8 | 2023-07-01
Uranquinty | NSW | 664 | Kennedy Energy Park Wind Farm* | QLD | 43.2 | 2023-07-01
Barcaldine Power Station | QLD | 37 | Lincoln Gap Wind Farm - stage 2 | SA | 86.4 | Feb 2022
Braemar | QLD | 549 | Murra Warra Wind Farm - stage 2 | VIC | 209 | Jul 2022
Braemar 2 Power Station | QLD | 519 | Adelaide Desalination Plant | SA | 13.72 | 2023-07-01
Mackay GT | QLD | 34 | Bolivar Waste Water Treatment | SA | 11 | 2023-07-01
Mt Stuart | QLD | 423.5 | Edenvale Solar Park | QLD | 146 | 2024-02-01
Oakey Power Station | QLD | 346 | Hillston Sun Farm | NSW | 85 | 2023-07-01
Roma | QLD | 80 | Mannum Adelaide Pumping Station No 2 - MAPL2 (Palmer) | SA | 16.8 | 2023-07-01
Port Lincoln GT | SA | 73.5 | Mannum Adelaide Pumping Station No 3 - MAPL3 (Kanmantoo) | SA | 16.62 | 2023-07-01
Snuggery | SA | 63 | Moura Solar Farm | QLD | 99 | 2023-07-01
Dry Creek GT | SA | 156 | Murray Bridge - Onkaparinga Pipeline Pump 2 | SA | 13.74 | 2023-07-01
Hallett GT | SA | 276.86 | Port Augusta Renewable Energy Park - Solar | SA | 79.2 | 2023-07-01
Ladbroke Grove | SA | 80 | Port Augusta Renewable Energy Park - Wind | SA | 210 | 2023-07-01
Mintaro GT | SA | 90 | Wyalong Solar Farm | NSW | 62.32 | 2023-07-01
Quarantine | SA | 229 | Avonlie Solar Farm | NSW | 254 | 2023-09-24
Temporary Generation South | SA | 246.4 | Dulacca Wind Farm | QLD | 173 | 2023-08-08
Bell Bay Three | TAS | 120 | Rye Park Wind Farm | NSW | 396 | 2024-04-01
Tamar Valley Peaking | TAS | 58 | 1. Committed * projects are marked with an "*" and are assumed to commence beyond the T-1 year (at the earliest) according to the ESOO and Reliability Forecasting Methodology.
Somerton | VIC | 170
Bairnsdale | VIC | 94
Jeeralang A | VIC | 212
Jeeralang B | VIC | 228
Laverton North | VIC | 312
Mortlake | VIC | 584
Valley Power | VIC | 300
Torrens Island A | SA | 240
Torrens Island B | SA | 800
Newport | VIC | 500
Angaston | SA | 50
Barker Inlet Power Station | SA | 210
Lonsdale | SA | 20.7
Port Stanvac 1 | SA | 57.6
Blowering | NSW | 80
Guthega | NSW | 60
Hume Dam NSW | NSW | 29
Shoalhaven | NSW | 240
Upper Tumut | NSW | 616
Tumut 3 | NSW | 1500
Barron Gorge | QLD | 66
Kareeya | QLD | 86.4
Wivenhoe | QLD | 570
Bastyan | TAS | 79.9
Catagunya / Liapootah / Wayatinah | TAS | 176.7
Cethana | TAS | 85
Devils Gate | TAS | 60
Fisher | TAS | 43.2
Gordon | TAS | 432
John Butters | TAS | 144
Lake Echo | TAS | 32.4
Lemonthyme / Wilmot | TAS | 81.6
Mackintosh | TAS | 79.9
Meadowbank | TAS | 40
Poatina | TAS | 300
Reece | TAS | 231.2
Tarraleah | TAS | 90
Trevallyn | TAS | 93
Tribute | TAS | 82.8
Tungatinah | TAS | 125
Bogong / MacKay | VIC | 300.02
Dartmouth | VIC | 185
Eildon | VIC | 135
Hume Dam VIC | VIC | 29
Murray 1 | VIC | 950
Murray 2 | VIC | 552
West Kiewa | VIC | 68
Beryl Solar Farm | NSW | 98.4
Bomen Solar Farm | NSW | 121
Broken Hill Solar Farm | NSW | 53
Coleambally Solar Farm | NSW | 150.3
Darlington Point Solar Farm | NSW | 274.968
Finley Solar Farm | NSW | 162.36
Goonumbla Solar Farm | NSW | 69.75
Gullen Range Solar Farm | NSW | 10
Limondale Solar Farm 1 | NSW | 220
Limondale Solar Farm 2 | NSW | 28.98
Manildra Solar Farm | NSW | 50
Molong Solar Farm | NSW | 36.08
Moree Solar Farm | NSW | 56
Nevertire Solar Farm | NSW | 104.64
Nyngan Solar Plant | NSW | 102.025
Parkes Solar Farm | NSW | 50.5
Sunraysia Solar Farm | NSW | 228.8
White Rock Solar Farm | NSW | 20
Childers Solar Farm | QLD | 55.87
Clare Solar Farm | QLD | 110.4
Clermont Solar Farm | QLD | 92.5
Collinsville Solar Farm | QLD | 42.5
Darling Downs Solar Farm | QLD | 121
Daydream Solar Farm | QLD | 167.75
Emerald Solar Farm | QLD | 72
Hamilton Solar Farm | QLD | 57.5
Haughton Solar Farm | QLD | 132.597
Hayman Solar Farm | QLD | 57.75
Hughenden Solar Farm | QLD | 18
Kidston Solar Farm | QLD | 50
Lilyvale Solar Farm | QLD | 118.4
Longreach Solar Farm | QLD | 14
Middlemount Sun Farm | QLD | 26
Oakey 1 Solar Farm | QLD | 25
Oakey 2 Solar Farm | QLD | 55.64
Ross River Solar Farm | QLD | 128
Rugby Run Solar Farm | QLD | 65
Sun Metals Corporation Solar Farm | QLD | 143
Susan River Solar Farm | QLD | 85.26
Whitsunday Solar Farm | QLD | 57.5
Yarranlea Solar Farm | QLD | 102.96
Bungala one Solar Farm | SA | 135
Bungala Two Solar Farm | SA | 135
Tailem Bend Solar Farm | SA | 108
Bannerton Solar Farm | VIC | 100
Gannawarra Solar Farm | VIC | 55
Glenrowan West Solar Farm | VIC | 132
Karadoc Solar Farm | VIC | 102.98
Kiamal Solar Farm stage 1 | VIC | 199.95
Numurkah Solar Farm | VIC | 110.48
Wemen Solar Farm | VIC | 97.5
Yatpool Solar Farm | VIC | 92.56
Bango 973 Wind Farm | NSW | 159
Boco Rock Wind Farm | NSW | 113
Bodangora Wind Farm | NSW | 113.19
Capital Wind Farm | NSW | 140.7
Collector Wind Farm | NSW | 226.8
Crookwell 2 Wind Farm | NSW | 96.04
Crudine Ridge Wind Farm | NSW | 138
Cullerin Range Wind Farm | NSW | 30
Gullen Range Wind Farm | NSW | 165.5
Gunning Wind Farm | NSW | 46.5
Sapphire Wind Farm | NSW | 270
Silverton Wind Farm | NSW | 198.94
Taralga Wind Farm | NSW | 106.8
White Rock Wind Farm - Stage 1 | NSW | 172.48
Woodlawn Wind Farm | NSW | 48.3
Coopers Gap Wind Farm | QLD | 452.89
Mount Emerald Wind Farm | QLD | 180.518
Canunda Wind Farm | SA | 46
Cathedral Rocks Wind Farm | SA | 66
Clements Gap Wind Farm | SA | 56.7
Hallett Stage 1 Brown Hill Wind Farm | SA | 94.5
Hallett Stage 2 Hallett Hill Wind Farm | SA | 71.4
Hallett 4 North Brown Hill Wind Farm | SA | 132.3
Hallett 5 The Bluff Wind Farm | SA | 52.5
Hornsdale Wind Farm Stage 1 | SA | 102.4
Hornsdale Wind Farm Stage 2 | SA | 102.4
Hornsdale Wind Farm Stage 3 | SA | 112
Lake Bonney 1 Wind Farm | SA | 80.5
Lake Bonney 2 Wind Farm | SA | 159
Lake Bonney 3 Wind Farm | SA | 39
Lincoln Gap Wind Farm - stage 1 | SA | 126
Mount Millar Wind Farm | SA | 70
Snowtown Wind Farm | SA | 98.7
Snowtown S2 Wind Farm - North | SA | 144
Snowtown S2 Wind Farm - South | SA | 126
Starfish Hill Wind Farm | SA | 33
Waterloo Wind Farm | SA | 130.8
Wattle Point Wind Farm | SA | 90.75
Willogoleche Wind Farm | SA | 119.36
Cattle Hill Wind Farm | TAS | 144
Granville Harbour Wind Farm | TAS | 111.6
Musselroe Wind Farm | TAS | 168
Woolnorth Wind Farm | TAS | 139.75
Ararat Wind Farm | VIC | 240
Bald Hills Wind Farm | VIC | 106.6
Bulgana Green Power Hub - Wind Farm | VIC | 204.4
Challicum Hills Wind Farm | VIC | 52.5
Cherry Tree Wind Farm | VIC | 57.6
Crowlands Wind Farm | VIC | 79.95
Dundonnell Wind Farm | VIC | 336
Elaine Wind Farm | VIC | 83.6
Kiata Wind Farm | VIC | 31.05
Macarthur Wind Farm | VIC | 420
Moorabool Wind Farm | VIC | 312
Mortons Lane Wind Farm | VIC | 19.5
Mt Gellibrand Wind Farm | VIC | 138.6
Mt Mercer Wind Farm | VIC | 131.2
Murra Warra Wind Farm - stage 1 | VIC | 225.7
Oaklands Hill Wind Farm | VIC | 67.2
Portland Wind Farm | VIC | 151.7
Salt Creek Wind Farm | VIC | 54
Waubra Wind Farm | VIC | 192
Yambuk Wind Farm | VIC | 30
Yaloak South Wind Farm | VIC | 28.7
Yendon Wind Farm | VIC | 144.4
Berrybank Wind Farm | VIC | 180.6
Gullen Range Wind Farm 2 | NSW | 110.67
Jemalong Solar | NSW | 55
Maryrorough Solar Farm | QLD | 34.5
Stockyard Hill Wind Farm | VIC | 527.56
Wellington Solar Farm | NSW | 211.2
Winton Solar Farm | VIC | 85
Notes:
Bayswater - 25MW upgrade on one unit each year up to 2023. BW02 and BW04 have already been upgraded, BW03 upgrade scheduled in July 2022 and BW01 upgrade scheduled in July 2023.
With the introduction of Marinuslink, the capacities of the following generators increase by: 100 MW across the west coast, 130 MW for Tarraleah and 90 MW capacity for Gordon.

## Seasonal ratings
Go to Assumptions Summary
Seasonal ratings (available for dispatch in each season)
Seasonal ratings of each existing generating units are based on February 2022 Generation Information seasonal ratings:
https://www.aemo.com.au/Electricity/National-Electricity-Market-NEM/Planning-and-forecasting/Generation-information
Not all advanced projects have ratings listed in Generation Information. Where information is absent nameplate capacity is used.
These ratings represent the summer, typical sumer and not summer ratings between the Summer 2021-22 and Winter 2031. Seasonal ratings are continued beyond this point until retirement.
Jump to Summer Ratings
Jump to Summer Typical Ratings
Jump to Winter Ratings
Existing Generators | [11 empty] | New generation technologies
Generator |  | Summer
|  | 2021-22 | 2022-23 | 2023-24 | 2024-25 | 2025-26 | 2026-27 | 2027-28 | 2028-29 | 2029-30 | 2030-31 | Generator type | Summer Peak (% of nameplate) | Summer Typical (% of nameplate) | Not Summer (% of nameplate)
Bayswater | BW01 | 630 | 630 | 655 | 655 | 655 | 655 | 655 | 655 | 655 | 655 | Black Coal (advanced ultra supercritical PC) | 97.8646 | 100 | 100.625
Bayswater | BW02 | 655 | 655 | 655 | 655 | 655 | 655 | 655 | 655 | 655 | 655 | Black Coal (advanced ultra supercritical PC) with CCS | 97.8193 | 100 | 100.2771
Bayswater | BW03 | 630 | 655 | 655 | 655 | 655 | 655 | 655 | 655 | 655 | 655 | OCGT (small GT) | 97.7017 | 104.9796 | 110.9473
Bayswater | BW04 | 655 | 655 | 655 | 655 | 655 | 655 | 655 | 655 | 655 | 655 | OCGT (large GT) | 86.3842 | 92.1887 | 98.5177
Eraring | ER01 | 670 | 680 | 680 | 672 | 665 | 660 | 654 | 648 | 642 | 636 | CCGT | 87.2673 | 92.9095 | 97.5487
Eraring | ER02 | 680 | 660 | 680 | 680 | 675 | 660 | 654 | 648 | 642 | 636 | CCGT with CCS | 81.4817 | 86.4059 | 90.4189
Eraring | ER03 | 680 | 680 | 660 | 670 | 670 | 670 | 665 | 660 | 655 | 650 | Biomass | 101.7812 | 100 | 101.7812
Eraring | ER04 | 660 | 660 | 655 | 652 | 652 | 650 | 644 | 638 | 632 | 0 | Large scale Solar PV | 100 | 100 | 100
Liddell | LD01 | 420 | 420 | 0 | 0 | 0 | 0 | 0 | 0 | 0 | 0 | Solar Thermal (8hrs Storage) | 100 | 100 | 100
Liddell | LD02 | 420 | 420 | 0 | 0 | 0 | 0 | 0 | 0 | 0 | 0 | Battery storage (1hr storage) | 100 | 100 | 100
Liddell | LD03 | 420 | 0 | 0 | 0 | 0 | 0 | 0 | 0 | 0 | 0 | Battery storage (2hrs storage) | 100 | 100 | 100
Liddell | LD04 | 420 | 420 | 0 | 0 | 0 | 0 | 0 | 0 | 0 | 0 | Battery storage (4hrs storage) | 100 | 100 | 100
Mt Piper | MP1 | 705 | 705 | 705 | 705 | 705 | 705 | 705 | 705 | 705 | 705 | Battery Storage (8hrs storage) | 100 | 100 | 100
Mt Piper | MP2 | 675 | 675 | 675 | 675 | 675 | 675 | 675 | 675 | 675 | 675 | Wind | 100 | 100 | 100
Vales Point B | VP5 | 660 | 660 | 660 | 660 | 660 | 660 | 660 | 660 | 660 | 0 | Wind - Offshore | 100 | 100 | 100
Vales Point B | VP6 | 660 | 660 | 660 | 660 | 660 | 660 | 660 | 660 | 660 | 0 | Pumped Hydro (8hrs storage) | 100 | 100 | 100
Callide B | CALL_B_1 | 350 | 350 | 350 | 350 | 350 | 350 | 350 | 350 | 0 | 0 | Pumped Hydro (24hrs storage) | 100 | 100 | 100
Callide B | CALL_B_2 | 350 | 350 | 350 | 350 | 350 | 350 | 350 | 350 | 0 | 0 | Pumped Hydro (48hrs storage) | 100 | 100 | 100
Callide C | CPP_3 | 434 | 434 | 434 | 434 | 434 | 434 | 434 | 434 | 434 | 434 | BOTN - Cethana | 100 | 100 | 100
Callide C | CPP_4 | 0 | 420 | 420 | 420 | 420 | 420 | 420 | 420 | 420 | 420 | Hydrogen turbine (large) | 86.3842 | 92.1887 | 98.5177
Gladstone | GSTONE1 | 280 | 280 | 280 | 280 | 280 | 280 | 280 | 280 | 280 | 280 | Notes:
Gladstone | GSTONE2 | 280 | 280 | 280 | 280 | 280 | 280 | 280 | 280 | 280 | 280 | 1. Sourced from Aurecon 2020-21 AEMO costs and technical parameter review and GHD 2018 AEMO cost and technical parameter review for Pumped Hydro.
Gladstone | GSTONE3 | 280 | 280 | 280 | 280 | 280 | 280 | 280 | 280 | 280 | 280 | 2. Summer peak, typical and not summer rates are based on Aurecon's assumed capacity under ambient conditions for 35oC, 25oC and 15oC respectively.
Gladstone | GSTONE4 | 280 | 280 | 280 | 280 | 280 | 280 | 280 | 280 | 280 | 280 | 3. The seasonal rating of renewable generators are captured within the renewable generation resource traces.
Gladstone | GSTONE5 | 280 | 280 | 280 | 280 | 280 | 280 | 280 | 280 | 280 | 280
Gladstone | GSTONE6 | 280 | 280 | 280 | 280 | 280 | 280 | 280 | 280 | 280 | 280
Kogan Creek | KPP_1 | 720 | 710 | 710 | 710 | 710 | 710 | 710 | 710 | 710 | 710
Millmerran | MPP_1 | 336 | 336 | 336 | 336 | 336 | 336 | 336 | 336 | 336 | 336
Millmerran | MPP_2 | 336 | 336 | 336 | 336 | 336 | 336 | 336 | 336 | 336 | 336
Stanwell | STAN-1 | 365 | 365 | 365 | 365 | 365 | 365 | 365 | 365 | 365 | 365
Stanwell | STAN-2 | 365 | 365 | 365 | 365 | 365 | 365 | 365 | 365 | 365 | 365
Stanwell | STAN-3 | 365 | 365 | 365 | 365 | 365 | 365 | 365 | 365 | 365 | 365
Stanwell | STAN-4 | 365 | 365 | 365 | 365 | 365 | 365 | 365 | 365 | 365 | 365
Tarong | TARONG#1 | 350 | 350 | 350 | 350 | 350 | 350 | 350 | 350 | 350 | 350
Tarong | TARONG#2 | 350 | 350 | 350 | 350 | 350 | 350 | 350 | 350 | 350 | 350
Tarong | TARONG#3 | 350 | 350 | 350 | 350 | 350 | 350 | 350 | 350 | 350 | 350
Tarong | TARONG#4 | 350 | 350 | 350 | 350 | 350 | 350 | 350 | 350 | 350 | 350
Tarong North | TNPS1 | 443 | 443 | 443 | 443 | 443 | 443 | 443 | 443 | 443 | 443
Loy Yang B | LOYYB1 | 540 | 540 | 540 | 540 | 540 | 540 | 540 | 540 | 540 | 540
Loy Yang B | LOYYB2 | 550 | 550 | 550 | 550 | 550 | 550 | 550 | 550 | 550 | 550
Loy Yang A Power Station | LYA1 | 540 | 540 | 540 | 540 | 540 | 540 | 540 | 540 | 540 | 540
Loy Yang A Power Station | LYA2 | 500 | 500 | 500 | 500 | 500 | 500 | 500 | 500 | 500 | 500
Loy Yang A Power Station | LYA3 | 510 | 510 | 510 | 510 | 510 | 510 | 510 | 510 | 510 | 510
Loy Yang A Power Station | LYA4 | 530 | 530 | 530 | 530 | 530 | 530 | 530 | 530 | 530 | 560
Yallourn W | YWPS1 | 350 | 350 | 350 | 350 | 350 | 350 | 350 | 0 | 0 | 0
Yallourn W | YWPS2 | 350 | 350 | 350 | 350 | 350 | 350 | 350 | 0 | 0 | 0
Yallourn W | YWPS3 | 360 | 360 | 360 | 360 | 360 | 360 | 360 | 0 | 0 | 0
Yallourn W | YWPS4 | 360 | 360 | 360 | 360 | 360 | 360 | 360 | 0 | 0 | 0
Tallawarra | TALWA1 | 380 | 380 | 380 | 395 | 395 | 395 | 395 | 395 | 395 | 395
Condamine A | CPSA_GT1 | 41.787 | 41.787 | 41.787 | 41.787 | 41.787 | 41.787 | 41.787 | 41.787 | 41.787 | 41.787
Condamine A | CPSA_GT2 | 41.787 | 41.787 | 41.787 | 41.787 | 41.787 | 41.787 | 41.787 | 41.787 | 41.787 | 41.787
Condamine A | CPSA_ST | 54.971 | 54.971 | 54.971 | 54.971 | 54.971 | 54.971 | 54.971 | 54.971 | 54.971 | 54.971
Darling Downs | DDPS1_ST | 245 | 245 | 245 | 245 | 245 | 245 | 245 | 245 | 245 | 245
Darling Downs | DDPS1_GT1 | 106 | 106 | 106 | 106 | 106 | 106 | 106 | 106 | 106 | 106
Darling Downs | DDPS1_GT2 | 106 | 106 | 106 | 106 | 106 | 106 | 106 | 106 | 106 | 106
Darling Downs | DDPS1_GT3 | 106 | 106 | 106 | 106 | 106 | 106 | 106 | 106 | 106 | 106
Swanbank E GT | SWAN_E | 350 | 350 | 350 | 350 | 350 | 350 | 350 | 350 | 350 | 350
Yabulu PS | YABULU | 150 | 150 | 150 | 150 | 150 | 150 | 150 | 150 | 150 | 150
Yabulu Steam Turbine | YABULU2 | 78 | 78 | 78 | 78 | 77 | 77 | 77 | 77 | 77 | 77
Yarwun Cogen | YARWUN_1 | 180 | 180 | 180 | 180 | 180 | 180 | 180 | 180 | 180 | 180
Osborne | OsborneGT | 110 | 110 | 110 | 0 | 0 | 0 | 0 | 0 | 0 | 0
Osborne | OsborneST | 62 | 62 | 62 | 0 | 0 | 0 | 0 | 0 | 0 | 0
Pelican Point | PPCCGTGT1 | 150 | 150 | 150 | 150 | 150 | 150 | 150 | 150 | 150 | 150
Pelican Point | PPCCGTGT2 | 156 | 156 | 156 | 156 | 156 | 156 | 156 | 156 | 156 | 156
Pelican Point | PPCCGTST | 147 | 147 | 147 | 147 | 147 | 147 | 147 | 147 | 147 | 147
Tamar Valley Combined Cycle | TVCC201_GT | 0 | 0 | 0 | 0 | 0 | 0 | 0 | 0 | 0 | 0
Tamar Valley Combined Cycle | TVCC201_ST | 0 | 0 | 0 | 0 | 0 | 0 | 0 | 0 | 0 | 0
Colongra | CG1 | 160 | 160 | 160 | 160 | 160 | 160 | 160 | 160 | 160 | 160
Colongra | CG2 | 160 | 160 | 160 | 160 | 160 | 160 | 160 | 160 | 160 | 160
Colongra | CG3 | 160 | 160 | 160 | 160 | 160 | 160 | 160 | 160 | 160 | 160
Colongra | CG4 | 160 | 160 | 160 | 160 | 160 | 160 | 160 | 160 | 160 | 160
Hunter Valley GT | HVGTS1 | 15 | 15 | 15 | 15 | 15 | 15 | 15 | 15 | 15 | 15
Hunter Valley GT | HVGTS2 | 15 | 15 | 15 | 15 | 15 | 15 | 15 | 15 | 15 | 15
Smithfield Energy Facility | SITHE01 | 36 | 36 | 36 | 36 | 36 | 36 | 36 | 36 | 36 | 36
Smithfield Energy Facility | SITHE04 | 0 | 0 | 0 | 0 | 0 | 0 | 0 | 0 | 0 | 0
Smithfield Energy Facility | SITHE02 | 36 | 36 | 36 | 36 | 36 | 36 | 36 | 36 | 36 | 36
Smithfield Energy Facility | SITHE03 | 36 | 36 | 36 | 36 | 36 | 36 | 36 | 36 | 36 | 36
Uranquinty | URANQ11 | 160 | 160 | 160 | 160 | 160 | 160 | 160 | 160 | 160 | 160
Uranquinty | URANQ12 | 160 | 160 | 160 | 160 | 160 | 160 | 160 | 160 | 160 | 160
Uranquinty | URANQ13 | 160 | 160 | 160 | 160 | 160 | 160 | 160 | 160 | 160 | 160
Uranquinty | URANQ14 | 160 | 160 | 160 | 160 | 160 | 160 | 160 | 160 | 160 | 160
Barcaldine Power Station | BARCALDN | 34 | 34 | 34 | 34 | 34 | 34 | 34 | 34 | 34 | 34
Braemar | BRAEMAR1 | 157 | 167 | 167 | 167 | 167 | 167 | 167 | 167 | 167 | 167
Braemar | BRAEMAR2 | 167 | 167 | 167 | 167 | 167 | 167 | 167 | 167 | 167 | 167
Braemar | BRAEMAR3 | 167 | 167 | 167 | 167 | 167 | 167 | 167 | 167 | 167 | 167
Braemar 2 Power Station | BRAEMAR5 | 160 | 160 | 160 | 160 | 160 | 160 | 160 | 160 | 160 | 160
Braemar 2 Power Station | BRAEMAR6 | 160 | 160 | 160 | 160 | 160 | 160 | 160 | 160 | 160 | 160
Braemar 2 Power Station | BRAEMAR7 | 160 | 160 | 160 | 160 | 160 | 160 | 160 | 160 | 160 | 160
Mackay GT | MACKAYGT | 0 | 0 | 0 | 0 | 0 | 0 | 0 | 0 | 0 | 0
Mt Stuart | MSTUART1 | 135 | 135 | 135 | 135 | 135 | 135 | 135 | 135 | 135 | 135
Mt Stuart | MSTUART2 | 135 | 135 | 135 | 135 | 135 | 135 | 135 | 135 | 135 | 135
Mt Stuart | MSTUART3 | 117 | 117 | 117 | 117 | 117 | 117 | 117 | 117 | 117 | 117
Oakey Power Station | OAKEY1 | 144 | 144 | 144 | 144 | 144 | 144 | 144 | 144 | 144 | 144
Oakey Power Station | OAKEY2 | 144 | 144 | 144 | 144 | 144 | 144 | 144 | 144 | 144 | 144
Roma | ROMA_7 | 27 | 27 | 27 | 27 | 27 | 27 | 27 | 27 | 27 | 27
Roma | ROMA_8 | 27 | 27 | 27 | 27 | 27 | 27 | 27 | 27 | 27 | 27
Angaston | ANGAS1 | 29.52 | 29.52 | 29.52 | 29.52 | 29.52 | 29.52 | 29.52 | 29.52 | 29.52 | 29.52
Angaston | ANGAS2 | 19.68 | 19.68 | 19.68 | 19.68 | 19.68 | 19.68 | 19.68 | 19.68 | 19.68 | 19.68
Barker Inlet Power Station | BIPS1_01 | 17.1 | 17.1 | 17.1 | 17.1 | 17.1 | 17.1 | 17.1 | 17.1 | 17.1 | 17.1
Barker Inlet Power Station | BIPS1_02 | 17.1 | 17.1 | 17.1 | 17.1 | 17.1 | 17.1 | 17.1 | 17.1 | 17.1 | 17.1
Barker Inlet Power Station | BIPS1_03 | 17.1 | 17.1 | 17.1 | 17.1 | 17.1 | 17.1 | 17.1 | 17.1 | 17.1 | 17.1
Barker Inlet Power Station | BIPS1_04 | 17.1 | 17.1 | 17.1 | 17.1 | 17.1 | 17.1 | 17.1 | 17.1 | 17.1 | 17.1
Barker Inlet Power Station | BIPS1_05 | 17.1 | 17.1 | 17.1 | 17.1 | 17.1 | 17.1 | 17.1 | 17.1 | 17.1 | 17.1
Barker Inlet Power Station | BIPS1_06 | 17.1 | 17.1 | 17.1 | 17.1 | 17.1 | 17.1 | 17.1 | 17.1 | 17.1 | 17.1
Barker Inlet Power Station | BIPS1_07 | 17.1 | 17.1 | 17.1 | 17.1 | 17.1 | 17.1 | 17.1 | 17.1 | 17.1 | 17.1
Barker Inlet Power Station | BIPS1_08 | 17.1 | 17.1 | 17.1 | 17.1 | 17.1 | 17.1 | 17.1 | 17.1 | 17.1 | 17.1
Barker Inlet Power Station | BIPS1_09 | 17.1 | 17.1 | 17.1 | 17.1 | 17.1 | 17.1 | 17.1 | 17.1 | 17.1 | 17.1
Barker Inlet Power Station | BIPS1_10 | 17.1 | 17.1 | 17.1 | 17.1 | 17.1 | 17.1 | 17.1 | 17.1 | 17.1 | 17.1
Barker Inlet Power Station | BIPS1_11 | 17.1 | 17.1 | 17.1 | 17.1 | 17.1 | 17.1 | 17.1 | 17.1 | 17.1 | 17.1
Barker Inlet Power Station | BIPS1_12 | 17.1 | 17.1 | 17.1 | 17.1 | 17.1 | 17.1 | 17.1 | 17.1 | 17.1 | 17.1
Dry Creek GT | DRYCGT1 | 37 | 37 | 37 | 37 | 37 | 37 | 37 | 37 | 37 | 37
Dry Creek GT | DRYCGT2 | 37 | 37 | 37 | 37 | 37 | 37 | 37 | 37 | 37 | 37
Dry Creek GT | DRYCGT3 | 38 | 38 | 38 | 38 | 38 | 38 | 38 | 38 | 38 | 38
Hallett GT | AGLHAL01 | 15 | 15 | 15 | 15 | 15 | 15 | 15 | 15 | 15 | 15
Hallett GT | AGLHAL05 | 15 | 15 | 15 | 15 | 15 | 15 | 15 | 15 | 15 | 15
Hallett GT | AGLHAL06 | 12 | 12 | 12 | 12 | 12 | 12 | 12 | 12 | 12 | 12
Hallett GT | AGLHAL07 | 20 | 20 | 20 | 20 | 20 | 20 | 20 | 20 | 20 | 20
Hallett GT | AGLHAL08 | 22 | 22 | 22 | 22 | 22 | 22 | 22 | 22 | 22 | 22
Hallett GT | AGLHAL09 | 0 | 20 | 20 | 20 | 20 | 20 | 20 | 20 | 20 | 20
Hallett GT | AGLHAL10 | 14 | 14 | 14 | 14 | 14 | 14 | 14 | 14 | 14 | 14
Hallett GT | AGLHAL11 | 14 | 14 | 14 | 14 | 14 | 14 | 14 | 14 | 14 | 14
Hallett GT | AGLHAL12 | 14 | 14 | 14 | 14 | 14 | 14 | 14 | 14 | 14 | 14
Hallett GT | AGLHAL02 | 15 | 15 | 15 | 15 | 15 | 15 | 15 | 15 | 15 | 15
Hallett GT | AGLHAL03 | 17 | 17 | 17 | 17 | 17 | 17 | 17 | 17 | 17 | 17
Hallett GT | AGLHAL04 | 15 | 15 | 15 | 15 | 15 | 15 | 15 | 15 | 15 | 15
Hallett GT | AGLHALRE | 30 | 30 | 30 | 30 | 30 | 30 | 30 | 30 | 30 | 30
Ladbroke Grove | LADBROK1 | 35 | 35 | 35 | 35 | 35 | 35 | 35 | 35 | 35 | 35
Ladbroke Grove | LADBROK2 | 35 | 35 | 35 | 35 | 35 | 35 | 35 | 35 | 35 | 35
Mintaro GT | MINTARO | 68 | 68 | 68 | 68 | 68 | 68 | 68 | 68 | 68 | 68
Quarantine | QPS1 | 21 | 21 | 21 | 21 | 21 | 21 | 21 | 21 | 21 | 21
Quarantine | QPS2 | 18 | 21 | 21 | 21 | 21 | 21 | 21 | 21 | 21 | 21
Quarantine | QPS3 | 21 | 21 | 21 | 21 | 21 | 21 | 21 | 21 | 21 | 21
Quarantine | QPS4 | 18 | 18 | 21 | 21 | 21 | 21 | 21 | 21 | 21 | 21
Quarantine | QPS5 | 111 | 111 | 111 | 111 | 111 | 111 | 111 | 111 | 111 | 111
Temporary Generation South | SATGS1 | 95.2 | 0 | 0 | 0 | 0 | 0 | 0 | 0 | 0 | 0
Bell Bay Three | BBTHREE1 | 40 | 40 | 40 | 40 | 40 | 40 | 40 | 40 | 40 | 40
Bell Bay Three | BBTHREE2 | 40 | 40 | 40 | 40 | 40 | 40 | 40 | 40 | 40 | 40
Bell Bay Three | BBTHREE3 | 25 | 25 | 25 | 25 | 25 | 25 | 25 | 25 | 25 | 25
Tamar Valley Peaking | TVPP104 | 58 | 58 | 58 | 58 | 58 | 58 | 58 | 58 | 58 | 58
Somerton | AGLSOM01 | 35 | 35 | 35 | 35 | 35 | 35 | 35 | 35 | 35 | 35
Somerton | AGLSOM02 | 35 | 35 | 35 | 35 | 35 | 35 | 35 | 35 | 35 | 35
Somerton | AGLSOM03 | 35 | 35 | 35 | 35 | 35 | 35 | 35 | 35 | 35 | 35
Somerton | AGLSOM04 | 35 | 35 | 35 | 35 | 35 | 35 | 35 | 35 | 35 | 35
Bairnsdale | BDL01 | 30 | 30 | 30 | 30 | 30 | 30 | 30 | 30 | 30 | 30
Bairnsdale | BDL02 | 30 | 30 | 30 | 30 | 30 | 30 | 30 | 30 | 30 | 30
Jeeralang A | JLA01 | 46.6 | 46.6 | 46.6 | 46.6 | 46.6 | 46.6 | 46.6 | 46.6 | 46.6 | 46.6
Jeeralang A | JLA02 | 46.6 | 46.6 | 46.6 | 46.6 | 46.6 | 46.6 | 46.6 | 46.6 | 46.6 | 46.6
Jeeralang A | JLA03 | 46.6 | 46.6 | 46.6 | 46.6 | 46.6 | 46.6 | 46.6 | 46.6 | 46.6 | 46.6
Jeeralang A | JLA04 | 46.6 | 46.6 | 46.6 | 46.6 | 46.6 | 46.6 | 46.6 | 46.6 | 46.6 | 46.6
Jeeralang B | JLB01 | 70.3 | 70.3 | 70.3 | 70.3 | 70.3 | 70.3 | 70.3 | 70.3 | 70.3 | 70.3
Jeeralang B | JLB02 | 70.3 | 70.3 | 70.3 | 70.3 | 70.3 | 70.3 | 70.3 | 70.3 | 70.3 | 70.3
Jeeralang B | JLB03 | 72.3 | 72.3 | 72.3 | 72.3 | 72.3 | 72.3 | 72.3 | 72.3 | 72.3 | 72.3
Laverton North | LNGS1 | 151 | 151 | 151 | 168 | 168 | 168 | 168 | 168 | 168 | 168
Laverton North | LNGS2 | 151 | 151 | 168 | 168 | 168 | 168 | 168 | 168 | 168 | 168
Mortlake | MORTLK11 | 257 | 257 | 257 | 257 | 257 | 257 | 257 | 257 | 257 | 257
Mortlake | MORTLK12 | 257 | 257 | 257 | 257 | 257 | 257 | 257 | 257 | 257 | 257
Valley Power | VPGS1 | 47.5 | 47.5 | 47.5 | 47.5 | 47.5 | 47.5 | 47.5 | 47.5 | 47.5 | 47.5
Valley Power | VPGS2 | 47.5 | 47.5 | 47.5 | 47.5 | 47.5 | 47.5 | 47.5 | 47.5 | 47.5 | 47.5
Valley Power | VPGS3 | 47.5 | 47.5 | 47.5 | 47.5 | 47.5 | 47.5 | 47.5 | 47.5 | 47.5 | 47.5
Valley Power | VPGS4 | 47.5 | 47.5 | 47.5 | 47.5 | 47.5 | 47.5 | 47.5 | 47.5 | 47.5 | 47.5
Valley Power | VPGS5 | 47.5 | 47.5 | 47.5 | 47.5 | 47.5 | 47.5 | 47.5 | 47.5 | 47.5 | 47.5
Valley Power | VPGS6 | 47.5 | 47.5 | 47.5 | 47.5 | 47.5 | 47.5 | 47.5 | 47.5 | 47.5 | 47.5
Torrens Island A | TORRA1 | 0 | 0 | 0 | 0 | 0 | 0 | 0 | 0 | 0 | 0
Torrens Island A | TORRA3 | 0 | 0 | 0 | 0 | 0 | 0 | 0 | 0 | 0 | 0
Torrens Island B | TORRB1 | 0 | 0 | 0 | 195 | 195 | 195 | 195 | 195 | 200 | 200
Torrens Island B | TORRB2 | 195 | 195 | 195 | 195 | 195 | 195 | 195 | 195 | 195 | 195
Torrens Island B | TORRB3 | 195 | 195 | 195 | 195 | 195 | 195 | 195 | 195 | 195 | 195
Torrens Island B | TORRB4 | 195 | 195 | 195 | 195 | 195 | 195 | 195 | 195 | 195 | 195
Newport | NPS | 475 | 475 | 475 | 475 | 475 | 475 | 475 | 475 | 475 | 475
Lonsdale | LONSDALE | 21.06 | 21.06 | 21.06 | 21.06 | 21.06 | 21.06 | 21.06 | 21.06 | 21.06 | 21.06
Port Lincoln GT | POR01 | 19 | 19 | 19 | 19 | 19 | 19 | 19 | 19 | 19 | 19
Port Lincoln GT | POR02 | 19 | 19 | 19 | 19 | 19 | 19 | 19 | 19 | 19 | 19
Port Lincoln GT | POR03 | 18 | 18 | 18 | 18 | 18 | 18 | 18 | 18 | 18 | 18
Port Stanvac 1 | PTSTAN1_1 | 32.4 | 32.4 | 32.4 | 32.4 | 32.4 | 32.4 | 32.4 | 32.4 | 32.4 | 32.4
Port Stanvac 1 | PTSTAN1_2 | 32.4 | 32.4 | 32.4 | 32.4 | 32.4 | 32.4 | 32.4 | 32.4 | 32.4 | 32.4
Snuggery | SNUG1 | 18 | 18 | 18 | 18 | 18 | 18 | 18 | 18 | 18 | 18
Snuggery | SNUG2 | 18 | 18 | 18 | 18 | 18 | 18 | 18 | 18 | 18 | 18
Snuggery | SNUG3 | 18 | 18 | 18 | 18 | 18 | 18 | 18 | 18 | 18 | 18
Blowering | BLOWERNG | 70 | 70 | 70 | 70 | 70 | 70 | 70 | 70 | 70 | 70
Guthega | GUTHEGA1 | 34 | 34 | 34 | 34 | 34 | 34 | 34 | 34 | 34 | 34
Guthega | GUTHEGA2 | 34 | 34 | 34 | 34 | 34 | 34 | 34 | 34 | 34 | 34
Hume Dam NSW | HUMENSW | 29 | 29 | 29 | 29 | 29 | 29 | 29 | 29 | 29 | 29
Shoalhaven | SHGEN01 | 40 | 40 | 40 | 40 | 40 | 40 | 40 | 40 | 40 | 40
Shoalhaven | SHGEN02 | 40 | 40 | 40 | 40 | 40 | 40 | 40 | 40 | 40 | 40
Shoalhaven | SHGEN03 | 80 | 80 | 80 | 80 | 80 | 80 | 80 | 80 | 80 | 80
Shoalhaven | SHGEN04 | 80 | 80 | 80 | 80 | 80 | 80 | 80 | 80 | 80 | 80
Upper Tumut | TUMUT1_01 | 93 | 93 | 93 | 93 | 93 | 103 | 103 | 103 | 103 | 103
Upper Tumut | TUMUT1_02 | 93 | 93 | 93 | 93 | 93 | 103 | 103 | 103 | 103 | 103
Upper Tumut | TUMUT1_03 | 93 | 93 | 93 | 93 | 93 | 93 | 103 | 103 | 103 | 103
Upper Tumut | TUMUT1_04 | 103 | 103 | 103 | 103 | 103 | 103 | 103 | 103 | 103 | 103
Upper Tumut | TUMUT2_01 | 73 | 73 | 73 | 73 | 73 | 73 | 73 | 78 | 78 | 78
Upper Tumut | TUMUT2_02 | 73 | 73 | 73 | 73 | 73 | 73 | 73 | 78 | 78 | 78
Upper Tumut | TUMUT2_03 | 73 | 73 | 73 | 73 | 73 | 73 | 73 | 73 | 78 | 78
Upper Tumut | TUMUT2_04 | 73 | 73 | 73 | 73 | 73 | 73 | 73 | 73 | 78 | 78
Tumut 3 | TUMUT3_01 | 300 | 300 | 300 | 300 | 300 | 300 | 300 | 300 | 300 | 300
Tumut 3 | TUMUT3_02 | 300 | 300 | 300 | 300 | 300 | 300 | 300 | 300 | 300 | 300
Tumut 3 | TUMUT3_03 | 300 | 300 | 300 | 300 | 300 | 300 | 300 | 300 | 300 | 300
Tumut 3 | TUMUT3_04 | 300 | 300 | 300 | 300 | 300 | 300 | 300 | 300 | 300 | 300
Tumut 3 | TUMUT3_05 | 300 | 300 | 300 | 300 | 300 | 300 | 300 | 300 | 300 | 300
Tumut 3 | TUMUT3_06 | 300 | 300 | 300 | 300 | 300 | 300 | 300 | 300 | 300 | 300
Barron Gorge | BARRON-1 | 33 | 33 | 33 | 33 | 33 | 33 | 33 | 33 | 33 | 33
Barron Gorge | BARRON-2 | 33 | 33 | 33 | 33 | 33 | 33 | 33 | 33 | 33 | 33
Kareeya | KAREEYA1 | 21.6 | 21.6 | 21.6 | 21.6 | 21.6 | 21.6 | 21.6 | 21.6 | 21.6 | 21.6
Kareeya | KAREEYA2 | 21.6 | 21.6 | 21.6 | 21.6 | 21.6 | 21.6 | 21.6 | 21.6 | 21.6 | 21.6
Kareeya | KAREEYA3 | 21.6 | 21.6 | 21.6 | 21.6 | 21.6 | 21.6 | 21.6 | 21.6 | 21.6 | 21.6
Kareeya | KAREEYA4 | 21.6 | 21.6 | 21.6 | 21.6 | 21.6 | 21.6 | 21.6 | 21.6 | 21.6 | 21.6
Wivenhoe | W/HOE#1 | 285 | 285 | 285 | 285 | 285 | 285 | 285 | 285 | 285 | 285
Wivenhoe | W/HOE#2 | 285 | 285 | 285 | 285 | 285 | 285 | 285 | 285 | 285 | 285
Bastyan | BASTYAN | 81 | 81 | 81 | 81 | 0 | 84 | 84 | 84 | 84 | 84
Catagunya / Liapootah / Wayatinah | CA111-1 | 24 | 24 | 24 | 24 | 24 | 24 | 24 | 24 | 24 | 24
Catagunya / Liapootah / Wayatinah | CA112-2 | 24 | 24 | 24 | 24 | 24 | 24 | 24 | 24 | 24 | 24
Catagunya / Liapootah / Wayatinah | LI111-1 | 29 | 29 | 29 | 29 | 29 | 29 | 29 | 29 | 29 | 29
Catagunya / Liapootah / Wayatinah | LI112-2 | 29 | 29 | 29 | 29 | 29 | 29 | 29 | 29 | 29 | 29
Catagunya / Liapootah / Wayatinah | LI113-3 | 29 | 29 | 29 | 29 | 29 | 29 | 29 | 29 | 29 | 29
Catagunya / Liapootah / Wayatinah | WY111-1 | 13 | 13 | 13 | 13 | 13 | 13 | 13 | 13 | 13 | 13
Catagunya / Liapootah / Wayatinah | WY111-2 | 13 | 13 | 13 | 13 | 13 | 13 | 13 | 13 | 13 | 13
Catagunya / Liapootah / Wayatinah | WY111-3 | 13 | 13 | 13 | 13 | 13 | 13 | 13 | 13 | 13 | 13
Cethana | CETHANA | 95 | 0 | 95 | 95 | 95 | 95 | 95 | 95 | 95 | 95
Devils gate | DEVILS_G | 63 | 63 | 63 | 63 | 63 | 63 | 63 | 63 | 0 | 63
Fisher | FISHER | 46 | 46 | 46 | 0 | 46 | 46 | 46 | 0 | 46 | 46
Gordon | GO181-1 | 126 | 126 | 126 | 126 | 126 | 126 | 126 | 126 | 126 | 126
Gordon | GO182-2 | 126 | 126 | 0 | 126 | 126 | 126 | 126 | 126 | 126 | 126
Gordon | GO183-3 | 126 | 126 | 126 | 126 | 126 | 126 | 126 | 0 | 126 | 126
John Butters | JBUTTERS | 140 | 140 | 140 | 140 | 140 | 140 | 0 | 144 | 144 | 144
Lake Echo | LK_ECHO | 0 | 30 | 30 | 30 | 30 | 30 | 30 | 30 | 30 | 30
Lemonthyme / Wilmot | LM111-1 | 0 | 0 | 55 | 55 | 55 | 55 | 55 | 0 | 55 | 55
Lemonthyme / Wilmot | WI111-1 | 33 | 33 | 33 | 32 | 33 | 33 | 0 | 33 | 33 | 33
Mackintosh | MACKNTSH | 81 | 81 | 81 | 0 | 84 | 84 | 84 | 84 | 84 | 84
Meadowbank | MEADOWBK | 20 | 20 | 43.8 | 43.8 | 0 | 43.8 | 43.8 | 43.8 | 43.8 | 43.8
Poatina | PO161-1 | 57 | 57 | 57 | 0 | 57 | 57 | 57 | 57 | 57 | 57
Poatina | PO163-3 | 57 | 57 | 57 | 57 | 57 | 57 | 57 | 57 | 57 | 57
Poatina | PO165-5 | 57 | 57 | 57 | 57 | 0 | 57 | 57 | 57 | 57 | 57
Poatina | PO166-6 | 57 | 57 | 57 | 57 | 57 | 0 | 57 | 57 | 57 | 57
Poatina | PO164-4 | 57 | 57 | 57 | 57 | 0 | 57 | 57 | 57 | 0 | 57
Poatina | PO162-2 | 57 | 57 | 0 | 57 | 57 | 57 | 57 | 57 | 57 | 57
Reece | REECE1 | 116 | 116 | 116 | 116 | 116 | 0 | 120 | 120 | 120 | 120
Reece | REECE2 | 116 | 116 | 116 | 116 | 116 | 116 | 116 | 0 | 120 | 120
Tarraleah | TA111-1 | 12 | 11 | 14 | 14 | 14 | 14 | 12 | 12 | 12 | 12
Tarraleah | TA111-2 | 12 | 11 | 14 | 14 | 14 | 0 | 12 | 12 | 12 | 12
Tarraleah | TA111-3 | 12 | 11 | 14 | 14 | 0 | 14 | 12 | 12 | 12 | 12
Tarraleah | TA112-4 | 12 | 11 | 14 | 14 | 14 | 14 | 12 | 12 | 12 | 12
Tarraleah | TA112-5 | 12 | 11 | 14 | 0 | 14 | 14 | 12 | 12 | 12 | 12
Tarraleah | TA112-6 | 12 | 11 | 0 | 14 | 14 | 14 | 12 | 12 | 12 | 12
Trevallyn | TR111-1 | 20 | 20 | 20 | 20 | 20 | 20 | 20 | 20 | 20 | 20
Trevallyn | TR111-2 | 20 | 20 | 20 | 20 | 20 | 20 | 20 | 20 | 20 | 20
Trevallyn | TR112-3 | 30 | 30 | 0 | 30 | 30 | 30 | 30 | 30 | 30 | 30
Trevallyn | TR112-4 | 30 | 30 | 30 | 30 | 0 | 30 | 30 | 30 | 30 | 30
Tribute | TRIBUTE | 88 | 88 | 88 | 88 | 88 | 88 | 88 | 88 | 0 | 88
Tungatinah | TU111-1 | 26 | 26 | 26 | 26 | 26 | 26 | 26 | 26 | 26 | 26
Tungatinah | TU112-2 | 26 | 0 | 26 | 26 | 26 | 26 | 26 | 26 | 26 | 26
Tungatinah | TU113-3 | 26 | 0 | 26 | 26 | 26 | 26 | 26 | 26 | 0 | 26
Tungatinah | TU114-4 | 26 | 26 | 26 | 26 | 26 | 26 | 26 | 26 | 26 | 26
Tungatinah | TU115-5 | 26 | 26 | 26 | 26 | 26 | 26 | 26 | 26 | 26 | 26
Bogong / MacKay | BOGONG1 | 70 | 70 | 70 | 70 | 70 | 70 | 70 | 70 | 70 | 70
Bogong / MacKay | BOGONG2 | 70 | 70 | 70 | 70 | 70 | 70 | 70 | 70 | 70 | 70
Bogong / MacKay | MCKAY11 | 26.67 | 26.67 | 26.67 | 26.67 | 26.67 | 26.67 | 26.67 | 26.67 | 26.67 | 26.67
Bogong / MacKay | MCKAY12 | 26.67 | 26.67 | 26.67 | 26.67 | 26.67 | 26.67 | 26.67 | 26.67 | 26.67 | 26.67
Bogong / MacKay | MCKAY13 | 26.67 | 26.67 | 26.67 | 26.67 | 26.67 | 26.67 | 26.67 | 26.67 | 26.67 | 26.67
Bogong / MacKay | MCKAY14 | 26.67 | 26.67 | 26.67 | 26.67 | 26.67 | 26.67 | 26.67 | 26.67 | 26.67 | 26.67
Bogong / MacKay | MCKAY15 | 26.67 | 26.67 | 26.67 | 26.67 | 26.67 | 26.67 | 26.67 | 26.67 | 26.67 | 26.67
Bogong / MacKay | MCKAY16 | 26.67 | 26.67 | 26.67 | 26.67 | 26.67 | 26.67 | 26.67 | 26.67 | 26.67 | 26.67
Dartmouth | DARTM1 | 170 | 170 | 170 | 170 | 170 | 170 | 170 | 170 | 170 | 170
Eildon | EILDON1 | 60 | 60 | 60 | 60 | 60 | 60 | 60 | 60 | 60 | 60
Eildon | EILDON2 | 60 | 60 | 60 | 60 | 60 | 60 | 60 | 60 | 60 | 60
Hume Dam VIC | HUMEV | 29 | 29 | 29 | 29 | 29 | 29 | 29 | 29 | 29 | 29
Murray 1 | MURRAY01 | 95 | 95 | 95 | 95 | 95 | 95 | 95 | 95 | 95 | 95
Murray 1 | MURRAY03 | 95 | 95 | 95 | 95 | 95 | 95 | 95 | 95 | 95 | 95
Murray 1 | MURRAY04 | 95 | 95 | 95 | 95 | 95 | 95 | 95 | 95 | 95 | 95
Murray 1 | MURRAY05 | 95 | 95 | 95 | 95 | 95 | 95 | 95 | 95 | 95 | 95
Murray 1 | MURRAY06 | 95 | 95 | 95 | 95 | 95 | 95 | 95 | 95 | 95 | 95
Murray 1 | MURRAY07 | 95 | 95 | 95 | 95 | 95 | 95 | 95 | 95 | 95 | 95
Murray 1 | MURRAY08 | 95 | 95 | 95 | 95 | 95 | 95 | 95 | 95 | 95 | 95
Murray 1 | MURRAY09 | 95 | 95 | 95 | 95 | 95 | 95 | 95 | 95 | 95 | 95
Murray 1 | MURRAY10 | 95 | 95 | 95 | 95 | 95 | 95 | 95 | 95 | 95 | 95
Murray 1 | MURRAY02 | 95 | 95 | 95 | 95 | 95 | 95 | 95 | 95 | 95 | 95
Murray 2 | MURRAY11 | 137.5 | 150 | 150 | 150 | 150 | 150 | 150 | 150 | 150 | 150
Murray 2 | MURRAY12 | 137.5 | 137.5 | 150 | 150 | 150 | 150 | 150 | 150 | 150 | 150
Murray 2 | MURRAY13 | 150 | 150 | 150 | 150 | 150 | 150 | 150 | 150 | 150 | 150
Murray 2 | MURRAY14 | 150 | 150 | 150 | 150 | 150 | 150 | 150 | 150 | 150 | 150
West Kiewa | WKIEWA1_1 | 17 | 17 | 17 | 17 | 17 | 17 | 17 | 17 | 17 | 17
West Kiewa | WKIEWA1_2 | 17 | 17 | 17 | 17 | 17 | 17 | 17 | 17 | 17 | 17
West Kiewa | WKIEWA2_1 | 17 | 17 | 17 | 17 | 17 | 17 | 17 | 17 | 17 | 17
West Kiewa | WKIEWA2_2 | 17 | 17 | 17 | 17 | 17 | 17 | 17 | 17 | 17 | 17
Beryl Solar Farm | BERYLSF1 | 87 | 87 | 87 | 87 | 87 | 87 | 87 | 87 | 87 | 87
Bomen Solar Farm | BOMENSF1 | 93.72 | 93.72 | 93.72 | 93.72 | 93.72 | 93.72 | 93.72 | 93.72 | 93.72 | 93.72
Broken Hill Solar Farm | BROKENH1 | 53 | 53 | 53 | 53 | 53 | 53 | 53 | 53 | 53 | 53
Coleambally Solar Farm | COLEASF1 | 150.03 | 150.03 | 150.03 | 150.03 | 150.03 | 150.03 | 150.03 | 150.03 | 150.93 | 150.03
Darlington Point Solar Farm | DARLSF1 | 263.304 | 263.304 | 263.304 | 263.304 | 263.304 | 263.304 | 263.304 | 263.304 | 263.304 | 263.304
Finley Solar Farm | FINLYSF1 | 116.721 | 116.721 | 116.721 | 116.721 | 116.721 | 116.721 | 116.721 | 116.721 | 116.721 | 116.721
Goonumbla Solar Farm | GOONSF1 | 67.735 | 67.735 | 67.735 | 67.735 | 67.735 | 67.735 | 67.735 | 67.735 | 67.735 | 67.735
Gullen Range Solar Farm | GULLRSF1 | 10 | 10 | 10 | 10 | 10 | 10 | 10 | 10 | 10 | 10
Limondale Solar Farm 1 | LIMOSF11 | 207.1 | 207.1 | 207.1 | 207.1 | 207.1 | 207.1 | 207.1 | 207.1 | 207.1 | 207.1
Limondale Solar Farm 2 | LIMOSF21 | 28.994 | 28.994 | 28.994 | 28.994 | 28.994 | 28.994 | 28.994 | 28.994 | 28.994 | 28.994
Manildra Solar Farm | MANSLR1 | 46.7 | 46.7 | 46.7 | 46.7 | 46.7 | 46.7 | 46.7 | 46.7 | 46.7 | 46.7
Molong Solar Farm | MOLNGSF1 | 32.406 | 32.406 | 32.406 | 32.406 | 32.406 | 32.406 | 32.406 | 32.406 | 32.406 | 32.406
Moree Solar Farm | MOREESF1 | 56 | 56 | 56 | 56 | 56 | 56 | 56 | 56 | 56 | 56
Nevertire Solar Farm | NEVERSF1 | 104.64 | 104.64 | 104.64 | 104.64 | 104.64 | 104.64 | 104.64 | 104.64 | 104.64 | 104.64
Nyngan Solar Plant | NYNGAN1 | 102.025 | 102.025 | 102.025 | 102.025 | 102.025 | 102.025 | 102.025 | 102.025 | 102.025 | 102.025
Parkes Solar Farm | PARSF1 | 50.5 | 50.5 | 50.5 | 50.5 | 50.5 | 50.5 | 50.5 | 50.5 | 50.5 | 50.5
Sunraysia Solar Farm | SUNRSF1 | 199.68 | 199.68 | 199.68 | 199.68 | 199.68 | 199.68 | 199.68 | 199.68 | 199.68 | 199.68
White Rock Solar Farm | WRSF1 | 20 | 20 | 20 | 20 | 20 | 20 | 20 | 20 | 20 | 20
Childers Solar Farm | CHILDSF1 | 55.87 | 55.87 | 55.87 | 55.87 | 55.87 | 55.87 | 55.87 | 55.87 | 55.87 | 55.87
Clare Solar Farm | CLARESF1 | 95.22 | 95.22 | 95.22 | 95.22 | 95.22 | 95.22 | 95.22 | 95.22 | 95.22 | 95.22
Clermont Solar Farm | CLERMSF1 | 71.41 | 71.41 | 71.41 | 71.41 | 71.41 | 71.41 | 71.41 | 71.41 | 71.41 | 71.41
Collinsville Solar Farm | CSPVPS1 | 39.95 | 39.95 | 39.95 | 39.95 | 39.95 | 39.95 | 39.95 | 39.95 | 39.95 | 39.95
Darling Downs Solar Farm | DDSF1 | 108.504 | 108.504 | 108.504 | 108.504 | 108.504 | 108.504 | 108.504 | 108.504 | 108.504 | 108.504
Daydream Solar Farm | DAYDSF1 | 145.79 | 145.79 | 145.79 | 145.79 | 145.79 | 145.79 | 145.79 | 145.79 | 145.79 | 145.79
Emerald Solar Park | EMERASF1 | 68.48 | 68.48 | 68.48 | 68.48 | 68.48 | 68.48 | 68.48 | 68.48 | 68.48 | 68.48
Hamilton Solar Farm | HAMISF1 | 54.119 | 54.119 | 54.119 | 54.119 | 54.119 | 54.119 | 54.119 | 54.119 | 54.119 | 54.119
Haughton Solar Farm | HAUGHT11 | 100.035 | 100.035 | 100.035 | 100.035 | 100.035 | 100.035 | 100.035 | 100.035 | 100.035 | 0
Hayman Solar Farm | HAYMSF1 | 47.838 | 47.838 | 47.838 | 47.838 | 47.838 | 47.838 | 47.838 | 47.838 | 47.838 | 47.838
Hughenden Solar Farm | HUGSF1 | 18 | 18 | 18 | 18 | 18 | 18 | 18 | 18 | 18 | 18
Kidston Solar Farm | KSP1 | 48.5 | 48.5 | 48.5 | 48.5 | 48.5 | 48.5 | 48.5 | 48.5 | 48.5 | 48.5
Lilyvale Solar Farm | LILYSF1 | 97.532 | 97.532 | 97.532 | 97.532 | 97.532 | 97.532 | 97.532 | 97.532 | 97.532 | 97.532
Longreach Solar Farm | LRSF1 | 14 | 14 | 14 | 14 | 14 | 14 | 14 | 14 | 14 | 14
Middlemount Sun Farm | MIDDLSF1 | 26 | 26 | 26 | 26 | 26 | 26 | 26 | 26 | 26 | 26
Oakey 1 Solar Farm | OAKEY1SF | 23.1 | 23.1 | 23.1 | 23.1 | 23.1 | 23.1 | 23.1 | 23.1 | 23.1 | 23.1
Oakey 2 Solar Farm | OAKEY2SF | 52.312 | 52.312 | 52.312 | 52.312 | 52.312 | 52.312 | 52.312 | 52.312 | 52.312 | 52.312
Ross River Solar Farm | RRSF1 | 115.968 | 115.968 | 115.968 | 115.968 | 115.968 | 115.968 | 115.968 | 115.968 | 115.968 | 115.968
Rugby Run Solar Farm | RUGBYR1 | 65 | 65 | 65 | 65 | 65 | 65 | 65 | 65 | 65 | 65
Sun Metals Corporation Solar Farm | SMCSF1 | 119.6 | 119.6 | 119.6 | 119.6 | 119.6 | 119.6 | 119.6 | 119.6 | 119.6 | 119.6
Susan River Solar Farm | SRSF1 | 75.019 | 75.019 | 75.019 | 75.019 | 75.019 | 75.019 | 75.019 | 75.019 | 75.019 | 75.019
Whitsunday Solar Farm | WHITSF1 | 54.119 | 54.119 | 54.119 | 54.119 | 54.119 | 54.119 | 54.119 | 54.119 | 54.119 | 54.119
Yarranlea Solar Farm | YARANSF1 | 102.96 | 102.96 | 102.96 | 102.96 | 102.96 | 102.96 | 102.96 | 102.96 | 102.96 | 102.96
Bungala one Solar Farm | BNGSF1 | 101.52 | 101.52 | 101.52 | 101.52 | 101.52 | 101.52 | 101.52 | 101.52 | 101.52 | 101.52
Bungala Two Solar Farm | BNGSF2 | 101.52 | 101.52 | 101.52 | 101.52 | 101.52 | 101.52 | 101.52 | 101.52 | 101.52 | 101.52
Tailem Bend Solar Farm | TBSF1 | 94.9968 | 94.9968 | 94.9968 | 94.9968 | 94.9968 | 94.9968 | 94.9968 | 94.9968 | 94.9968 | 94.9968
Bannerton Solar Farm | BANN1 | 88 | 88 | 88 | 88 | 88 | 88 | 88 | 88 | 88 | 88
Gannawarra Solar Farm | GANNSF1 | 47.762 | 47.762 | 47.762 | 47.762 | 47.762 | 47.762 | 47.762 | 47.762 | 47.762 | 47.762
Glenrowan West Solar Farm | GLRWNSF1 | 102.96 | 102.96 | 102.96 | 102.96 | 102.96 | 102.96 | 102.96 | 102.96 | 102.96 | 102.96
Karadoc Solar Farm | KARSF1 | 90.06 | 90.06 | 90.06 | 90.06 | 90.06 | 90.06 | 90.06 | 90.06 | 90.06 | 90.06
Kiamal Solar Farm stage 1 | KIAMSF1 | 189.75 | 189.75 | 189.75 | 189.75 | 189.75 | 189.75 | 189.75 | 189.75 | 189.75 | 189.75
Numurkah Solar Farm | NUMURSF1 | 71.04 | 71.04 | 71.04 | 71.04 | 71.04 | 71.04 | 71.04 | 71.04 | 71.04 | 71.04
Numurkah Solar Farm | NUMURSF2 | 36.48 | 36.48 | 36.48 | 36.48 | 36.48 | 36.48 | 36.48 | 36.48 | 36.48 | 36.48
Wemen Solar Farm | WEMENSF1 | 82.368 | 82.368 | 82.368 | 82.368 | 82.368 | 82.368 | 82.368 | 82.368 | 82.368 | 82.368
Yatpool Solar Farm | YATSF1 | 45 | 45 | 45 | 45 | 45 | 45 | 45 | 45 | 45 | 45
Yatpool Solar Farm | YATSF2 | 36 | 36 | 36 | 36 | 36 | 36 | 36 | 36 | 36 | 36
Bango 973 Wind Farm | BANGOWF1 | 0 | 0 | 0 | 0 | 0 | 0 | 0 | 0 | 0 | 0
Boco Rock Wind Farm | BOCORWF1 | 104.088 | 104.088 | 104.088 | 104.088 | 104.088 | 104.088 | 104.088 | 104.088 | 104.088 | 104.088
Bodangora Wind Farm | BODWF1 | 113.19 | 113.19 | 113.19 | 113.19 | 113.19 | 113.19 | 113.19 | 113.19 | 113.19 | 113.19
Capital Wind Farm | CAPTL_WF | 141 | 141 | 141 | 141 | 141 | 141 | 141 | 141 | 141 | 141
Collector | COLWF01 | 124.2 | 124.2 | 124.2 | 124.2 | 124.2 | 124.2 | 124.2 | 124.2 | 124.2 | 124.2
Crookwell 2 Wind Farm | CROOKWF2 | 91 | 91 | 91 | 91 | 91 | 91 | 91 | 91 | 91 | 91
Crudine Ridge Wind Farm | CRURWF1 | 0 | 0 | 0 | 0 | 0 | 0 | 0 | 0 | 0 | 0
Cullerin Range Wind Farm | CULLRGWF | 30 | 30 | 30 | 30 | 30 | 30 | 30 | 30 | 30 | 30
Gullen Range Wind Farm | GULLRWF1 | 165.5 | 165.5 | 165.5 | 165.5 | 165.5 | 165.5 | 165.5 | 165.5 | 165.5 | 165.5
Gunning Wind Farm | GUNNING1 | 46.5 | 46.5 | 46.5 | 46.5 | 46.5 | 46.5 | 46.5 | 46.5 | 46.5 | 46.5
Sapphire Wind Farm | SAPHWF1 | 155.7 | 155.7 | 155.7 | 155.7 | 155.7 | 155.7 | 155.7 | 155.7 | 155.7 | 155.7
Silverton Wind Farm | STWF1 | 119.48 | 119.48 | 119.48 | 119.48 | 119.48 | 119.48 | 119.48 | 119.48 | 119.48 | 119.48
Taralga Wind Farm | TARALGA1 | 106.8 | 106.8 | 106.8 | 106.8 | 106.8 | 106.8 | 106.8 | 106.8 | 106.8 | 0
White Rock Wind Farm - Stage 1 | WRWF1 | 172.48 | 172.48 | 172.48 | 172.48 | 172.48 | 172.48 | 172.48 | 172.48 | 172.48 | 172.48
Woodlawn Wind Farm | WOODLWN1 | 48.3 | 48.3 | 48.3 | 48.3 | 48.3 | 48.3 | 48.3 | 48.3 | 48.3 | 48.3
Coopers Gap Wind Farm | COOPGWF1 | 439.975 | 439.975 | 439.975 | 439.975 | 439.975 | 439.975 | 439.975 | 439.975 | 439.975 | 439.975
Mount Emerald Wind Farm | MEWF1 | 166.95 | 166.95 | 166.95 | 166.95 | 166.95 | 166.95 | 166.95 | 166.95 | 166.95 | 166.95
Canunda Wind Farm | CNUNDAWF | 46 | 46 | 46 | 46 | 46 | 46 | 46 | 46 | 46 | 46
Cathedral Rocks Wind Farm | CATHROCK | 66 | 66 | 66 | 66 | 66 | 66 | 66 | 66 | 66 | 66
Clements Gap Wind Farm | CLEMGPWF | 56.7 | 56.7 | 56.7 | 56.7 | 56.7 | 56.7 | 56.7 | 56.7 | 56.7 | 56.7
Hallett Stage 1 Brown Hill Wind Farm | HALLWF1 | 63 | 63 | 63 | 63 | 63 | 63 | 63 | 63 | 63 | 63
Hallett Stage 2 Hallett Hill Wind Farm | HALLWF2 | 47.6 | 47.6 | 47.6 | 47.6 | 47.6 | 47.6 | 47.6 | 47.6 | 47.6 | 47.6
Hallett 4 North Brown Hill Wind Farm | NBHWF1 | 88.2 | 88.2 | 88.2 | 88.2 | 88.2 | 88.2 | 88.2 | 88.2 | 88.2 | 88.2
Hallett 5 The Bluff Wind Farm | BLUFF1 | 35 | 35 | 35 | 35 | 35 | 35 | 35 | 35 | 35 | 35
Hornsdale Wind Farm Stage 1 | HDWF1 | 100 | 100 | 100 | 100 | 100 | 100 | 100 | 100 | 100 | 100
Hornsdale Wind Farm Stage 2 | HDWF2 | 100 | 100 | 100 | 100 | 100 | 100 | 100 | 100 | 100 | 100
Hornsdale Wind Farm Stage 3 | HDWF3 | 108.99 | 108.99 | 108.99 | 108.99 | 108.99 | 108.99 | 108.99 | 108.99 | 108.99 | 108.99
Lake Bonney 1 Wind Farm | LKBONNY1 | 81 | 81 | 81 | 81 | 81 | 81 | 81 | 81 | 81 | 81
Lake Bonney 2 Wind Farm | LKBONNY2 | 159 | 159 | 159 | 159 | 159 | 159 | 159 | 159 | 159 | 159
Lake Bonney 3 Wind Farm | LKBONNY3 | 39 | 39 | 39 | 39 | 39 | 39 | 39 | 39 | 39 | 39
Lincoln Gap Wind Farm - stage 1 | LGAPWF1 | 126 | 126 | 126 | 126 | 126 | 126 | 126 | 126 | 126 | 126
Mount Millar Wind Farm | MTMILLAR | 70 | 70 | 70 | 70 | 70 | 70 | 70 | 70 | 70 | 70
Snowtown Wind Farm | SNOWTWN1 | 65.8 | 65.8 | 65.8 | 65.8 | 65.8 | 65.8 | 65.8 | 65.8 | 65.8 | 65.8
Snowtown S2 Wind Farm - North | SNOWNTH1 | 133.2 | 133.2 | 133.2 | 133.2 | 133.2 | 133.2 | 133.2 | 133.2 | 133.2 | 133.2
Snowtown S2 Wind Farm - South | SNOWSTH1 | 116.55 | 116.55 | 116.55 | 116.55 | 116.55 | 116.55 | 116.55 | 116.55 | 116.55 | 116.55
Starfish Hill Wind Farm | STARHLWF | 33 | 33 | 33 | 33 | 33 | 33 | 33 | 33 | 33 | 33
Waterloo Wind Farm | WATERLWF | 39.6 | 39.6 | 39.6 | 39.6 | 39.6 | 39.6 | 39.6 | 39.6 | 39.6 | 39.6
Wattle Point Wind Farm | WPWF | 0 | 0 | 0 | 0 | 0 | 0 | 0 | 0 | 0 | 0
Willogoleche Wind Farm | WGWF1 | 0 | 0 | 0 | 0 | 0 | 0 | 0 | 0 | 0 | 0
Cattle Hill Wind Farm | CTHLWF1 | 144 | 144 | 144 | 144 | 144 | 144 | 144 | 144 | 144 | 144
Granville Harbour Wind Farm | GRANWF1 | 111.6 | 111.6 | 111.6 | 111.6 | 111.6 | 111.6 | 111.6 | 111.6 | 111.6 | 111.6
Musselroe Wind Farm | MUSSELR1 | 168 | 168 | 168 | 168 | 168 | 168 | 168 | 168 | 168 | 168
Woolnorth Wind Farm | WOOLNTH1 | 140 | 140 | 140 | 140 | 140 | 140 | 140 | 140 | 140 | 140
Ararat Wind Farm | ARWF1 | 75 | 75 | 75 | 75 | 75 | 75 | 75 | 75 | 75 | 75
Bald Hills Wind Farm | BALDHWF1 | 106.6 | 106.6 | 106.6 | 106.6 | 106.6 | 106.6 | 106.6 | 106.6 | 106.6 | 106.6
Bulgana Green Power Hub - Wind Farm | BULGANA1 | 204.4 | 204.4 | 204.4 | 204.4 | 204.4 | 204.4 | 204.4 | 204.4 | 204.4 | 204.4
Challicum Hills Wind Farm | CHALLHWF | 53 | 53 | 53 | 53 | 53 | 53 | 53 | 53 | 53 | 53
Cherry Tree Wind Farm | CHYTWF1 | 57.6 | 57.6 | 57.6 | 57.6 | 57.6 | 57.6 | 57.6 | 57.6 | 57.6 | 57.6
Crowlands Wind Farm | CROWLWF1 | 79.95 | 79.95 | 79.95 | 79.95 | 79.95 | 79.95 | 79.95 | 79.95 | 79.95 | 0
Dundonnell Wind Farm | DUNDWF1 | 108 | 108 | 108 | 108 | 108 | 108 | 108 | 108 | 108 | 108
Dundonnell Wind Farm | DUNDWF2 | 29.7 | 29.7 | 29.7 | 29.7 | 29.7 | 29.7 | 29.7 | 29.7 | 29.7 | 29.7
Dundonnell Wind Farm | DUNDWF3 | 78.3 | 78.3 | 78.3 | 78.3 | 78.3 | 78.3 | 78.3 | 78.3 | 78.3 | 78.3
Elaine Wind Farm | ELAINWF1 | 83.6 | 83.6 | 83.6 | 83.6 | 83.6 | 83.6 | 83.6 | 83.6 | 83.6 | 83.6
Kiata Wind Farm | KiataWF1 | 27 | 27 | 27 | 27 | 27 | 27 | 27 | 27 | 27 | 27
Macarthur Wind Farm | MACARTH1 | 420 | 420 | 420 | 420 | 420 | 420 | 420 | 420 | 420 | 420
Moorabool Wind Farm | MOORAWF1 | 199.992 | 312 | 312 | 312 | 312 | 312 | 312 | 312 | 312 | 312
Mortons Lane Wind Farm | MLWF1 | 20 | 20 | 20 | 20 | 20 | 20 | 20 | 20 | 20 | 20
Mt Gellibrand Wind Farm | MTGELWF1 | 0 | 0 | 0 | 0 | 0 | 0 | 0 | 0 | 0 | 0
Mt Mercer Wind Farm | MERCER01 | 0 | 0 | 0 | 0 | 0 | 0 | 0 | 0 | 0 | 0
Murra Warra Wind Farm - stage 1 | MUWAWF1 | 225.7 | 225.7 | 225.7 | 225.7 | 225.7 | 225.7 | 225.7 | 225.7 | 225.7 | 0
Oaklands Hill Wind Farm | OAKLAND1 | 40.992 | 40.992 | 40.992 | 40.992 | 40.992 | 40.992 | 40.992 | 40.992 | 40.992 | 40.992
Portland Wind Farm | PORTWF | 92 | 92 | 92 | 92 | 92 | 92 | 92 | 92 | 92 | 92
Salt Creek Wind Farm | SALTCRK1 | 37.5 | 37.5 | 37.5 | 37.5 | 37.5 | 37.5 | 37.5 | 37.5 | 37.5 | 37.5
Waubra Wind Farm | WAUBRAWF | 192 | 192 | 192 | 192 | 192 | 192 | 192 | 192 | 192 | 192
Yambuk Wind Farm | YAMBUKWF | 30 | 30 | 30 | 30 | 30 | 30 | 30 | 30 | 30 | 30
Yaloak South Wind Farm | YSWF1 | 29 | 29 | 29 | 29 | 29 | 29 | 29 | 29 | 29 | 29
Yendon Wind Farm | YENDWF1 | 136.8 | 144.4 | 144.4 | 144.4 | 144.4 | 144.4 | 144.4 | 144.4 | 144.4 | 144.4
Berrybank Wind Farm |  | 175.8958 | 175.8958 | 175.8958 | 175.8958 | 175.8958 | 175.8958 | 175.8958 | 175.8958 | 175.8958 | 175.8958
Gullen Range Wind Farm 2 | GULLRWF2 | 105.4 | 105.4 | 105.4 | 105.4 | 105.4 | 105.4 | 105.4 | 105.4 | 105.4 | 105.4
Jemalong Solar | JEMALNG1 | 50 | 50 | 50 | 50 | 50 | 50 | 50 | 50 | 50 | 50
Maryrorough Solar Farm | MARYRSF1 | 27.3 | 27.3 | 27.3 | 27.3 | 27.3 | 27.3 | 27.3 | 27.3 | 27.3 | 0
Stockyard Hill Wind Farm |  | 527.56 | 527.56 | 527.56 | 527.56 | 527.56 | 527.56 | 527.56 | 527.56 | 527.56 | 527.56
Wellington Solar Farm |  | 169.884 | 169.884 | 169.884 | 169.884 | 169.884 | 169.884 | 169.884 | 169.884 | 169.884 | 169.884
Winton Solar Farm | WINTSF1 | 85 | 85 | 85 | 85 | 85 | 85 | 85 | 85 | 85 | 85
Committed Generators 1
Generator |  | Summer 2021-22: Summer
|  | 2021-22 | 2022-23 | 2023-24 | 2024-25 | 2025-26 | 2026-27 | 2027-28 | 2028-29 | 2029-30 | 2030-31
Kurri Kurri | Kurri Kurri 1 | 0 | 0 | 375 | 375 | 375 | 375 | 375 | 375 | 375 | 375
Kurri Kurri | Kurri Kurri 2 | 0 | 0 | 375 | 375 | 375 | 375 | 375 | 375 | 375 | 375
Snapper Point Power Station* | Snapper Point Power Station | 0 | 0 | 123 | 123 | 123 | 123 | 123 | 123 | 123 | 123
Kidston | Kidston Pumped Storage Hydro 1 | 0 | 0 | 0 | 125 | 125 | 125 | 125 | 125 | 125 | 125
Kidston | Kidston Pumped Storage Hydro 2 | 0 | 0 | 0 | 125 | 125 | 125 | 125 | 125 | 125 | 125
Snowy 2.0 | SNO2PH01 | 0 | 0 | 0 | 0 | 111 | 333 | 333 | 333 | 333 | 333
Snowy 2.0 | SNO2PH03 | 0 | 0 | 0 | 0 | 111 | 333 | 333 | 333 | 333 | 333
Snowy 2.0 | SNO2PH02 | 0 | 0 | 0 | 0 | 111 | 333 | 333 | 333 | 333 | 333
Snowy 2.0 | SNO2PH04 | 0 | 0 | 0 | 0 | 111 | 333 | 333 | 333 | 333 | 333
Snowy 2.0 | SNO2PH05 | 0 | 0 | 0 | 0 | 111 | 333 | 333 | 333 | 333 | 333
Snowy 2.0 | SNO2PH06 | 0 | 0 | 0 | 0 | 111 | 333 | 333 | 333 | 333 | 333
Corowa Solar Farm | CRWASF1 | 30.008 | 30.008 | 30.008 | 30.008 | 30.008 | 30.008 | 30.008 | 30.008 | 30.008 | 30.008
Gunnedah Solar Farm | GNNDHSF1 | 110 | 110 | 110 | 110 | 110 | 110 | 110 | 110 | 110 | 110
Junee Solar Farm | JUNEESF1 | 30.008 | 30.008 | 30.008 | 30.008 | 30.008 | 30.008 | 30.008 | 30.008 | 30.008 | 30.008
Metz Solar Farm |  | 0 | 107.082 | 107.082 | 107.082 | 107.082 | 107.082 | 107.082 | 107.082 | 107.082 | 107.082
New England Solar Farm |  | 0 | 200 | 400 | 400 | 400 | 400 | 400 | 400 | 400 | 400
Riverina Solar Farm |  | 0 | 32.4 | 32.4 | 32.4 | 32.4 | 32.4 | 32.4 | 32.4 | 32.4 | 32.4
Sebastopol Solar Farm |  | 84.44 | 84.44 | 84.44 | 84.44 | 84.44 | 84.44 | 84.44 | 84.44 | 84.44 | 84.44
Suntop Solar Farm |  | 150 | 150 | 150 | 150 | 150 | 150 | 150 | 150 | 150 | 150
Wagga North Solar Farm | WAGGNSF1 | 30.008 | 46.376 | 46.376 | 46.376 | 46.376 | 46.376 | 46.376 | 46.376 | 46.376 | 46.376
Bluegrass Solar Farm |  | 148 | 148 | 148 | 148 | 148 | 148 | 148 | 148 | 148 | 148
Columboola Solar Farm |  | 55.3 | 159.975 | 159.975 | 159.975 | 159.975 | 159.975 | 159.975 | 159.975 | 159.975 | 159.975
Gangarri Solar Farm | GANGARR1 | 119.88 | 119.88 | 119.88 | 119.88 | 119.88 | 119.88 | 119.88 | 119.88 | 119.88 | 119.88
Kennedy Energy Park Solar Farm* | KEPSF1 | 7.5 | 15 | 15 | 15 | 15 | 15 | 15 | 15 | 15 | 15
Warwick Solar Farm - stage 1 | WARWSF1 | 32.104 | 32.104 | 32.104 | 32.104 | 32.104 | 32.104 | 32.104 | 32.104 | 32.104 | 32.104
Warwick Solar Farm - stage 2 | WARWSF2 | 32.104 | 32.104 | 32.104 | 32.104 | 32.104 | 32.104 | 32.104 | 32.104 | 32.104 | 32.104
Western Downs Green Power Hub |  | 394 | 394 | 394 | 394 | 394 | 394 | 394 | 394 | 394 | 394
Woolooga Solar Farm |  | 0 | 157.53 | 157.53 | 157.53 | 157.53 | 157.53 | 157.53 | 157.53 | 157.53 | 157.53
Adelaide Desalination Plant* | ADPPV1 | 9.96 | 9.96 | 9.96 | 9.96 | 9.96 | 9.96 | 9.96 | 9.96 | 9.96 | 9.96
Adelaide Desalination Plant | ADPPV2 | 9.96 | 9.96 | 9.96 | 9.96 | 9.96 | 9.96 | 9.96 | 9.96 | 9.96 | 9.96
Morgan To Whyalla Pipeline No 1 PS And Water Filtration Plant | MWPS1PV1 | 0 | 5.76 | 5.76 | 5.76 | 5.76 | 5.76 | 5.76 | 5.76 | 5.76 | 5.76
Morgan To Whyalla Pipeline No 2 PS | MWPS2PV1 | 0 | 5.508 | 5.508 | 5.508 | 5.508 | 5.508 | 5.508 | 5.508 | 5.508 | 5.508
Morgan To Whyalla Pipeline No 3 PS | MWPS3PV1 | 0 | 6.93 | 6.93 | 6.93 | 6.93 | 6.93 | 6.93 | 6.93 | 6.93 | 6.93
Morgan To Whyalla Pipeline No 4 PS | MWPS4PV1 | 0 | 5.508 | 5.508 | 5.508 | 5.508 | 5.508 | 5.508 | 5.508 | 5.508 | 5.508
Cohuna Solar Farm | COHUNA | 27.265 | 27.265 | 27.265 | 27.265 | 27.265 | 27.265 | 27.265 | 27.265 | 27.265 | 27.265
Bango 999 Wind Farm | BANGOWF2 | 0 | 0 | 0 | 0 | 0 | 0 | 0 | 0 | 0 | 0
Kaban Green Power Hub - Wind Farm* |  | 0 | 0 | 120.4 | 120.4 | 120.4 | 120.4 | 120.4 | 120.4 | 120.4 | 120.4
Kennedy Energy Park Wind Farm* | KEPWF1 | 13.2 | 36 | 36 | 36 | 36 | 36 | 36 | 36 | 36 | 36
Lincoln Gap Wind Farm - stage 2 | LGAPWF1 | 86.4 | 86.4 | 86.4 | 86.4 | 86.4 | 86.4 | 86.4 | 86.4 | 86.4 | 86.4
Murra Warra Wind Farm - stage 2 |  | 87.4 | 179.36 | 179.36 | 179.36 | 179.36 | 179.36 | 179.36 | 179.36 | 179.36 | 179.36
Bolivar Waste Water Treatment | BOWWPV1 | 0 | 10.575 | 10.575 | 10.575 | 10.575 | 10.575 | 10.575 | 10.575 | 10.575 | 10.575
Edenvale Solar Park | Edenvale Solar Park | 0 | 0 | 146 | 146 | 146 | 146 | 146 | 146 | 146 | 146
Hillston Sun Farm | Hillston Sun Farm | 38.24 | 76.52 | 76.52 | 76.52 | 76.52 | 76.52 | 76.52 | 76.52 | 76.52 | 76.52
Mannum Adelaide Pumping Station No 2 - MAPL2 (Palmer) | Mannum Adelaide Pumping Station No 2 - MAPL2 (Palmer) | 0 | 15.792 | 15.792 | 15.792 | 15.792 | 15.792 | 15.792 | 15.792 | 15.792 | 15.792
Mannum Adelaide Pumping Station No 3 - MAPL3 (Kanmantoo) | Mannum Adelaide Pumping Station No 3 - MAPL3 (Kanmantoo) | 0 | 15.618 | 15.618 | 15.618 | 15.618 | 15.618 | 15.618 | 15.618 | 15.618 | 15.618
Moura Solar Farm | Moura Solar Farm | 0 | 81.72 | 81.72 | 81.72 | 81.72 | 81.72 | 81.72 | 81.72 | 81.72 | 81.72
Murray Bridge - Onkaparinga Pipeline Pump 2 | MBPS2PV1 | 0 | 12.918 | 12.918 | 12.918 | 12.918 | 12.918 | 12.918 | 12.918 | 12.918 | 12.918
Port Augusta Renewable Energy Park - Solar | Port Augusta Renewable Energy Park - Solar | 0 | 0 | 79.2 | 79.2 | 79.2 | 79.2 | 79.2 | 79.2 | 79.2 | 79.2
Port Augusta Renewable Energy Park - Wind | Port Augusta Renewable Energy Park - Wind | 0 | 0 | 210 | 210 | 210 | 210 | 210 | 210 | 210 | 210
Wyalong Solar Farm | Wyalong Solar Farm | 0 | 10.602 | 53.01 | 53.01 | 53.01 | 53.01 | 53.01 | 53.01 | 53.01 | 53.01
Avonlie Solar Farm | Avonlie Solar Farm | 0 | 0 | 189.98 | 189.98 | 189.98 | 189.98 | 189.98 | 189.98 | 189.98 | 189.98
Dulacca Wind Farm | Dulacca Wind Farm | 0 | 0 | 103.329 | 103.329 | 103.329 | 103.329 | 103.329 | 103.329 | 103.329 | 103.329
Rye Park Wind Farm | Rye Park Wind Farm | 0 | 0 | 225.06 | 225.06 | 225.06 | 225.06 | 225.06 | 225.06 | 225.06 | 225.06
Anticipated Projects 2
Generator |  | Summer 2021-22: Summer
|  | 2021-22 | 2022-23 | 2023-24 | 2024-25 | 2025-26 | 2026-27 | 2027-28 | 2028-29 | 2029-30 | 2030-31
Tallawarra B | Tallawarra B | 0 | 0 | 314 | 314 | 314 | 314 | 314 | 314 | 314 | 314
West Wyalong Solar Farm | West Wyalong Solar Farm | 0 | 0 | 90.016 | 90.016 | 90.016 | 90.016 | 90.016 | 90.016 | 90.016 | 90.016
Wollar Solar Farm | Wollar Solar Farm | 0 | 0 | 280 | 280 | 280 | 280 | 280 | 280 | 280 | 280
Aramara Solar Farm | Aramara Solar Farm | 0 | 0 | 101.4 | 101.4 | 101.4 | 101.4 | 101.4 | 101.4 | 101.4 | 101.4
Munna Creek Solar Farm | Munna Creek Solar Farm | 0 | 0 | 154 | 154 | 154 | 154 | 154 | 154 | 154 | 154
Rodds Bay Solar Farm | Rodds Bay Solar Farm | 0 | 0 | 245.3 | 245.3 | 245.3 | 245.3 | 245.3 | 245.3 | 245.3 | 245.3
Christies Beach Wastewater Treatment Plant | CBWWPV1 | 0 | 0 | 4.8 | 4.8 | 4.8 | 4.8 | 4.8 | 4.8 | 4.8 | 4.8
Happy Valley Reservoir | HVWAPV1 | 0 | 0 | 8.34 | 8.34 | 8.34 | 8.34 | 8.34 | 8.34 | 8.34 | 8.34
Mortlake South Wind Farm | Mortlake South Wind Farm | 0 | 0 | 157.5 | 157.5 | 157.5 | 157.5 | 157.5 | 157.5 | 157.5 | 157.5
MacIntyre Wind Farm | MacIntyre Wind Farm | 0 | 0 | 300 | 300 | 300 | 300 | 300 | 300 | 300 | 300
Quorn Park Solar Farm | Quorn Park Solar Farm | 0 | 0 | 80 | 80 | 80 | 80 | 80 | 80 | 80 | 80
Walla Walla Solar Farm | Walla Walla Solar Farm | 0 | 0 | 299.44 | 299.44 | 299.44 | 299.44 | 299.44 | 299.44 | 299.44 | 299.44
Wunghnu Solar Farm | Wunghnu Solar Farm | 0 | 0 | 75 | 75 | 75 | 75 | 75 | 75 | 75 | 75
Yanco Solar Farm | Yanco Solar Farm | 0 | 0 | 60 | 60 | 60 | 60 | 60 | 60 | 60 | 60
Existing, Committed and Anticipated Batteries
Generator |  | Summer 2021-22: Summer
|  | 2021-22 | 2022-23 | 2023-24 | 2024-25 | 2025-26 | 2026-27 | 2027-28 | 2028-29 | 2029-30 | 2030-31
Wallgrove Grid Battery project |  | 50 | 50 | 50 | 50 | 50 | 50 | 50 | 50 | 50 | 50
Wandoan South BESS |  | 100 | 100 | 100 | 100 | 100 | 100 | 100 | 100 | 100 | 100
Adelaide Desalination Plant BESS | ADPBA1G | 0 | 0 | 0 | 0 | 0 | 0 | 0 | 0 | 0 | 0
Bolivar Waste Water Treatment BESS | BOWWBA1G | 0 | 0 | 2 | 2 | 2 | 2 | 2 | 2 | 2 | 2
Christies Beach Wastewater Treatment Plant BESS | CBWWBA1G | 0 | 0 | 2.09 | 2.09 | 2.09 | 2.09 | 2.09 | 2.09 | 2.09 | 2.09
Dalrymple North BESS | DALNTH01 | 30 | 30 | 30 | 30 | 30 | 30 | 30 | 30 | 30 | 30
Happy Valley Reservoir BESS | HVWABA1G | 0 | 0 | 4 | 4 | 4 | 4 | 4 | 4 | 4 | 4
Hornsdale Power Reserve Unit 1 | HPRG1 | 150 | 150 | 150 | 150 | 150 | 150 | 150 | 150 | 150 | 150
Lake Bonney BESS1 | LBBG1 | 25 | 25 | 25 | 25 | 25 | 25 | 25 | 25 | 25 | 25
Lincoln Gap Wind Farm - BESS | LGAPWF1 | 0 | 0 | 10 | 10 | 10 | 10 | 10 | 10 | 10 | 10
Torrens Island BESS |  | 0 | 0 | 250 | 250 | 250 | 250 | 250 | 250 | 250 | 250
Ballarat Energy Storage System | BALBG1 | 28.8 | 28.8 | 28.8 | 28.8 | 28.8 | 28.8 | 28.8 | 28.8 | 28.8 | 28.8
Bulgana Green Power Hub - BESS | BULGANA1 | 20 | 20 | 20 | 20 | 20 | 20 | 20 | 20 | 20 | 20
Gannawarra Energy Storage System | GANNBG1 | 25.33 | 25.33 | 25.33 | 25.33 | 25.33 | 25.33 | 25.33 | 25.33 | 25.33 | 25.33
Victorian Big Battery |  | 50 | 50 | 50 | 50 | 50 | 50 | 50 | 50 | 50 | 50
Jump to Summer Ratings
Jump to Winter Ratings
Existing Generators
Generator |  | Summer 2021-22: Summer Typical
|  | 2021-22 | 2022-23 | 2023-24 | 2024-25 | 2025-26 | 2026-27 | 2027-28 | 2028-29 | 2029-30 | 2030-31
Bayswater | BW01 | 660 | 660 | 685 | 685 | 685 | 685 | 685 | 685 | 685 | 685
Bayswater | BW02 | 685 | 685 | 685 | 685 | 685 | 685 | 685 | 685 | 685 | 685
Bayswater | BW03 | 660 | 685 | 685 | 685 | 685 | 685 | 685 | 685 | 685 | 685
Bayswater | BW04 | 685 | 685 | 685 | 685 | 685 | 685 | 685 | 685 | 685 | 685
Eraring | ER01 | 670 | 680 | 680 | 672 | 665 | 660 | 654 | 648 | 642 | 636
Eraring | ER02 | 680 | 660 | 680 | 680 | 675 | 660 | 654 | 648 | 642 | 636
Eraring | ER03 | 680 | 680 | 660 | 670 | 670 | 670 | 665 | 660 | 655 | 650
Eraring | ER04 | 660 | 660 | 655 | 652 | 652 | 650 | 644 | 638 | 632 | 0
Liddell | LD01 | 420 | 420 | 0 | 0 | 0 | 0 | 0 | 0 | 0 | 0
Liddell | LD02 | 420 | 420 | 0 | 0 | 0 | 0 | 0 | 0 | 0 | 0
Liddell | LD03 | 420 | 0 | 0 | 0 | 0 | 0 | 0 | 0 | 0 | 0
Liddell | LD04 | 420 | 420 | 0 | 0 | 0 | 0 | 0 | 0 | 0 | 0
Mt Piper | MP1 | 710 | 710 | 710 | 710 | 710 | 710 | 710 | 710 | 710 | 710
Mt Piper | MP2 | 680 | 680 | 680 | 680 | 680 | 680 | 680 | 680 | 680 | 680
Vales Point B | VP5 | 660 | 660 | 660 | 660 | 660 | 660 | 660 | 660 | 660 | 0
Vales Point B | VP6 | 660 | 660 | 660 | 660 | 660 | 660 | 660 | 660 | 660 | 0
Callide B | CALL_B_1 | 350 | 350 | 350 | 350 | 350 | 350 | 350 | 350 | 0 | 0
Callide B | CALL_B_2 | 350 | 350 | 350 | 350 | 350 | 350 | 350 | 350 | 0 | 0
Callide C | CPP_3 | 466 | 466 | 466 | 466 | 466 | 466 | 466 | 466 | 466 | 466
Callide C | CPP_4 | 0 | 420 | 420 | 420 | 420 | 420 | 420 | 420 | 420 | 420
Gladstone | GSTONE1 | 280 | 280 | 280 | 280 | 280 | 280 | 280 | 280 | 280 | 280
Gladstone | GSTONE2 | 280 | 280 | 280 | 280 | 280 | 280 | 280 | 280 | 280 | 280
Gladstone | GSTONE3 | 280 | 280 | 280 | 280 | 280 | 280 | 280 | 280 | 280 | 280
Gladstone | GSTONE4 | 280 | 280 | 280 | 280 | 280 | 280 | 280 | 280 | 280 | 280
Gladstone | GSTONE5 | 280 | 280 | 280 | 280 | 280 | 280 | 280 | 280 | 280 | 280
Gladstone | GSTONE6 | 280 | 280 | 280 | 280 | 280 | 280 | 280 | 280 | 280 | 280
Kogan Creek | KPP_1 | 720 | 730 | 730 | 730 | 730 | 730 | 730 | 730 | 730 | 730
Millmerran | MPP_1 | 411 | 411 | 411 | 411 | 411 | 411 | 411 | 411 | 411 | 411
Millmerran | MPP_2 | 411 | 411 | 411 | 411 | 411 | 411 | 411 | 411 | 411 | 411
Stanwell | STAN-1 | 365 | 365 | 365 | 365 | 365 | 365 | 365 | 365 | 365 | 365
Stanwell | STAN-2 | 365 | 365 | 365 | 365 | 365 | 365 | 365 | 365 | 365 | 365
Stanwell | STAN-3 | 365 | 365 | 365 | 365 | 365 | 365 | 365 | 365 | 365 | 365
Stanwell | STAN-4 | 365 | 365 | 365 | 365 | 365 | 365 | 365 | 365 | 365 | 365
Tarong | TARONG#1 | 350 | 350 | 350 | 350 | 350 | 350 | 350 | 350 | 350 | 350
Tarong | TARONG#2 | 350 | 350 | 350 | 350 | 350 | 350 | 350 | 350 | 350 | 350
Tarong | TARONG#3 | 350 | 350 | 350 | 350 | 350 | 350 | 350 | 350 | 350 | 350
Tarong | TARONG#4 | 350 | 350 | 350 | 350 | 350 | 350 | 350 | 350 | 350 | 350
Tarong North | TNPS1 | 443 | 443 | 443 | 443 | 443 | 443 | 443 | 443 | 443 | 443
Loy Yang B | LOYYB1 | 555 | 555 | 555 | 555 | 555 | 555 | 555 | 555 | 555 | 555
Loy Yang B | LOYYB2 | 560 | 560 | 560 | 560 | 560 | 560 | 560 | 560 | 560 | 560
Loy Yang A Power Station | LYA1 | 560 | 560 | 560 | 560 | 560 | 560 | 560 | 560 | 560 | 560
Loy Yang A Power Station | LYA2 | 530 | 530 | 530 | 530 | 530 | 530 | 530 | 530 | 530 | 530
Loy Yang A Power Station | LYA3 | 560 | 560 | 560 | 560 | 560 | 560 | 560 | 560 | 560 | 560
Loy Yang A Power Station | LYA4 | 540 | 540 | 540 | 540 | 540 | 540 | 540 | 540 | 540 | 560
Yallourn W | YWPS1 | 360 | 360 | 360 | 360 | 360 | 360 | 360 | 0 | 0 | 0
Yallourn W | YWPS2 | 360 | 360 | 360 | 360 | 360 | 360 | 360 | 0 | 0 | 0
Yallourn W | YWPS3 | 370 | 370 | 370 | 370 | 370 | 370 | 370 | 0 | 0 | 0
Yallourn W | YWPS4 | 370 | 370 | 370 | 370 | 370 | 370 | 370 | 0 | 0 | 0
Tallawarra | TALWA1 | 395 | 395 | 395 | 415 | 415 | 415 | 415 | 415 | 415 | 415
Condamine A | CPSA_GT1 | 41.891 | 41.891 | 41.891 | 41.891 | 41.891 | 41.891 | 41.891 | 41.891 | 41.891 | 41.891
Condamine A | CPSA_GT2 | 41.891 | 41.891 | 41.891 | 41.891 | 41.891 | 41.891 | 41.891 | 41.891 | 41.891 | 41.891
Condamine A | CPSA_ST | 55.325 | 55.325 | 55.325 | 55.325 | 55.325 | 55.325 | 55.325 | 55.325 | 55.325 | 55.325
Darling Downs | DDPS1_ST | 252 | 252 | 252 | 252 | 252 | 252 | 252 | 252 | 252 | 252
Darling Downs | DDPS1_GT1 | 109 | 109 | 109 | 109 | 109 | 109 | 109 | 109 | 109 | 109
Darling Downs | DDPS1_GT2 | 109 | 109 | 109 | 109 | 109 | 109 | 109 | 109 | 109 | 109
Darling Downs | DDPS1_GT3 | 109 | 109 | 109 | 109 | 109 | 109 | 109 | 109 | 109 | 109
Swanbank E GT | SWAN_E | 355 | 355 | 355 | 355 | 355 | 355 | 355 | 355 | 355 | 355
Yabulu PS | YABULU | 155 | 155 | 155 | 155 | 155 | 155 | 155 | 155 | 155 | 155
Yabulu Steam Turbine | YABULU2 | 78 | 78 | 78 | 78 | 77 | 77 | 77 | 77 | 77 | 77
Yarwun Cogen | YARWUN_1 | 180 | 180 | 180 | 180 | 180 | 180 | 180 | 180 | 180 | 180
Osborne | OsborneGT | 112 | 112 | 112 | 0 | 0 | 0 | 0 | 0 | 0 | 0
Osborne | OsborneST | 63 | 63 | 63 | 0 | 0 | 0 | 0 | 0 | 0 | 0
Pelican Point | PPCCGTGT1 | 156 | 156 | 156 | 156 | 156 | 156 | 156 | 156 | 156 | 156
Pelican Point | PPCCGTGT2 | 163 | 163 | 163 | 163 | 163 | 163 | 163 | 163 | 163 | 163
Pelican Point | PPCCGTST | 149 | 149 | 149 | 149 | 149 | 149 | 149 | 149 | 149 | 149
Tamar Valley Combined Cycle | TVCC201_GT | 0 | 0 | 0 | 0 | 0 | 0 | 0 | 0 | 0 | 0
Tamar Valley Combined Cycle | TVCC201_ST | 0 | 0 | 0 | 0 | 0 | 0 | 0 | 0 | 0 | 0
Colongra | CG1 | 170 | 170 | 170 | 170 | 170 | 170 | 170 | 170 | 170 | 170
Colongra | CG2 | 170 | 170 | 170 | 170 | 170 | 170 | 170 | 170 | 170 | 170
Colongra | CG3 | 170 | 170 | 170 | 170 | 170 | 170 | 170 | 170 | 170 | 170
Colongra | CG4 | 170 | 170 | 170 | 170 | 170 | 170 | 170 | 170 | 170 | 170
Hunter Valley GT | HVGTS1 | 20 | 20 | 20 | 20 | 20 | 20 | 20 | 20 | 20 | 20
Hunter Valley GT | HVGTS2 | 20 | 20 | 20 | 20 | 20 | 20 | 20 | 20 | 20 | 20
Smithfield Energy Facility | SITHE01 | 36 | 36 | 36 | 36 | 36 | 36 | 36 | 36 | 36 | 36
Smithfield Energy Facility | SITHE04 | 0 | 0 | 0 | 0 | 0 | 0 | 0 | 0 | 0 | 0
Smithfield Energy Facility | SITHE02 | 36 | 36 | 36 | 36 | 36 | 36 | 36 | 36 | 36 | 36
Smithfield Energy Facility | SITHE03 | 36 | 36 | 36 | 36 | 36 | 36 | 36 | 36 | 36 | 36
Uranquinty | URANQ11 | 164 | 164 | 164 | 164 | 164 | 164 | 164 | 164 | 164 | 164
Uranquinty | URANQ12 | 164 | 164 | 164 | 164 | 164 | 164 | 164 | 164 | 164 | 164
Uranquinty | URANQ13 | 164 | 164 | 164 | 164 | 164 | 164 | 164 | 164 | 164 | 164
Uranquinty | URANQ14 | 164 | 164 | 164 | 164 | 164 | 164 | 164 | 164 | 164 | 164
Barcaldine Power Station | BARCALDN | 32 | 32 | 32 | 32 | 32 | 32 | 32 | 32 | 32 | 32
Braemar | BRAEMAR1 | 158 | 173 | 173 | 173 | 173 | 173 | 173 | 173 | 173 | 173
Braemar | BRAEMAR2 | 173 | 173 | 173 | 173 | 173 | 173 | 173 | 173 | 173 | 173
Braemar | BRAEMAR3 | 173 | 173 | 173 | 173 | 173 | 173 | 173 | 173 | 173 | 173
Braemar 2 Power Station | BRAEMAR5 | 165 | 165 | 165 | 165 | 165 | 165 | 165 | 165 | 165 | 165
Braemar 2 Power Station | BRAEMAR6 | 165 | 165 | 165 | 165 | 165 | 165 | 165 | 165 | 165 | 165
Braemar 2 Power Station | BRAEMAR7 | 165 | 165 | 165 | 165 | 165 | 165 | 165 | 165 | 165 | 165
Mackay GT | MACKAYGT | 0 | 0 | 0 | 0 | 0 | 0 | 0 | 0 | 0 | 0
Mt Stuart | MSTUART1 | 139 | 139 | 139 | 139 | 139 | 139 | 139 | 139 | 139 | 139
Mt Stuart | MSTUART2 | 139 | 139 | 139 | 139 | 139 | 139 | 139 | 139 | 139 | 139
Mt Stuart | MSTUART3 | 118 | 118 | 118 | 118 | 118 | 118 | 118 | 118 | 118 | 118
Oakey Power Station | OAKEY1 | 150 | 150 | 150 | 150 | 150 | 150 | 150 | 150 | 150 | 150
Oakey Power Station | OAKEY2 | 150 | 150 | 150 | 150 | 150 | 150 | 150 | 150 | 150 | 150
Roma | ROMA_7 | 30 | 30 | 30 | 30 | 30 | 30 | 30 | 30 | 30 | 30
Roma | ROMA_8 | 30 | 30 | 30 | 30 | 30 | 30 | 30 | 30 | 30 | 30
Angaston | ANGAS1 | 29.52 | 29.52 | 29.52 | 29.52 | 29.52 | 29.52 | 29.52 | 29.52 | 29.52 | 29.52
Angaston | ANGAS2 | 19.68 | 19.68 | 19.68 | 19.68 | 19.68 | 19.68 | 19.68 | 19.68 | 19.68 | 19.68
Barker Inlet Power Station | BIPS1_01 | 17.5 | 17.5 | 17.5 | 17.5 | 17.5 | 17.5 | 17.5 | 17.5 | 17.5 | 17.5
Barker Inlet Power Station | BIPS1_02 | 17.5 | 17.5 | 17.5 | 17.5 | 17.5 | 17.5 | 17.5 | 17.5 | 17.5 | 17.5
Barker Inlet Power Station | BIPS1_03 | 17.5 | 17.5 | 17.5 | 17.5 | 17.5 | 17.5 | 17.5 | 17.5 | 17.5 | 17.5
Barker Inlet Power Station | BIPS1_04 | 17.5 | 17.5 | 17.5 | 17.5 | 17.5 | 17.5 | 17.5 | 17.5 | 17.5 | 17.5
Barker Inlet Power Station | BIPS1_05 | 17.5 | 17.5 | 17.5 | 17.5 | 17.5 | 17.5 | 17.5 | 17.5 | 17.5 | 17.5
Barker Inlet Power Station | BIPS1_06 | 17.5 | 17.5 | 17.5 | 17.5 | 17.5 | 17.5 | 17.5 | 17.5 | 17.5 | 17.5
Barker Inlet Power Station | BIPS1_07 | 17.5 | 17.5 | 17.5 | 17.5 | 17.5 | 17.5 | 17.5 | 17.5 | 17.5 | 17.5
Barker Inlet Power Station | BIPS1_08 | 17.5 | 17.5 | 17.5 | 17.5 | 17.5 | 17.5 | 17.5 | 17.5 | 17.5 | 17.5
Barker Inlet Power Station | BIPS1_09 | 17.5 | 17.5 | 17.5 | 17.5 | 17.5 | 17.5 | 17.5 | 17.5 | 17.5 | 17.5
Barker Inlet Power Station | BIPS1_10 | 17.5 | 17.5 | 17.5 | 17.5 | 17.5 | 17.5 | 17.5 | 17.5 | 17.5 | 17.5
Barker Inlet Power Station | BIPS1_11 | 17.5 | 17.5 | 17.5 | 17.5 | 17.5 | 17.5 | 17.5 | 17.5 | 17.5 | 17.5
Barker Inlet Power Station | BIPS1_12 | 17.5 | 17.5 | 17.5 | 17.5 | 17.5 | 17.5 | 17.5 | 17.5 | 17.5 | 17.5
Dry Creek GT | DRYCGT1 | 39 | 39 | 39 | 39 | 39 | 39 | 39 | 39 | 39 | 39
Dry Creek GT | DRYCGT2 | 40 | 40 | 40 | 40 | 40 | 40 | 40 | 40 | 40 | 40
Dry Creek GT | DRYCGT3 | 43 | 43 | 43 | 43 | 43 | 43 | 43 | 43 | 43 | 43
Hallett GT | AGLHAL01 | 15.5 | 15.5 | 15.5 | 15.5 | 15.5 | 15.5 | 15.5 | 15.5 | 15.5 | 15.5
Hallett GT | AGLHAL05 | 15.5 | 15.5 | 15.5 | 15.5 | 15.5 | 15.5 | 15.5 | 15.5 | 15.5 | 15.5
Hallett GT | AGLHAL06 | 13.5 | 13.5 | 13.5 | 13.5 | 13.5 | 13.5 | 13.5 | 13.5 | 13.5 | 13.5
Hallett GT | AGLHAL07 | 21.5 | 21.5 | 21.5 | 21.5 | 21.5 | 21.5 | 21.5 | 21.5 | 21.5 | 21.5
Hallett GT | AGLHAL08 | 23 | 23 | 23 | 23 | 23 | 23 | 23 | 23 | 23 | 23
Hallett GT | AGLHAL09 | 0 | 21.5 | 21.5 | 21.5 | 21.5 | 21.5 | 21.5 | 21.5 | 21.5 | 21.5
Hallett GT | AGLHAL10 | 15 | 15 | 15 | 15 | 15 | 15 | 15 | 15 | 15 | 15
Hallett GT | AGLHAL11 | 15 | 15 | 15 | 15 | 15 | 15 | 15 | 15 | 15 | 15
Hallett GT | AGLHAL12 | 15 | 15 | 15 | 15 | 15 | 15 | 15 | 15 | 15 | 15
Hallett GT | AGLHAL02 | 15 | 15 | 15 | 15 | 15 | 15 | 15 | 15 | 15 | 15
Hallett GT | AGLHAL03 | 17 | 17 | 17 | 17 | 17 | 17 | 17 | 17 | 17 | 17
Hallett GT | AGLHAL04 | 15.5 | 15.5 | 15.5 | 15.5 | 15.5 | 15.5 | 15.5 | 15.5 | 15.5 | 15.5
Hallett GT | AGLHALRE | 32 | 32 | 32 | 32 | 32 | 32 | 32 | 32 | 32 | 32
Ladbroke Grove | LADBROK1 | 37 | 37 | 37 | 37 | 37 | 37 | 37 | 37 | 37 | 37
Ladbroke Grove | LADBROK2 | 37 | 37 | 37 | 37 | 37 | 37 | 37 | 37 | 37 | 37
Mintaro GT | MINTARO | 73 | 73 | 73 | 73 | 73 | 73 | 73 | 73 | 73 | 73
Quarantine | QPS1 | 23 | 23 | 23 | 23 | 23 | 23 | 23 | 23 | 23 | 23
Quarantine | QPS2 | 20 | 23 | 23 | 23 | 23 | 23 | 23 | 23 | 23 | 23
Quarantine | QPS3 | 23 | 23 | 23 | 23 | 23 | 23 | 23 | 23 | 23 | 23
Quarantine | QPS4 | 20 | 20 | 23 | 23 | 23 | 23 | 23 | 23 | 23 | 23
Quarantine | QPS5 | 114 | 114 | 114 | 114 | 114 | 114 | 114 | 114 | 114 | 114
Temporary Generation South | SATGS1 | 108.4 | 0 | 0 | 0 | 0 | 0 | 0 | 0 | 0 | 0
Bell Bay Three | BBTHREE1 | 0 | 0 | 0 | 0 | 0 | 0 | 0 | 0 | 0 | 0
Bell Bay Three | BBTHREE2 | 0 | 0 | 0 | 0 | 0 | 0 | 0 | 0 | 0 | 0
Bell Bay Three | BBTHREE3 | 0 | 0 | 0 | 0 | 0 | 0 | 0 | 0 | 0 | 0
Tamar Valley Peaking | TVPP104 | 0 | 0 | 0 | 0 | 0 | 0 | 0 | 0 | 0 | 0
Somerton | AGLSOM01 | 37.5 | 37.5 | 37.5 | 37.5 | 37.5 | 37.5 | 37.5 | 37.5 | 37.5 | 42.5
Somerton | AGLSOM02 | 37.5 | 37.5 | 37.5 | 37.5 | 37.5 | 37.5 | 37.5 | 37.5 | 37.5 | 42.5
Somerton | AGLSOM03 | 37.5 | 37.5 | 37.5 | 37.5 | 37.5 | 37.5 | 37.5 | 37.5 | 37.5 | 42.5
Somerton | AGLSOM04 | 37.5 | 37.5 | 37.5 | 37.5 | 37.5 | 37.5 | 37.5 | 37.5 | 37.5 | 42.5
Bairnsdale | BDL01 | 36 | 36 | 36 | 36 | 36 | 36 | 36 | 36 | 36 | 36
Bairnsdale | BDL02 | 37 | 37 | 37 | 37 | 37 | 37 | 37 | 37 | 37 | 37
Jeeralang A | JLA01 | 50 | 50 | 50 | 50 | 50 | 50 | 50 | 50 | 50 | 50
Jeeralang A | JLA02 | 50 | 50 | 50 | 50 | 50 | 50 | 50 | 50 | 50 | 50
Jeeralang A | JLA03 | 50 | 50 | 50 | 50 | 50 | 50 | 50 | 50 | 50 | 50
Jeeralang A | JLA04 | 50 | 50 | 50 | 50 | 50 | 50 | 50 | 50 | 50 | 50
Jeeralang B | JLB01 | 76 | 76 | 76 | 76 | 76 | 76 | 76 | 76 | 76 | 76
Jeeralang B | JLB02 | 76 | 76 | 76 | 76 | 76 | 76 | 76 | 76 | 76 | 76
Jeeralang B | JLB03 | 78 | 78 | 78 | 78 | 78 | 78 | 78 | 78 | 78 | 78
Laverton North | LNGS1 | 158 | 158 | 158 | 172 | 172 | 172 | 172 | 172 | 172 | 172
Laverton North | LNGS2 | 158 | 158 | 172 | 172 | 172 | 172 | 172 | 172 | 172 | 172
Mortlake | MORTLK11 | 266 | 266 | 266 | 266 | 266 | 266 | 266 | 266 | 266 | 266
Mortlake | MORTLK12 | 266 | 266 | 266 | 266 | 266 | 266 | 266 | 266 | 266 | 266
Valley Power | VPGS1 | 50 | 50 | 50 | 50 | 50 | 50 | 50 | 50 | 50 | 50
Valley Power | VPGS2 | 50 | 50 | 50 | 50 | 50 | 50 | 50 | 50 | 50 | 50
Valley Power | VPGS3 | 50 | 50 | 50 | 50 | 50 | 50 | 50 | 50 | 50 | 50
Valley Power | VPGS4 | 50 | 50 | 50 | 50 | 50 | 50 | 50 | 50 | 50 | 50
Valley Power | VPGS5 | 50 | 50 | 50 | 50 | 50 | 50 | 50 | 50 | 50 | 50
Valley Power | VPGS6 | 50 | 50 | 50 | 50 | 50 | 50 | 50 | 50 | 50 | 50
Torrens Island A | TORRA1 | 0 | 0 | 0 | 0 | 0 | 0 | 0 | 0 | 0 | 0
Torrens Island A | TORRA3 | 0 | 0 | 0 | 0 | 0 | 0 | 0 | 0 | 0 | 0
Torrens Island B | TORRB1 | 0 | 0 | 0 | 200 | 200 | 200 | 200 | 200 | 200 | 200
Torrens Island B | TORRB2 | 200 | 200 | 200 | 200 | 200 | 200 | 200 | 200 | 200 | 200
Torrens Island B | TORRB3 | 200 | 200 | 200 | 200 | 200 | 200 | 200 | 200 | 200 | 200
Torrens Island B | TORRB4 | 200 | 200 | 200 | 200 | 200 | 200 | 200 | 200 | 200 | 200
Newport | NPS | 510 | 510 | 510 | 510 | 510 | 510 | 510 | 510 | 510 | 510
Lonsdale | LONSDALE | 21.06 | 21.06 | 21.06 | 21.06 | 21.06 | 21.06 | 21.06 | 21.06 | 21.06 | 21.06
Port Lincoln GT | POR01 | 21 | 21 | 21 | 21 | 21 | 21 | 21 | 21 | 21 | 21
Port Lincoln GT | POR02 | 21 | 21 | 21 | 21 | 21 | 21 | 21 | 21 | 21 | 21
Port Lincoln GT | POR03 | 19 | 19 | 19 | 19 | 19 | 19 | 19 | 19 | 19 | 19
Port Stanvac 1 | PTSTAN1_1 | 32.4 | 32.4 | 32.4 | 32.4 | 32.4 | 32.4 | 32.4 | 32.4 | 32.4 | 32.4
Port Stanvac 1 | PTSTAN1_2 | 32.4 | 32.4 | 32.4 | 32.4 | 32.4 | 32.4 | 32.4 | 32.4 | 32.4 | 32.4
Snuggery | SNUG1 | 19 | 19 | 19 | 19 | 19 | 19 | 19 | 19 | 19 | 19
Snuggery | SNUG2 | 19 | 19 | 19 | 19 | 19 | 19 | 19 | 19 | 19 | 19
Snuggery | SNUG3 | 19 | 19 | 19 | 19 | 19 | 19 | 19 | 19 | 19 | 19
Blowering | BLOWERNG | 70 | 70 | 70 | 70 | 70 | 70 | 70 | 70 | 70 | 70
Guthega | GUTHEGA1 | 34 | 34 | 34 | 34 | 34 | 34 | 34 | 34 | 34 | 34
Guthega | GUTHEGA2 | 34 | 34 | 34 | 34 | 34 | 34 | 34 | 34 | 34 | 34
Hume Dam NSW | HUMENSW | 29 | 29 | 29 | 29 | 29 | 29 | 29 | 29 | 29 | 29
Shoalhaven | SHGEN01 | 40 | 40 | 40 | 40 | 40 | 40 | 40 | 40 | 40 | 40
Shoalhaven | SHGEN02 | 40 | 40 | 40 | 40 | 40 | 40 | 40 | 40 | 40 | 40
Shoalhaven | SHGEN03 | 80 | 80 | 80 | 80 | 80 | 80 | 80 | 80 | 80 | 80
Shoalhaven | SHGEN04 | 80 | 80 | 80 | 80 | 80 | 80 | 80 | 80 | 80 | 80
Upper Tumut | TUMUT1_01 | 93 | 93 | 93 | 93 | 93 | 103 | 103 | 103 | 103 | 103
Upper Tumut | TUMUT1_02 | 93 | 93 | 93 | 93 | 93 | 103 | 103 | 103 | 103 | 103
Upper Tumut | TUMUT1_03 | 93 | 93 | 93 | 93 | 93 | 93 | 103 | 103 | 103 | 103
Upper Tumut | TUMUT1_04 | 103 | 103 | 103 | 103 | 103 | 103 | 103 | 103 | 103 | 103
Upper Tumut | TUMUT2_01 | 73 | 73 | 73 | 73 | 73 | 73 | 73 | 78 | 78 | 78
Upper Tumut | TUMUT2_02 | 73 | 73 | 73 | 73 | 73 | 73 | 73 | 78 | 78 | 78
Upper Tumut | TUMUT2_03 | 73 | 73 | 73 | 73 | 73 | 73 | 73 | 73 | 78 | 78
Upper Tumut | TUMUT2_04 | 73 | 73 | 73 | 73 | 73 | 73 | 73 | 73 | 78 | 78
Tumut 3 | TUMUT3_01 | 300 | 300 | 300 | 300 | 300 | 300 | 300 | 300 | 300 | 300
Tumut 3 | TUMUT3_02 | 300 | 300 | 300 | 300 | 300 | 300 | 300 | 300 | 300 | 300
Tumut 3 | TUMUT3_03 | 300 | 300 | 300 | 300 | 300 | 300 | 300 | 300 | 300 | 300
Tumut 3 | TUMUT3_04 | 300 | 300 | 300 | 300 | 300 | 300 | 300 | 300 | 300 | 300
Tumut 3 | TUMUT3_05 | 300 | 300 | 300 | 300 | 300 | 300 | 300 | 300 | 300 | 300
Tumut 3 | TUMUT3_06 | 300 | 300 | 300 | 300 | 300 | 300 | 300 | 300 | 300 | 300
Barron Gorge | BARRON-1 | 33 | 33 | 33 | 33 | 33 | 33 | 33 | 33 | 33 | 33
Barron Gorge | BARRON-2 | 33 | 33 | 33 | 33 | 33 | 33 | 33 | 33 | 33 | 33
Kareeya | KAREEYA1 | 21.6 | 21.6 | 21.6 | 21.6 | 21.6 | 21.6 | 21.6 | 21.6 | 21.6 | 21.6
Kareeya | KAREEYA2 | 21.6 | 21.6 | 21.6 | 21.6 | 21.6 | 21.6 | 21.6 | 21.6 | 21.6 | 21.6
Kareeya | KAREEYA3 | 21.6 | 21.6 | 21.6 | 21.6 | 21.6 | 21.6 | 21.6 | 21.6 | 21.6 | 21.6
Kareeya | KAREEYA4 | 21.6 | 21.6 | 21.6 | 21.6 | 21.6 | 21.6 | 21.6 | 21.6 | 21.6 | 21.6
Wivenhoe | W/HOE#1 | 285 | 285 | 285 | 285 | 285 | 285 | 285 | 285 | 285 | 285
Wivenhoe | W/HOE#2 | 285 | 285 | 285 | 285 | 285 | 285 | 285 | 285 | 285 | 285
Bastyan | BASTYAN | 0 | 0 | 0 | 0 | 0 | 0 | 0 | 0 | 0 | 0
Catagunya / Liapootah / Wayatinah | CA111-1 | 0 | 0 | 0 | 0 | 0 | 0 | 0 | 0 | 0 | 0
Catagunya / Liapootah / Wayatinah | CA112-2 | 0 | 0 | 0 | 0 | 0 | 0 | 0 | 0 | 0 | 0
Catagunya / Liapootah / Wayatinah | LI111-1 | 0 | 0 | 0 | 0 | 0 | 0 | 0 | 0 | 0 | 0
Catagunya / Liapootah / Wayatinah | LI112-2 | 0 | 0 | 0 | 0 | 0 | 0 | 0 | 0 | 0 | 0
Catagunya / Liapootah / Wayatinah | LI113-3 | 0 | 0 | 0 | 0 | 0 | 0 | 0 | 0 | 0 | 0
Catagunya / Liapootah / Wayatinah | WY111-1 | 0 | 0 | 0 | 0 | 0 | 0 | 0 | 0 | 0 | 0
Catagunya / Liapootah / Wayatinah | WY111-2 | 0 | 0 | 0 | 0 | 0 | 0 | 0 | 0 | 0 | 0
Catagunya / Liapootah / Wayatinah | WY111-3 | 0 | 0 | 0 | 0 | 0 | 0 | 0 | 0 | 0 | 0
Cethana | CETHANA | 0 | 0 | 0 | 0 | 0 | 0 | 0 | 0 | 0 | 0
Devils gate | DEVILS_G | 0 | 0 | 0 | 0 | 0 | 0 | 0 | 0 | 0 | 0
Fisher | FISHER | 0 | 0 | 0 | 0 | 0 | 0 | 0 | 0 | 0 | 0
Gordon | GO181-1 | 0 | 0 | 0 | 0 | 0 | 0 | 0 | 0 | 0 | 0
Gordon | GO182-2 | 0 | 0 | 0 | 0 | 0 | 0 | 0 | 0 | 0 | 0
Gordon | GO183-3 | 0 | 0 | 0 | 0 | 0 | 0 | 0 | 0 | 0 | 0
John Butters | JBUTTERS | 0 | 0 | 0 | 0 | 0 | 0 | 0 | 0 | 0 | 0
Lake Echo | LK_ECHO | 0 | 0 | 0 | 0 | 0 | 0 | 0 | 0 | 0 | 0
Lemonthyme / Wilmot | LM111-1 | 0 | 0 | 0 | 0 | 0 | 0 | 0 | 0 | 0 | 0
Lemonthyme / Wilmot | WI111-1 | 0 | 0 | 0 | 0 | 0 | 0 | 0 | 0 | 0 | 0
Mackintosh | MACKNTSH | 0 | 0 | 0 | 0 | 0 | 0 | 0 | 0 | 0 | 0
Meadowbank | MEADOWBK | 0 | 0 | 0 | 0 | 0 | 0 | 0 | 0 | 0 | 0
Poatina | PO161-1 | 0 | 0 | 0 | 0 | 0 | 0 | 0 | 0 | 0 | 0
Poatina | PO163-3 | 0 | 0 | 0 | 0 | 0 | 0 | 0 | 0 | 0 | 0
Poatina | PO165-5 | 0 | 0 | 0 | 0 | 0 | 0 | 0 | 0 | 0 | 0
Poatina | PO166-6 | 0 | 0 | 0 | 0 | 0 | 0 | 0 | 0 | 0 | 0
Poatina | PO164-4 | 0 | 0 | 0 | 0 | 0 | 0 | 0 | 0 | 0 | 0
Poatina | PO162-2 | 0 | 0 | 0 | 0 | 0 | 0 | 0 | 0 | 0 | 0
Reece | REECE1 | 0 | 0 | 0 | 0 | 0 | 0 | 0 | 0 | 0 | 0
Reece | REECE2 | 0 | 0 | 0 | 0 | 0 | 0 | 0 | 0 | 0 | 0
Tarraleah | TA111-1 | 0 | 0 | 0 | 0 | 0 | 0 | 0 | 0 | 0 | 0
Tarraleah | TA111-2 | 0 | 0 | 0 | 0 | 0 | 0 | 0 | 0 | 0 | 0
Tarraleah | TA111-3 | 0 | 0 | 0 | 0 | 0 | 0 | 0 | 0 | 0 | 0
Tarraleah | TA112-4 | 0 | 0 | 0 | 0 | 0 | 0 | 0 | 0 | 0 | 0
Tarraleah | TA112-5 | 0 | 0 | 0 | 0 | 0 | 0 | 0 | 0 | 0 | 0
Tarraleah | TA112-6 | 0 | 0 | 0 | 0 | 0 | 0 | 0 | 0 | 0 | 0
Trevallyn | TR111-1 | 0 | 0 | 0 | 0 | 0 | 0 | 0 | 0 | 0 | 0
Trevallyn | TR111-2 | 0 | 0 | 0 | 0 | 0 | 0 | 0 | 0 | 0 | 0
Trevallyn | TR112-3 | 0 | 0 | 0 | 0 | 0 | 0 | 0 | 0 | 0 | 0
Trevallyn | TR112-4 | 0 | 0 | 0 | 0 | 0 | 0 | 0 | 0 | 0 | 0
Tribute | TRIBUTE | 0 | 0 | 0 | 0 | 0 | 0 | 0 | 0 | 0 | 0
Tungatinah | TU111-1 | 0 | 0 | 0 | 0 | 0 | 0 | 0 | 0 | 0 | 0
Tungatinah | TU112-2 | 0 | 0 | 0 | 0 | 0 | 0 | 0 | 0 | 0 | 0
Tungatinah | TU113-3 | 0 | 0 | 0 | 0 | 0 | 0 | 0 | 0 | 0 | 0
Tungatinah | TU114-4 | 0 | 0 | 0 | 0 | 0 | 0 | 0 | 0 | 0 | 0
Tungatinah | TU115-5 | 0 | 0 | 0 | 0 | 0 | 0 | 0 | 0 | 0 | 0
Bogong / MacKay | BOGONG1 | 70 | 70 | 70 | 70 | 70 | 70 | 70 | 70 | 70 | 70
Bogong / MacKay | BOGONG2 | 70 | 70 | 70 | 70 | 70 | 70 | 70 | 70 | 70 | 70
Bogong / MacKay | MCKAY11 | 26.67 | 26.67 | 26.67 | 26.67 | 26.67 | 26.67 | 26.67 | 26.67 | 26.67 | 26.67
Bogong / MacKay | MCKAY12 | 26.67 | 26.67 | 26.67 | 26.67 | 26.67 | 26.67 | 26.67 | 26.67 | 26.67 | 26.67
Bogong / MacKay | MCKAY13 | 26.67 | 26.67 | 26.67 | 26.67 | 26.67 | 26.67 | 26.67 | 26.67 | 26.67 | 26.67
Bogong / MacKay | MCKAY14 | 26.67 | 26.67 | 26.67 | 26.67 | 26.67 | 26.67 | 26.67 | 26.67 | 26.67 | 26.67
Bogong / MacKay | MCKAY15 | 26.67 | 26.67 | 26.67 | 26.67 | 26.67 | 26.67 | 26.67 | 26.67 | 26.67 | 26.67
Bogong / MacKay | MCKAY16 | 26.67 | 26.67 | 26.67 | 26.67 | 26.67 | 26.67 | 26.67 | 26.67 | 26.67 | 26.67
Dartmouth | DARTM1 | 170 | 170 | 170 | 170 | 170 | 170 | 170 | 170 | 170 | 170
Eildon | EILDON1 | 60 | 60 | 60 | 60 | 60 | 60 | 60 | 60 | 60 | 60
Eildon | EILDON2 | 60 | 60 | 60 | 60 | 60 | 60 | 60 | 60 | 60 | 60
Hume Dam VIC | HUMEV | 29 | 29 | 29 | 29 | 29 | 29 | 29 | 29 | 29 | 29
Murray 1 | MURRAY01 | 95 | 95 | 95 | 95 | 95 | 95 | 95 | 95 | 95 | 95
Murray 1 | MURRAY03 | 95 | 95 | 95 | 95 | 95 | 95 | 95 | 95 | 95 | 95
Murray 1 | MURRAY04 | 95 | 95 | 95 | 95 | 95 | 95 | 95 | 95 | 95 | 95
Murray 1 | MURRAY05 | 95 | 95 | 95 | 95 | 95 | 95 | 95 | 95 | 95 | 95
Murray 1 | MURRAY06 | 95 | 95 | 95 | 95 | 95 | 95 | 95 | 95 | 95 | 95
Murray 1 | MURRAY07 | 95 | 95 | 95 | 95 | 95 | 95 | 95 | 95 | 95 | 95
Murray 1 | MURRAY08 | 95 | 95 | 95 | 95 | 95 | 95 | 95 | 95 | 95 | 95
Murray 1 | MURRAY09 | 95 | 95 | 95 | 95 | 95 | 95 | 95 | 95 | 95 | 95
Murray 1 | MURRAY10 | 95 | 95 | 95 | 95 | 95 | 95 | 95 | 95 | 95 | 95
Murray 1 | MURRAY02 | 95 | 95 | 95 | 95 | 95 | 95 | 95 | 95 | 95 | 95
Murray 2 | MURRAY11 | 137.5 | 150 | 150 | 150 | 150 | 150 | 150 | 150 | 150 | 150
Murray 2 | MURRAY12 | 137.5 | 137.5 | 150 | 150 | 150 | 150 | 150 | 150 | 150 | 150
Murray 2 | MURRAY13 | 150 | 150 | 150 | 150 | 150 | 150 | 150 | 150 | 150 | 150
Murray 2 | MURRAY14 | 150 | 150 | 150 | 150 | 150 | 150 | 150 | 150 | 150 | 150
West Kiewa | WKIEWA1_1 | 17 | 17 | 17 | 17 | 17 | 17 | 17 | 17 | 17 | 17
West Kiewa | WKIEWA1_2 | 17 | 17 | 17 | 17 | 17 | 17 | 17 | 17 | 17 | 17
West Kiewa | WKIEWA2_1 | 17 | 17 | 17 | 17 | 17 | 17 | 17 | 17 | 17 | 17
West Kiewa | WKIEWA2_2 | 17 | 17 | 17 | 17 | 17 | 17 | 17 | 17 | 17 | 17
Beryl Solar Farm | BERYLSF1 | 87 | 87 | 87 | 87 | 87 | 87 | 87 | 87 | 87 | 87
Bomen Solar Farm | BOMENSF1 | 97.24 | 97.24 | 97.24 | 97.24 | 97.24 | 97.24 | 97.24 | 97.24 | 97.24 | 97.24
Broken Hill Solar Farm | BROKENH1 | 53 | 53 | 53 | 53 | 53 | 53 | 53 | 53 | 53 | 53
Coleambally Solar Farm | COLEASF1 | 150.03 | 150.03 | 150.03 | 150.03 | 150.03 | 150.03 | 150.03 | 150.03 | 150.93 | 150.03
Darlington Point Solar Farm | DARLSF1 | 266.004 | 266.004 | 266.004 | 266.004 | 266.004 | 266.004 | 266.004 | 266.004 | 266.004 | 266.004
Finley Solar Farm | FINLYSF1 | 129.987 | 129.987 | 129.987 | 129.987 | 129.987 | 129.987 | 129.987 | 129.987 | 129.987 | 129.987
Goonumbla Solar Farm | GOONSF1 | 69.316 | 69.316 | 69.316 | 69.316 | 69.316 | 69.316 | 69.316 | 69.316 | 69.316 | 69.316
Gullen Range Solar Farm | GULLRSF1 | 10 | 10 | 10 | 10 | 10 | 10 | 10 | 10 | 10 | 10
Limondale Solar Farm 1 | LIMOSF11 | 214.7 | 214.7 | 214.7 | 214.7 | 214.7 | 214.7 | 214.7 | 214.7 | 214.7 | 214.7
Limondale Solar Farm 2 | LIMOSF21 | 28.994 | 28.994 | 28.994 | 28.994 | 28.994 | 28.994 | 28.994 | 28.994 | 28.994 | 28.994
Manildra Solar Farm | MANSLR1 | 46.7 | 46.7 | 46.7 | 46.7 | 46.7 | 46.7 | 46.7 | 46.7 | 46.7 | 46.7
Molong Solar Farm | MOLNGSF1 | 32.406 | 32.406 | 32.406 | 32.406 | 32.406 | 32.406 | 32.406 | 32.406 | 32.406 | 32.406
Moree Solar Farm | MOREESF1 | 56 | 56 | 56 | 56 | 56 | 56 | 56 | 56 | 56 | 56
Nevertire Solar Farm | NEVERSF1 | 104.64 | 104.64 | 104.64 | 104.64 | 104.64 | 104.64 | 104.64 | 104.64 | 104.64 | 104.64
Nyngan Solar Plant | NYNGAN1 | 102.025 | 102.025 | 102.025 | 102.025 | 102.025 | 102.025 | 102.025 | 102.025 | 102.025 | 102.025
Parkes Solar Farm | PARSF1 | 50.5 | 50.5 | 50.5 | 50.5 | 50.5 | 50.5 | 50.5 | 50.5 | 50.5 | 50.5
Sunraysia Solar Farm | SUNRSF1 | 199.68 | 199.68 | 199.68 | 199.68 | 199.68 | 199.68 | 199.68 | 199.68 | 199.68 | 199.68
White Rock Solar Farm | WRSF1 | 20 | 20 | 20 | 20 | 20 | 20 | 20 | 20 | 20 | 20
Childers Solar Farm | CHILDSF1 | 55.87 | 55.87 | 55.87 | 55.87 | 55.87 | 55.87 | 55.87 | 55.87 | 55.87 | 55.87
Clare Solar Farm | CLARESF1 | 96.6 | 96.6 | 96.6 | 96.6 | 96.6 | 96.6 | 96.6 | 96.6 | 96.6 | 96.6
Clermont Solar Farm | CLERMSF1 | 72.89 | 72.89 | 72.89 | 72.89 | 72.89 | 72.89 | 72.89 | 72.89 | 72.89 | 72.89
Collinsville Solar Farm | CSPVPS1 | 41.31 | 41.31 | 41.31 | 41.31 | 41.31 | 41.31 | 41.31 | 41.31 | 41.31 | 41.31
Darling Downs Solar Farm | DDSF1 | 108.504 | 108.504 | 108.504 | 108.504 | 108.504 | 108.504 | 108.504 | 108.504 | 108.504 | 108.504
Daydream Solar Farm | DAYDSF1 | 147.071 | 147.071 | 147.071 | 147.071 | 147.071 | 147.071 | 147.071 | 147.071 | 147.071 | 147.071
Emerald Solar Park | EMERASF1 | 69.76 | 69.76 | 69.76 | 69.76 | 69.76 | 69.76 | 69.76 | 69.76 | 69.76 | 69.76
Hamilton Solar Farm | HAMISF1 | 54.901 | 54.901 | 54.901 | 54.901 | 54.901 | 54.901 | 54.901 | 54.901 | 54.901 | 54.901
Haughton Solar Farm | HAUGHT11 | 100.035 | 100.035 | 100.035 | 100.035 | 100.035 | 100.035 | 100.035 | 100.035 | 100.035 | 0
Hayman Solar Farm | HAYMSF1 | 48.006 | 48.006 | 48.006 | 48.006 | 48.006 | 48.006 | 48.006 | 48.006 | 48.006 | 48.006
Hughenden Solar Farm | HUGSF1 | 18 | 18 | 18 | 18 | 18 | 18 | 18 | 18 | 18 | 18
Kidston Solar Farm | KSP1 | 48.5 | 48.5 | 48.5 | 48.5 | 48.5 | 48.5 | 48.5 | 48.5 | 48.5 | 48.5
Lilyvale Solar Farm | LILYSF1 | 98.79 | 98.79 | 98.79 | 98.79 | 98.79 | 98.79 | 98.79 | 98.79 | 98.79 | 98.79
Longreach Solar Farm | LRSF1 | 14 | 14 | 14 | 14 | 14 | 14 | 14 | 14 | 14 | 14
Middlemount Sun Farm | MIDDLSF1 | 26 | 26 | 26 | 26 | 26 | 26 | 26 | 26 | 26 | 26
Oakey 1 Solar Farm | OAKEY1SF | 24.22 | 24.22 | 24.22 | 24.22 | 24.22 | 24.22 | 24.22 | 24.22 | 24.22 | 24.22
Oakey 2 Solar Farm | OAKEY2SF | 53.43 | 53.43 | 53.43 | 53.43 | 53.43 | 53.43 | 53.43 | 53.43 | 53.43 | 53.43
Ross River Solar Farm | RRSF1 | 115.968 | 115.968 | 115.968 | 115.968 | 115.968 | 115.968 | 115.968 | 115.968 | 115.968 | 115.968
Rugby Run Solar Farm | RUGBYR1 | 65 | 65 | 65 | 65 | 65 | 65 | 65 | 65 | 65 | 65
Sun Metals Corporation Solar Farm | SMCSF1 | 119.6 | 119.6 | 119.6 | 119.6 | 119.6 | 119.6 | 119.6 | 119.6 | 119.6 | 119.6
Susan River Solar Farm | SRSF1 | 75.019 | 75.019 | 75.019 | 75.019 | 75.019 | 75.019 | 75.019 | 75.019 | 75.019 | 75.019
Whitsunday Solar Farm | WHITSF1 | 54.901 | 54.901 | 54.901 | 54.901 | 54.901 | 54.901 | 54.901 | 54.901 | 54.901 | 54.901
Yarranlea Solar Farm | YARANSF1 | 102.96 | 102.96 | 102.96 | 102.96 | 102.96 | 102.96 | 102.96 | 102.96 | 102.96 | 102.96
Bungala one Solar Farm | BNGSF1 | 108 | 108 | 108 | 108 | 108 | 108 | 108 | 108 | 108 | 108
Bungala Two Solar Farm | BNGSF2 | 108 | 108 | 108 | 108 | 108 | 108 | 108 | 108 | 108 | 108
Tailem Bend Solar Farm | TBSF1 | 94.9968 | 94.9968 | 94.9968 | 94.9968 | 94.9968 | 94.9968 | 94.9968 | 94.9968 | 94.9968 | 94.9968
Bannerton Solar Farm | BANN1 | 88 | 88 | 88 | 88 | 88 | 88 | 88 | 88 | 88 | 88
Gannawarra Solar Farm | GANNSF1 | 49.016 | 49.016 | 49.016 | 49.016 | 49.016 | 49.016 | 49.016 | 49.016 | 49.016 | 49.016
Glenrowan West Solar Farm | GLRWNSF1 | 106.944 | 106.944 | 106.944 | 106.944 | 106.944 | 106.944 | 106.944 | 106.944 | 106.944 | 106.944
Karadoc Solar Farm | KARSF1 | 90.06 | 90.06 | 90.06 | 90.06 | 90.06 | 90.06 | 90.06 | 90.06 | 90.06 | 90.06
Kiamal Solar Farm stage 1 | KIAMSF1 | 199.95 | 199.95 | 199.95 | 199.95 | 199.95 | 199.95 | 199.95 | 199.95 | 199.95 | 199.95
Numurkah Solar Farm | NUMURSF1 | 71.04 | 71.04 | 71.04 | 71.04 | 71.04 | 71.04 | 71.04 | 71.04 | 71.04 | 71.04
Numurkah Solar Farm | NUMURSF2 | 36.48 | 36.48 | 36.48 | 36.48 | 36.48 | 36.48 | 36.48 | 36.48 | 36.48 | 36.48
Wemen Solar Farm | WEMENSF1 | 85.527 | 85.527 | 85.527 | 85.527 | 85.527 | 85.527 | 85.527 | 85.527 | 85.527 | 85.527
Yatpool Solar Farm | YATSF1 | 45 | 45 | 45 | 45 | 45 | 45 | 45 | 45 | 45 | 45
Yatpool Solar Farm | YATSF2 | 36 | 36 | 36 | 36 | 36 | 36 | 36 | 36 | 36 | 36
Bango 973 Wind Farm | BANGOWF1 | 159 | 159 | 159 | 159 | 159 | 159 | 159 | 159 | 159 | 159
Boco Rock Wind Farm | BOCORWF1 | 113.18 | 113.18 | 113.18 | 113.18 | 113.18 | 113.18 | 113.18 | 113.18 | 113.18 | 113.18
Bodangora Wind Farm | BODWF1 | 113.19 | 113.19 | 113.19 | 113.19 | 113.19 | 113.19 | 113.19 | 113.19 | 113.19 | 113.19
Capital Wind Farm | CAPTL_WF | 141 | 141 | 141 | 141 | 141 | 141 | 141 | 141 | 141 | 141
Collector | COLWF01 | 210.6 | 210.6 | 210.6 | 210.6 | 210.6 | 210.6 | 210.6 | 210.6 | 210.6 | 210.6
Crookwell 2 Wind Farm | CROOKWF2 | 91 | 91 | 91 | 91 | 91 | 91 | 91 | 91 | 91 | 91
Crudine Ridge Wind Farm | CRURWF1 | 138.01 | 138.01 | 138.01 | 138.01 | 138.01 | 138.01 | 138.01 | 138.01 | 138.01 | 138.01
Cullerin Range Wind Farm | CULLRGWF | 30 | 30 | 30 | 30 | 30 | 30 | 30 | 30 | 30 | 30
Gullen Range Wind Farm | GULLRWF1 | 165.5 | 165.5 | 165.5 | 165.5 | 165.5 | 165.5 | 165.5 | 165.5 | 165.5 | 165.5
Gunning Wind Farm | GUNNING1 | 46.5 | 46.5 | 46.5 | 46.5 | 46.5 | 46.5 | 46.5 | 46.5 | 46.5 | 46.5
Sapphire Wind Farm | SAPHWF1 | 252 | 252 | 252 | 252 | 252 | 252 | 252 | 252 | 252 | 252
Silverton Wind Farm | STWF1 | 198.012 | 198.012 | 198.012 | 198.012 | 198.012 | 198.012 | 198.012 | 198.012 | 198.012 | 198.012
Taralga Wind Farm | TARALGA1 | 106.8 | 106.8 | 106.8 | 106.8 | 106.8 | 106.8 | 106.8 | 106.8 | 106.8 | 0
White Rock Wind Farm - Stage 1 | WRWF1 | 172.48 | 172.48 | 172.48 | 172.48 | 172.48 | 172.48 | 172.48 | 172.48 | 172.48 | 172.48
Woodlawn Wind Farm | WOODLWN1 | 48.3 | 48.3 | 48.3 | 48.3 | 48.3 | 48.3 | 48.3 | 48.3 | 48.3 | 48.3
Coopers Gap Wind Farm | COOPGWF1 | 439.975 | 439.975 | 439.975 | 439.975 | 439.975 | 439.975 | 439.975 | 439.975 | 439.975 | 439.975
Mount Emerald Wind Farm | MEWF1 | 180.465 | 180.465 | 180.465 | 180.465 | 180.465 | 180.465 | 180.465 | 180.465 | 180.465 | 180.465
Canunda Wind Farm | CNUNDAWF | 46 | 46 | 46 | 46 | 46 | 46 | 46 | 46 | 46 | 46
Cathedral Rocks Wind Farm | CATHROCK | 66 | 66 | 66 | 66 | 66 | 66 | 66 | 66 | 66 | 66
Clements Gap Wind Farm | CLEMGPWF | 56.7 | 56.7 | 56.7 | 56.7 | 56.7 | 56.7 | 56.7 | 56.7 | 56.7 | 0
Hallett Stage 1 Brown Hill Wind Farm | HALLWF1 | 94.5 | 94.5 | 94.5 | 94.5 | 94.5 | 94.5 | 94.5 | 94.5 | 94.5 | 94.5
Hallett Stage 2 Hallett Hill Wind Farm | HALLWF2 | 71.4 | 71.4 | 71.4 | 71.4 | 71.4 | 71.4 | 71.4 | 71.4 | 71.4 | 71.4
Hallett 4 North Brown Hill Wind Farm | NBHWF1 | 131.985 | 131.985 | 131.985 | 131.985 | 131.985 | 131.985 | 131.985 | 131.985 | 131.985 | 131.985
Hallett 5 The Bluff Wind Farm | BLUFF1 | 52.5 | 52.5 | 52.5 | 52.5 | 52.5 | 52.5 | 52.5 | 52.5 | 52.5 | 52.5
Hornsdale Wind Farm Stage 1 | HDWF1 | 100 | 100 | 100 | 100 | 100 | 100 | 100 | 100 | 100 | 100
Hornsdale Wind Farm Stage 2 | HDWF2 | 100 | 100 | 100 | 100 | 100 | 100 | 100 | 100 | 100 | 100
Hornsdale Wind Farm Stage 3 | HDWF3 | 108.99 | 108.99 | 108.99 | 108.99 | 108.99 | 108.99 | 108.99 | 108.99 | 108.99 | 108.99
Lake Bonney 1 Wind Farm | LKBONNY1 | 81 | 81 | 81 | 81 | 81 | 81 | 81 | 81 | 81 | 81
Lake Bonney 2 Wind Farm | LKBONNY2 | 159 | 159 | 159 | 159 | 159 | 159 | 159 | 159 | 159 | 159
Lake Bonney 3 Wind Farm | LKBONNY3 | 39 | 39 | 39 | 39 | 39 | 39 | 39 | 39 | 39 | 39
Lincoln Gap Wind Farm - stage 1 | LGAPWF1 | 126 | 126 | 126 | 126 | 126 | 126 | 126 | 126 | 126 | 126
Mount Millar Wind Farm | MTMILLAR | 70 | 70 | 70 | 70 | 70 | 70 | 70 | 70 | 70 | 70
Snowtown Wind Farm | SNOWTWN1 | 98.7 | 98.7 | 98.7 | 98.7 | 98.7 | 98.7 | 98.7 | 98.7 | 98.7 | 98.7
Snowtown S2 Wind Farm - North | SNOWNTH1 | 144 | 144 | 144 | 144 | 144 | 144 | 144 | 144 | 144 | 144
Snowtown S2 Wind Farm - South | SNOWSTH1 | 126 | 126 | 126 | 126 | 126 | 126 | 126 | 126 | 126 | 126
Starfish Hill Wind Farm | STARHLWF | 33 | 33 | 33 | 33 | 33 | 33 | 33 | 33 | 33 | 33
Waterloo Wind Farm | WATERLWF | 131 | 131 | 131 | 131 | 131 | 131 | 131 | 131 | 131 | 131
Wattle Point Wind Farm | WPWF | 111 | 111 | 111 | 111 | 111 | 111 | 111 | 111 | 111 | 111
Willogoleche Wind Farm | WGWF1 | 119.36 | 119.36 | 119.36 | 119.36 | 119.36 | 119.36 | 119.36 | 119.36 | 119.36 | 119.36
Cattle Hill Wind Farm | CTHLWF1 | 0 | 0 | 0 | 0 | 0 | 0 | 0 | 0 | 0 | 0
Granville Harbour Wind Farm | GRANWF1 | 0 | 0 | 0 | 0 | 0 | 0 | 0 | 0 | 0 | 0
Musselroe Wind Farm | MUSSELR1 | 0 | 0 | 0 | 0 | 0 | 0 | 0 | 0 | 0 | 0
Woolnorth Wind Farm | WOOLNTH1 | 140 | 140 | 140 | 140 | 140 | 140 | 140 | 140 | 140 | 140
Ararat Wind Farm | ARWF1 | 240 | 240 | 240 | 240 | 240 | 240 | 240 | 240 | 240 | 240
Bald Hills Wind Farm | BALDHWF1 | 106.6 | 106.6 | 106.6 | 106.6 | 106.6 | 106.6 | 106.6 | 106.6 | 106.6 | 106.6
Bulgana Green Power Hub - Wind Farm | BULGANA1 | 204.4 | 204.4 | 204.4 | 204.4 | 204.4 | 204.4 | 204.4 | 204.4 | 204.4 | 204.4
Challicum Hills Wind Farm | CHALLHWF | 53 | 53 | 53 | 53 | 53 | 53 | 53 | 53 | 53 | 53
Cherry Tree Wind Farm | CHYTWF1 | 57.6 | 57.6 | 57.6 | 57.6 | 57.6 | 57.6 | 57.6 | 57.6 | 57.6 | 57.6
Crowlands Wind Farm | CROWLWF1 | 79.95 | 79.95 | 79.95 | 79.95 | 79.95 | 79.95 | 79.95 | 79.95 | 79.95 | 0
Dundonnell Wind Farm | DUNDWF1 | 152 | 152 | 152 | 152 | 152 | 152 | 152 | 152 | 152 | 152
Dundonnell Wind Farm | DUNDWF2 | 41.8 | 41.8 | 41.8 | 41.8 | 41.8 | 41.8 | 41.8 | 41.8 | 41.8 | 41.8
Dundonnell Wind Farm | DUNDWF3 | 110.2 | 110.2 | 110.2 | 110.2 | 110.2 | 110.2 | 110.2 | 110.2 | 110.2 | 110.2
Elaine Wind Farm | ELAINWF1 | 83.6 | 83.6 | 83.6 | 83.6 | 83.6 | 83.6 | 83.6 | 83.6 | 83.6 | 83.6
Kiata Wind Farm | KiataWF1 | 29.7 | 29.7 | 29.7 | 29.7 | 29.7 | 29.7 | 29.7 | 29.7 | 29.7 | 29.7
Macarthur Wind Farm | MACARTH1 | 420 | 420 | 420 | 420 | 420 | 420 | 420 | 420 | 420 | 420
Moorabool Wind Farm | MOORAWF1 | 199.992 | 312 | 312 | 312 | 312 | 312 | 312 | 312 | 312 | 312
Mortons Lane Wind Farm | MLWF1 | 20 | 20 | 20 | 20 | 20 | 20 | 20 | 20 | 20 | 20
Mt Gellibrand Wind Farm | MTGELWF1 | 66 | 132 | 132 | 132 | 132 | 132 | 132 | 132 | 132 | 132
Mt Mercer Wind Farm | MERCER01 | 131.2 | 131.2 | 131.2 | 131.2 | 131.2 | 131.2 | 131.2 | 131.2 | 131.2 | 131.2
Murra Warra Wind Farm - stage 1 | MUWAWF1 | 225.7 | 225.7 | 225.7 | 225.7 | 225.7 | 225.7 | 225.7 | 225.7 | 225.7 | 0
Oaklands Hill Wind Farm | OAKLAND1 | 63.008 | 63.008 | 63.008 | 63.008 | 63.008 | 63.008 | 63.008 | 63.008 | 63.008 | 63.008
Portland Wind Farm | PORTWF | 92 | 92 | 92 | 92 | 92 | 92 | 92 | 92 | 92 | 92
Salt Creek Wind Farm | SALTCRK1 | 51 | 51 | 51 | 51 | 51 | 51 | 51 | 51 | 51 | 51
Waubra Wind Farm | WAUBRAWF | 192 | 192 | 192 | 192 | 192 | 192 | 192 | 192 | 192 | 192
Yambuk Wind Farm | YAMBUKWF | 30 | 30 | 30 | 30 | 30 | 30 | 30 | 30 | 30 | 30
Yaloak South Wind Farm | YSWF1 | 29 | 29 | 29 | 29 | 29 | 29 | 29 | 29 | 29 | 29
Yendon Wind Farm | YENDWF1 | 136.8 | 144.4 | 144.4 | 144.4 | 144.4 | 144.4 | 144.4 | 144.4 | 144.4 | 144.4
Berrybank Wind Farm |  | 175.8958 | 175.8958 | 175.8958 | 175.8958 | 175.8958 | 175.8958 | 175.8958 | 175.8958 | 175.8958 | 175.8958
Gullen Range Wind Farm 2 | GULLRWF2 | 110.67 | 110.67 | 110.67 | 110.67 | 110.67 | 110.67 | 110.67 | 110.67 | 110.67 | 110.67
Jemalong Solar | JEMALNG1 | 50 | 50 | 50 | 50 | 50 | 50 | 50 | 50 | 50 | 50
Maryrorough Solar Farm | MARYRSF1 | 27.3 | 27.3 | 27.3 | 27.3 | 27.3 | 27.3 | 27.3 | 27.3 | 27.3 | 0
Stockyard Hill Wind Farm |  | 527.56 | 527.56 | 527.56 | 527.56 | 527.56 | 527.56 | 527.56 | 527.56 | 527.56 | 527.56
Wellington Solar Farm |  | 169.884 | 169.884 | 169.884 | 169.884 | 169.884 | 169.884 | 169.884 | 169.884 | 169.884 | 169.884
Winton Solar Farm | WINTSF1 | 84.99 | 84.99 | 84.99 | 84.99 | 84.99 | 84.99 | 84.99 | 84.99 | 84.99 | 84.99
Committed Generators 1
Generator |  | Summer Typical 2021-22: Summer Typical
|  | 2021-22 | 2022-23 | 2023-24 | 2024-25 | 2025-26 | 2026-27 | 2027-28 | 2028-29 | 2029-30 | 2030-31
Kurri Kurri | Kurri Kurri 1 | 0 | 0 | 375 | 375 | 375 | 375 | 375 | 375 | 375 | 375
Kurri Kurri | Kurri Kurri 2 | 0 | 0 | 375 | 375 | 375 | 375 | 375 | 375 | 375 | 375
Snapper Point Power Station* | Snapper Point Power Station | 0 | 0 | 131 | 131 | 131 | 131 | 131 | 131 | 131 | 131
Kidston | Kidston Pumped Storage Hydro 1 | 0 | 0 | 0 | 125 | 125 | 125 | 125 | 125 | 125 | 125
Kidston | Kidston Pumped Storage Hydro 2 | 0 | 0 | 0 | 125 | 125 | 125 | 125 | 125 | 125 | 125
Snowy 2.0 | SNO2PH01 | 0 | 0 | 0 | 0 | 111 | 333 | 333 | 333 | 333 | 333
Snowy 2.0 | SNO2PH03 | 0 | 0 | 0 | 0 | 111 | 333 | 333 | 333 | 333 | 333
Snowy 2.0 | SNO2PH02 | 0 | 0 | 0 | 0 | 111 | 333 | 333 | 333 | 333 | 333
Snowy 2.0 | SNO2PH04 | 0 | 0 | 0 | 0 | 111 | 333 | 333 | 333 | 333 | 333
Snowy 2.0 | SNO2PH05 | 0 | 0 | 0 | 0 | 111 | 333 | 333 | 333 | 333 | 333
Snowy 2.0 | SNO2PH06 | 0 | 0 | 0 | 0 | 111 | 333 | 333 | 333 | 333 | 333
Corowa Solar Farm | CRWASF1 | 30.008 | 30.008 | 30.008 | 30.008 | 30.008 | 30.008 | 30.008 | 30.008 | 30.008 | 30.008
Gunnedah Solar Farm | GNNDHSF1 | 110 | 110 | 110 | 110 | 110 | 110 | 110 | 110 | 110 | 110
Junee Solar Farm | JUNEESF1 | 30.008 | 30.008 | 30.008 | 30.008 | 30.008 | 30.008 | 30.008 | 30.008 | 30.008 | 30.008
Metz Solar Farm |  | 0 | 111.726 | 111.726 | 111.726 | 111.726 | 111.726 | 111.726 | 111.726 | 111.726 | 111.726
New England Solar Farm |  | 0 | 200 | 400 | 400 | 400 | 400 | 400 | 400 | 400 | 400
Riverina Solar Farm |  | 0 | 32.4 | 32.4 | 32.4 | 32.4 | 32.4 | 32.4 | 32.4 | 32.4 | 32.4
Sebastopol Solar Farm |  | 87.68 | 87.68 | 87.68 | 87.68 | 87.68 | 87.68 | 87.68 | 87.68 | 87.68 | 87.68
Suntop Solar Farm |  | 150 | 150 | 150 | 150 | 150 | 150 | 150 | 150 | 150 | 150
Wagga North Solar Farm | WAGGNSF1 | 30.008 | 46.376 | 46.376 | 46.376 | 46.376 | 46.376 | 46.376 | 46.376 | 46.376 | 46.376
Bluegrass Solar Farm |  | 148 | 148 | 148 | 148 | 148 | 148 | 148 | 148 | 148 | 148
Columboola Solar Farm |  | 55.3 | 161.95 | 161.95 | 161.95 | 161.95 | 161.95 | 161.95 | 161.95 | 161.95 | 161.95
Gangarri Solar Farm | GANGARR1 | 119.88 | 119.88 | 119.88 | 119.88 | 119.88 | 119.88 | 119.88 | 119.88 | 119.88 | 119.88
Kennedy Energy Park Solar Farm* | KEPSF1 | 7.5 | 15 | 15 | 15 | 15 | 15 | 15 | 15 | 15 | 15
Warwick Solar Farm - stage 1 | WARWSF1 | 32.104 | 32.104 | 32.104 | 32.104 | 32.104 | 32.104 | 32.104 | 32.104 | 32.104 | 32.104
Warwick Solar Farm - stage 2 | WARWSF2 | 32.104 | 32.104 | 32.104 | 32.104 | 32.104 | 32.104 | 32.104 | 32.104 | 32.104 | 32.104
Western Downs Green Power Hub |  | 400 | 400 | 400 | 400 | 400 | 400 | 400 | 400 | 400 | 400
Woolooga Solar Farm |  | 0 | 175.953 | 175.953 | 175.953 | 175.953 | 175.953 | 175.953 | 175.953 | 175.953 | 175.953
Adelaide Desalination Plant* | ADPPV1 | 10.72 | 10.72 | 10.72 | 10.72 | 10.72 | 10.72 | 10.72 | 10.72 | 10.72 | 10.72
Adelaide Desalination Plant | ADPPV2 | 10.72 | 10.72 | 10.72 | 10.72 | 10.72 | 10.72 | 10.72 | 10.72 | 10.72 | 10.72
Morgan To Whyalla Pipeline No 1 PS And Water Filtration Plant | MWPS1PV1 | 0 | 5.882 | 5.882 | 5.882 | 5.882 | 5.882 | 5.882 | 5.882 | 5.882 | 5.882
Morgan To Whyalla Pipeline No 2 PS | MWPS2PV1 | 0 | 5.626 | 5.626 | 5.626 | 5.626 | 5.626 | 5.626 | 5.626 | 5.626 | 5.626
Morgan To Whyalla Pipeline No 3 PS | MWPS3PV1 | 0 | 7.077 | 7.077 | 7.077 | 7.077 | 7.077 | 7.077 | 7.077 | 7.077 | 7.077
Morgan To Whyalla Pipeline No 4 PS | MWPS4PV1 | 0 | 5.626 | 5.626 | 5.626 | 5.626 | 5.626 | 5.626 | 5.626 | 5.626 | 5.626
Cohuna Solar Farm | COHUNA | 27.265 | 27.265 | 27.265 | 27.265 | 27.265 | 27.265 | 27.265 | 27.265 | 27.265 | 27.265
Bango 999 Wind Farm | BANGOWF2 | 84.8 | 84.8 | 84.8 | 84.8 | 84.8 | 84.8 | 84.8 | 84.8 | 84.8 | 84.8
Kaban Green Power Hub - Wind Farm* |  | 0 | 0 | 145.6 | 145.6 | 145.6 | 145.6 | 145.6 | 145.6 | 145.6 | 145.6
Kennedy Energy Park Wind Farm* | KEPWF1 | 13.2 | 43.2 | 43.2 | 43.2 | 43.2 | 43.2 | 43.2 | 43.2 | 43.2 | 43.2
Lincoln Gap Wind Farm - stage 2 | LGAPWF1 | 86.4 | 86.4 | 86.4 | 86.4 | 86.4 | 86.4 | 86.4 | 86.4 | 86.4 | 86.4
Murra Warra Wind Farm - stage 2 |  | 95 | 197.6 | 197.6 | 197.6 | 197.6 | 197.6 | 197.6 | 197.6 | 197.6 | 197.6
Bolivar Waste Water Treatment | BOWWPV1 | 0 | 10.575 | 10.575 | 10.575 | 10.575 | 10.575 | 10.575 | 10.575 | 10.575 | 10.575
Edenvale Solar Park | Edenvale Solar Park | 0 | 0 | 146 | 146 | 146 | 146 | 146 | 146 | 146 | 146
Hillston Sun Farm | Hillston Sun Farm | 85 | 85 | 85 | 85 | 85 | 85 | 85 | 85 | 85 | 85
Mannum Adelaide Pumping Station No 2 - MAPL2 (Palmer) | Mannum Adelaide Pumping Station No 2 - MAPL2 (Palmer) | 0 | 16.128 | 16.128 | 16.128 | 16.128 | 16.128 | 16.128 | 16.128 | 16.128 | 16.128
Mannum Adelaide Pumping Station No 3 - MAPL3 (Kanmantoo) | Mannum Adelaide Pumping Station No 3 - MAPL3 (Kanmantoo) | 0 | 15.954 | 15.954 | 15.954 | 15.954 | 15.954 | 15.954 | 15.954 | 15.954 | 15.954
Moura Solar Farm | Moura Solar Farm | 0 | 81.72 | 81.72 | 81.72 | 81.72 | 81.72 | 81.72 | 81.72 | 81.72 | 81.72
Murray Bridge - Onkaparinga Pipeline Pump 2 | MBPS2PV1 | 0 | 13.194 | 13.194 | 13.194 | 13.194 | 13.194 | 13.194 | 13.194 | 13.194 | 13.194
Port Augusta Renewable Energy Park - Solar | Port Augusta Renewable Energy Park - Solar | 0 | 0 | 79.2 | 79.2 | 79.2 | 79.2 | 79.2 | 79.2 | 79.2 | 79.2
Port Augusta Renewable Energy Park - Wind | Port Augusta Renewable Energy Park - Wind | 0 | 0 | 210 | 210 | 210 | 210 | 210 | 210 | 210 | 210
Wyalong Solar Farm | Wyalong Solar Farm | 0 | 10.602 | 53.01 | 53.01 | 53.01 | 53.01 | 53.01 | 53.01 | 53.01 | 53.01
Avonlie Solar Farm | Avonlie Solar Farm | 0 | 0 | 189.98 | 189.98 | 189.98 | 189.98 | 189.98 | 189.98 | 189.98 | 189.98
Dulacca Wind Farm | Dulacca Wind Farm | 0 | 0 | 147.834 | 147.834 | 147.834 | 147.834 | 147.834 | 147.834 | 147.834 | 147.834
Rye Park Wind Farm | Rye Park Wind Farm | 0 | 0 | 335.28 | 335.28 | 335.28 | 335.28 | 335.28 | 335.28 | 335.28 | 335.28
Anticipated Projects 2
Generator |  | Summer Typical 2021-22: Summer Typical
|  | 2021-22 | 2022-23 | 2023-24 | 2024-25 | 2025-26 | 2026-27 | 2027-28 | 2028-29 | 2029-30 | 2030-31
Tallawarra B | Tallawarra B | 0 | 0 | 314 | 314 | 314 | 314 | 314 | 314 | 314 | 314
West Wyalong Solar Farm | West Wyalong Solar Farm | 0 | 0 | 90.016 | 90.016 | 90.016 | 90.016 | 90.016 | 90.016 | 90.016 | 90.016
Wollar Solar Farm | Wollar Solar Farm | 0 | 0 | 280 | 280 | 280 | 280 | 280 | 280 | 280 | 280
Aramara Solar Farm | Aramara Solar Farm | 0 | 0 | 101.4 | 101.4 | 101.4 | 101.4 | 101.4 | 101.4 | 101.4 | 101.4
Munna Creek Solar Farm | Munna Creek Solar Farm | 0 | 0 | 154 | 154 | 154 | 154 | 154 | 154 | 154 | 154
Rodds Bay Solar Farm | Rodds Bay Solar Farm | 0 | 0 | 249.7 | 249.7 | 249.7 | 249.7 | 249.7 | 249.7 | 249.7 | 249.7
Christies Beach Wastewater Treatment Plant | CBWWPV1 | 0 | 0 | 4.8 | 4.8 | 4.8 | 4.8 | 4.8 | 4.8 | 4.8 | 4.8
Happy Valley Reservoir | HVWAPV1 | 0 | 0 | 8.34 | 8.34 | 8.34 | 8.34 | 8.34 | 8.34 | 8.34 | 8.34
Mortlake South Wind Farm | Mortlake South Wind Farm | 0 | 0 | 157.5 | 157.5 | 157.5 | 157.5 | 157.5 | 157.5 | 157.5 | 157.5
MacIntyre Wind Farm | MacIntyre Wind Farm | 0 | 0 | 300 | 300 | 300 | 300 | 300 | 300 | 300 | 300
Quorn Park Solar Farm | Quorn Park Solar Farm | 0 | 0 | 80 | 80 | 80 | 80 | 80 | 80 | 80 | 80
Walla Walla Solar Farm | Walla Walla Solar Farm | 0 | 0 | 299.44 | 299.44 | 299.44 | 299.44 | 299.44 | 299.44 | 299.44 | 299.44
Wunghnu Solar Farm | Wunghnu Solar Farm | 0 | 0 | 75 | 75 | 75 | 75 | 75 | 75 | 75 | 75
Yanco Solar Farm | Yanco Solar Farm | 0 | 0 | 60 | 60 | 60 | 60 | 60 | 60 | 60 | 60
Existing, Committed and Anticipated Batteries
Generator |  | Summer Typical 2021-22: Summer Typical
|  | 2021-22 | 2022-23 | 2023-24 | 2024-25 | 2025-26 | 2026-27 | 2027-28 | 2028-29 | 2029-30 | 2030-31
Wallgrove Grid Battery project |  | 50 | 50 | 50 | 50 | 50 | 50 | 50 | 50 | 50 | 50
Wandoan South BESS |  | 100 | 100 | 100 | 100 | 100 | 100 | 100 | 100 | 100 | 100
Adelaide Desalination Plant BESS | ADPBA1G | 0 | 6 | 6 | 6 | 6 | 6 | 6 | 6 | 6 | 6
Bolivar Waste Water Treatment BESS | BOWWBA1G | 0 | 0 | 2 | 2 | 2 | 2 | 2 | 2 | 2 | 2
Christies Beach Wastewater Treatment Plant BESS | CBWWBA1G | 0 | 0 | 2.09 | 2.09 | 2.09 | 2.09 | 2.09 | 2.09 | 2.09 | 2.09
Dalrymple North BESS | DALNTH01 | 30 | 30 | 30 | 30 | 30 | 30 | 30 | 30 | 30 | 30
Happy Valley Reservoir BESS | HVWABA1G | 0 | 0 | 4 | 4 | 4 | 4 | 4 | 4 | 4 | 4
Hornsdale Power Reserve Unit 1 | HPRG1 | 150 | 150 | 150 | 150 | 150 | 150 | 150 | 150 | 150 | 150
Lake Bonney BESS1 | LBBG1 | 25 | 25 | 25 | 25 | 25 | 25 | 25 | 25 | 25 | 25
Lincoln Gap Wind Farm - BESS | LGAPWF1 | 0 | 0 | 10 | 10 | 10 | 10 | 10 | 10 | 10 | 10
Torrens Island BESS |  | 0 | 0 | 250 | 250 | 250 | 250 | 250 | 250 | 250 | 250
Ballarat Energy Storage System | BALBG1 | 29.9 | 29.9 | 29.9 | 29.9 | 29.9 | 29.9 | 29.9 | 29.9 | 29.9 | 29.9
Bulgana Green Power Hub - BESS | BULGANA1 | 20 | 20 | 20 | 20 | 20 | 20 | 20 | 20 | 20 | 20
Gannawarra Energy Storage System | GANNBG1 | 25.33 | 25.33 | 25.33 | 25.33 | 25.33 | 25.33 | 25.33 | 25.33 | 25.33 | 25.33
Victorian Big Battery |  | 50 | 50 | 50 | 50 | 50 | 50 | 50 | 50 | 50 | 50
Jump to Summer Ratings
Jump to Summer Typical Ratings
Existing Generators
Generator |  | Summer Typical 2021-22: Winter
|  | 2021 | 2022 | 2023 | 2024 | 2025 | 2026 | 2027 | 2028 | 2029 | 2030
Bayswater | BW01 | 660 | 660 | 685 | 685 | 685 | 685 | 685 | 685 | 685 | 685
Bayswater | BW02 | 685 | 685 | 685 | 685 | 685 | 685 | 685 | 685 | 685 | 685
Bayswater | BW03 | 660 | 685 | 685 | 685 | 685 | 685 | 685 | 685 | 685 | 685
Bayswater | BW04 | 685 | 685 | 685 | 685 | 685 | 685 | 685 | 685 | 685 | 685
Eraring | ER01 | 700 | 690 | 700 | 700 | 692 | 685 | 680 | 674 | 668 | 662
Eraring | ER02 | 700 | 700 | 680 | 700 | 700 | 695 | 680 | 674 | 668 | 662
Eraring | ER03 | 700 | 700 | 700 | 680 | 690 | 690 | 690 | 685 | 680 | 675
Eraring | ER04 | 660 | 680 | 680 | 675 | 672 | 672 | 670 | 664 | 658 | 652
Liddell | LD01 | 420 | 420 | 0 | 0 | 0 | 0 | 0 | 0 | 0 | 0
Liddell | LD02 | 420 | 420 | 0 | 0 | 0 | 0 | 0 | 0 | 0 | 0
Liddell | LD03 | 420 | 0 | 0 | 0 | 0 | 0 | 0 | 0 | 0 | 0
Liddell | LD04 | 420 | 420 | 0 | 0 | 0 | 0 | 0 | 0 | 0 | 0
Mt Piper | MP1 | 730 | 730 | 730 | 730 | 730 | 730 | 730 | 730 | 730 | 730
Mt Piper | MP2 | 700 | 700 | 700 | 700 | 700 | 700 | 700 | 700 | 700 | 700
Vales Point B | VP5 | 660 | 660 | 660 | 660 | 660 | 660 | 660 | 660 | 660 | 0
Vales Point B | VP6 | 660 | 660 | 660 | 660 | 660 | 660 | 660 | 660 | 660 | 0
Callide B | CALL_B_1 | 350 | 350 | 350 | 350 | 350 | 350 | 350 | 350 | 0 | 0
Callide B | CALL_B_2 | 350 | 350 | 350 | 350 | 350 | 350 | 350 | 350 | 0 | 0
Callide C | CPP_3 | 466 | 466 | 466 | 466 | 466 | 466 | 466 | 466 | 466 | 466
Callide C | CPP_4 | 0 | 420 | 420 | 420 | 420 | 420 | 420 | 420 | 420 | 420
Gladstone | GSTONE1 | 280 | 280 | 280 | 280 | 280 | 280 | 280 | 280 | 280 | 280
Gladstone | GSTONE2 | 280 | 280 | 280 | 280 | 280 | 280 | 280 | 280 | 280 | 280
Gladstone | GSTONE3 | 280 | 280 | 280 | 280 | 280 | 280 | 280 | 280 | 280 | 280
Gladstone | GSTONE4 | 280 | 280 | 280 | 280 | 280 | 280 | 280 | 280 | 280 | 280
Gladstone | GSTONE5 | 280 | 280 | 280 | 280 | 280 | 280 | 280 | 280 | 280 | 280
Gladstone | GSTONE6 | 280 | 280 | 280 | 280 | 280 | 280 | 280 | 280 | 280 | 280
Kogan Creek | KPP_1 | 720 | 720 | 750 | 750 | 750 | 750 | 750 | 750 | 750 | 750
Millmerran | MPP_1 | 426 | 426 | 426 | 426 | 426 | 426 | 426 | 426 | 426 | 426
Millmerran | MPP_2 | 426 | 426 | 426 | 426 | 426 | 426 | 426 | 426 | 426 | 426
Stanwell | STAN-1 | 365 | 365 | 365 | 365 | 365 | 365 | 365 | 365 | 365 | 365
Stanwell | STAN-2 | 365 | 365 | 365 | 365 | 365 | 365 | 365 | 365 | 365 | 365
Stanwell | STAN-3 | 365 | 365 | 365 | 365 | 365 | 365 | 365 | 365 | 365 | 365
Stanwell | STAN-4 | 365 | 365 | 365 | 365 | 365 | 365 | 365 | 365 | 365 | 365
Tarong | TARONG#1 | 350 | 350 | 350 | 350 | 350 | 350 | 350 | 350 | 350 | 350
Tarong | TARONG#2 | 350 | 350 | 350 | 350 | 350 | 350 | 350 | 350 | 350 | 350
Tarong | TARONG#3 | 350 | 350 | 350 | 350 | 350 | 350 | 350 | 350 | 350 | 350
Tarong | TARONG#4 | 350 | 350 | 350 | 350 | 350 | 350 | 350 | 350 | 350 | 350
Tarong North | TNPS1 | 443 | 443 | 443 | 443 | 443 | 443 | 443 | 443 | 443 | 443
Loy Yang B | LOYYB1 | 580 | 580 | 580 | 580 | 580 | 580 | 580 | 580 | 580 | 580
Loy Yang B | LOYYB2 | 580 | 580 | 580 | 580 | 580 | 580 | 580 | 580 | 580 | 580
Loy Yang A Power Station | LYA1 | 560 | 560 | 560 | 560 | 560 | 560 | 560 | 560 | 560 | 560
Loy Yang A Power Station | LYA2 | 530 | 530 | 530 | 530 | 530 | 530 | 530 | 530 | 530 | 530
Loy Yang A Power Station | LYA3 | 560 | 560 | 560 | 560 | 560 | 560 | 560 | 560 | 560 | 560
Loy Yang A Power Station | LYA4 | 560 | 560 | 560 | 560 | 560 | 560 | 560 | 560 | 560 | 560
Yallourn W | YWPS1 | 372 | 372 | 372 | 372 | 372 | 372 | 372 | 372 | 0 | 0
Yallourn W | YWPS2 | 372 | 372 | 372 | 372 | 372 | 372 | 372 | 372 | 0 | 0
Yallourn W | YWPS3 | 392 | 392 | 392 | 392 | 392 | 392 | 392 | 392 | 0 | 0
Yallourn W | YWPS4 | 392 | 392 | 392 | 392 | 392 | 392 | 392 | 392 | 0 | 0
Tallawarra | TALWA1 | 440 | 427 | 427 | 427 | 440 | 440 | 440 | 440 | 440 | 440
Condamine A | CPSA_GT1 | 43.907 | 43.907 | 43.907 | 43.907 | 43.907 | 43.907 | 43.907 | 43.907 | 43.907 | 43.907
Condamine A | CPSA_GT2 | 43.907 | 43.907 | 43.907 | 43.907 | 43.907 | 43.907 | 43.907 | 43.907 | 43.907 | 43.907
Condamine A | CPSA_ST | 56.433 | 56.433 | 56.433 | 56.433 | 56.433 | 56.433 | 56.433 | 56.433 | 56.433 | 56.433
Darling Downs | DDPS1_ST | 273 | 273 | 273 | 273 | 273 | 273 | 273 | 273 | 273 | 273
Darling Downs | DDPS1_GT1 | 119 | 119 | 119 | 119 | 119 | 119 | 119 | 119 | 119 | 119
Darling Downs | DDPS1_GT2 | 119 | 119 | 119 | 119 | 119 | 119 | 119 | 119 | 119 | 119
Darling Downs | DDPS1_GT3 | 119 | 119 | 119 | 119 | 119 | 119 | 119 | 119 | 119 | 119
Swanbank E GT | SWAN_E | 365 | 365 | 365 | 365 | 365 | 365 | 365 | 365 | 365 | 365
Yabulu PS | YABULU | 165 | 165 | 165 | 165 | 165 | 165 | 165 | 165 | 165 | 165
Yabulu Steam Turbine | YABULU2 | 82 | 82 | 82 | 82 | 81 | 81 | 81 | 81 | 81 | 81
Yarwun Cogen | YARWUN_1 | 180 | 180 | 180 | 180 | 180 | 180 | 180 | 180 | 180 | 180
Osborne | OsborneGT | 121 | 121 | 121 | 0 | 0 | 0 | 0 | 0 | 0 | 0
Osborne | OsborneST | 65 | 65 | 65 | 0 | 0 | 0 | 0 | 0 | 0 | 0
Pelican Point | PPCCGTGT1 | 167 | 167 | 167 | 167 | 167 | 167 | 167 | 167 | 167 | 167
Pelican Point | PPCCGTGT2 | 174 | 174 | 174 | 174 | 174 | 174 | 174 | 174 | 174 | 174
Pelican Point | PPCCGTST | 157 | 157 | 157 | 157 | 157 | 157 | 157 | 157 | 157 | 157
Tamar Valley Combined Cycle | TVCC201_GT | 0 | 0 | 0 | 0 | 0 | 0 | 0 | 0 | 0 | 0
Tamar Valley Combined Cycle | TVCC201_ST | 0 | 0 | 0 | 0 | 0 | 0 | 0 | 0 | 0 | 0
Colongra | CG1 | 181 | 181 | 181 | 181 | 181 | 181 | 181 | 181 | 181 | 181
Colongra | CG2 | 181 | 181 | 181 | 181 | 181 | 181 | 181 | 181 | 181 | 181
Colongra | CG3 | 181 | 181 | 181 | 181 | 181 | 181 | 181 | 181 | 181 | 181
Colongra | CG4 | 181 | 181 | 181 | 181 | 181 | 181 | 181 | 181 | 181 | 181
Hunter Valley GT | HVGTS1 | 20 | 20 | 20 | 20 | 20 | 20 | 20 | 20 | 20 | 20
Hunter Valley GT | HVGTS2 | 20 | 20 | 20 | 20 | 20 | 20 | 20 | 20 | 20 | 20
Smithfield Energy Facility | SITHE01 | 41.9 | 41.9 | 41.9 | 41.9 | 41.9 | 41.9 | 41.9 | 41.9 | 41.9 | 41.9
Smithfield Energy Facility | SITHE04 | 0 | 0 | 0 | 0 | 0 | 0 | 0 | 0 | 0 | 0
Smithfield Energy Facility | SITHE02 | 41.9 | 41.9 | 41.9 | 41.9 | 41.9 | 41.9 | 41.9 | 41.9 | 41.9 | 41.9
Smithfield Energy Facility | SITHE03 | 41.9 | 41.9 | 41.9 | 41.9 | 41.9 | 41.9 | 41.9 | 41.9 | 41.9 | 41.9
Uranquinty | URANQ11 | 166 | 166 | 166 | 166 | 166 | 166 | 166 | 166 | 166 | 166
Uranquinty | URANQ12 | 166 | 166 | 166 | 166 | 166 | 166 | 166 | 166 | 166 | 166
Uranquinty | URANQ13 | 166 | 166 | 166 | 166 | 166 | 166 | 166 | 166 | 166 | 166
Uranquinty | URANQ14 | 166 | 166 | 166 | 166 | 166 | 166 | 166 | 166 | 166 | 166
Barcaldine Power Station | BARCALDN | 37 | 37 | 37 | 37 | 37 | 37 | 37 | 37 | 37 | 37
Braemar | BRAEMAR1 | 168 | 181 | 181 | 181 | 181 | 181 | 181 | 181 | 181 | 181
Braemar | BRAEMAR2 | 181 | 181 | 181 | 181 | 181 | 181 | 181 | 181 | 181 | 181
Braemar | BRAEMAR3 | 181 | 181 | 181 | 181 | 181 | 181 | 181 | 181 | 181 | 181
Braemar 2 Power Station | BRAEMAR5 | 173 | 173 | 173 | 173 | 173 | 173 | 173 | 173 | 173 | 173
Braemar 2 Power Station | BRAEMAR6 | 173 | 173 | 173 | 173 | 173 | 173 | 173 | 173 | 173 | 173
Braemar 2 Power Station | BRAEMAR7 | 173 | 173 | 173 | 173 | 173 | 173 | 173 | 173 | 173 | 173
Mackay GT | MACKAYGT | 0 | 0 | 0 | 0 | 0 | 0 | 0 | 0 | 0 | 0
Mt Stuart | MSTUART1 | 140 | 140 | 140 | 140 | 140 | 140 | 140 | 140 | 140 | 140
Mt Stuart | MSTUART2 | 140 | 140 | 140 | 140 | 140 | 140 | 140 | 140 | 140 | 140
Mt Stuart | MSTUART3 | 120 | 120 | 120 | 120 | 120 | 120 | 120 | 120 | 120 | 120
Oakey Power Station | OAKEY1 | 173 | 173 | 173 | 173 | 173 | 173 | 173 | 173 | 173 | 173
Oakey Power Station | OAKEY2 | 173 | 173 | 173 | 173 | 173 | 173 | 173 | 173 | 173 | 173
Roma | ROMA_7 | 34 | 34 | 34 | 34 | 34 | 34 | 34 | 34 | 34 | 34
Roma | ROMA_8 | 34 | 34 | 34 | 34 | 34 | 34 | 34 | 34 | 34 | 34
Angaston | ANGAS1 | 29.52 | 29.52 | 29.52 | 29.52 | 29.52 | 29.52 | 29.52 | 29.52 | 29.52 | 29.52
Angaston | ANGAS2 | 19.68 | 19.68 | 19.68 | 19.68 | 19.68 | 19.68 | 19.68 | 19.68 | 19.68 | 19.68
Barker Inlet Power Station | BIPS1_01 | 17.5 | 17.5 | 17.5 | 17.5 | 17.5 | 17.5 | 17.5 | 17.5 | 17.5 | 17.5
Barker Inlet Power Station | BIPS1_02 | 17.5 | 17.5 | 17.5 | 17.5 | 17.5 | 17.5 | 17.5 | 17.5 | 17.5 | 17.5
Barker Inlet Power Station | BIPS1_03 | 17.5 | 17.5 | 17.5 | 17.5 | 17.5 | 17.5 | 17.5 | 17.5 | 17.5 | 17.5
Barker Inlet Power Station | BIPS1_04 | 17.5 | 17.5 | 17.5 | 17.5 | 17.5 | 17.5 | 17.5 | 17.5 | 17.5 | 17.5
Barker Inlet Power Station | BIPS1_05 | 17.5 | 17.5 | 17.5 | 17.5 | 17.5 | 17.5 | 17.5 | 17.5 | 17.5 | 17.5
Barker Inlet Power Station | BIPS1_06 | 17.5 | 17.5 | 17.5 | 17.5 | 17.5 | 17.5 | 17.5 | 17.5 | 17.5 | 17.5
Barker Inlet Power Station | BIPS1_07 | 17.5 | 17.5 | 17.5 | 17.5 | 17.5 | 17.5 | 17.5 | 17.5 | 17.5 | 17.5
Barker Inlet Power Station | BIPS1_08 | 17.5 | 17.5 | 17.5 | 17.5 | 17.5 | 17.5 | 17.5 | 17.5 | 17.5 | 17.5
Barker Inlet Power Station | BIPS1_09 | 17.5 | 17.5 | 17.5 | 17.5 | 17.5 | 17.5 | 17.5 | 17.5 | 17.5 | 17.5
Barker Inlet Power Station | BIPS1_10 | 17.5 | 17.5 | 17.5 | 17.5 | 17.5 | 17.5 | 17.5 | 17.5 | 17.5 | 17.5
Barker Inlet Power Station | BIPS1_11 | 17.5 | 17.5 | 17.5 | 17.5 | 17.5 | 17.5 | 17.5 | 17.5 | 17.5 | 17.5
Barker Inlet Power Station | BIPS1_12 | 17.5 | 17.5 | 17.5 | 17.5 | 17.5 | 17.5 | 17.5 | 17.5 | 17.5 | 17.5
Dry Creek GT | DRYCGT1 | 47 | 47 | 47 | 47 | 47 | 47 | 47 | 47 | 47 | 47
Dry Creek GT | DRYCGT2 | 47 | 47 | 47 | 47 | 47 | 47 | 47 | 47 | 47 | 47
Dry Creek GT | DRYCGT3 | 49 | 49 | 49 | 49 | 49 | 49 | 49 | 49 | 49 | 49
Hallett GT | AGLHAL01 | 16.5 | 16.5 | 16.5 | 16.5 | 16.5 | 16.5 | 16.5 | 16.5 | 16.5 | 16.5
Hallett GT | AGLHAL05 | 16.5 | 16.5 | 16.5 | 16.5 | 16.5 | 16.5 | 16.5 | 16.5 | 16.5 | 16.5
Hallett GT | AGLHAL06 | 15 | 15 | 15 | 15 | 15 | 15 | 15 | 15 | 15 | 15
Hallett GT | AGLHAL07 | 23 | 23 | 23 | 23 | 23 | 23 | 23 | 23 | 23 | 23
Hallett GT | AGLHAL08 | 25 | 25 | 25 | 25 | 25 | 25 | 25 | 25 | 25 | 25
Hallett GT | AGLHAL09 | 0 | 23 | 23 | 23 | 23 | 23 | 23 | 23 | 23 | 23
Hallett GT | AGLHAL10 | 16 | 16 | 16 | 16 | 16 | 16 | 16 | 16 | 16 | 16
Hallett GT | AGLHAL11 | 16 | 16 | 16 | 16 | 16 | 16 | 16 | 16 | 16 | 16
Hallett GT | AGLHAL12 | 16 | 16 | 16 | 16 | 16 | 16 | 16 | 16 | 16 | 16
Hallett GT | AGLHAL02 | 16 | 16 | 16 | 16 | 16 | 16 | 16 | 16 | 16 | 16
Hallett GT | AGLHAL03 | 17 | 17 | 17 | 17 | 17 | 17 | 17 | 17 | 17 | 17
Hallett GT | AGLHAL04 | 16 | 16 | 16 | 16 | 16 | 16 | 16 | 16 | 16 | 16
Hallett GT | AGLHALRE | 33 | 33 | 33 | 33 | 33 | 33 | 33 | 33 | 33 | 33
Ladbroke Grove | LADBROK1 | 42 | 42 | 42 | 42 | 42 | 42 | 42 | 42 | 42 | 42
Ladbroke Grove | LADBROK2 | 42 | 42 | 42 | 42 | 42 | 42 | 42 | 42 | 42 | 42
Mintaro GT | MINTARO | 90 | 90 | 90 | 90 | 90 | 90 | 90 | 90 | 90 | 90
Quarantine | QPS1 | 29 | 29 | 29 | 29 | 29 | 29 | 29 | 29 | 29 | 29
Quarantine | QPS2 | 24 | 29 | 29 | 29 | 29 | 29 | 29 | 29 | 29 | 29
Quarantine | QPS3 | 29 | 29 | 29 | 29 | 29 | 29 | 29 | 29 | 29 | 29
Quarantine | QPS4 | 23 | 23 | 23 | 29 | 29 | 29 | 29 | 29 | 29 | 29
Quarantine | QPS5 | 120 | 120 | 120 | 120 | 120 | 120 | 120 | 120 | 120 | 120
Temporary Generation South | SATGS1 | 125.6 | 0 | 0 | 0 | 0 | 0 | 0 | 0 | 0 | 0
Bell Bay Three | BBTHREE1 | 40 | 40 | 40 | 40 | 40 | 40 | 40 | 40 | 40 | 40
Bell Bay Three | BBTHREE2 | 40 | 40 | 40 | 40 | 40 | 40 | 40 | 40 | 40 | 40
Bell Bay Three | BBTHREE3 | 25 | 25 | 25 | 25 | 25 | 25 | 25 | 25 | 25 | 25
Tamar Valley Peaking | TVPP104 | 58 | 58 | 58 | 58 | 58 | 58 | 58 | 58 | 58 | 58
Somerton | AGLSOM01 | 42.5 | 42.5 | 42.5 | 42.5 | 42.5 | 42.5 | 42.5 | 42.5 | 42.5 | 42.5
Somerton | AGLSOM02 | 42.5 | 42.5 | 42.5 | 42.5 | 42.5 | 42.5 | 42.5 | 42.5 | 42.5 | 42.5
Somerton | AGLSOM03 | 42.5 | 42.5 | 42.5 | 42.5 | 42.5 | 42.5 | 42.5 | 42.5 | 42.5 | 42.5
Somerton | AGLSOM04 | 42.5 | 42.5 | 42.5 | 42.5 | 42.5 | 42.5 | 42.5 | 42.5 | 42.5 | 42.5
Bairnsdale | BDL01 | 42 | 42 | 42 | 42 | 42 | 42 | 42 | 42 | 42 | 42
Bairnsdale | BDL02 | 42 | 42 | 42 | 42 | 42 | 42 | 42 | 42 | 42 | 42
Jeeralang A | JLA01 | 56 | 56 | 56 | 56 | 56 | 56 | 56 | 56 | 56 | 56
Jeeralang A | JLA02 | 56 | 56 | 56 | 56 | 56 | 56 | 56 | 56 | 56 | 56
Jeeralang A | JLA03 | 55 | 55 | 55 | 55 | 55 | 55 | 55 | 55 | 55 | 55
Jeeralang A | JLA04 | 55 | 55 | 55 | 55 | 55 | 55 | 55 | 55 | 55 | 55
Jeeralang B | JLB01 | 85 | 85 | 85 | 85 | 85 | 85 | 85 | 85 | 85 | 85
Jeeralang B | JLB02 | 85 | 85 | 85 | 85 | 85 | 85 | 85 | 85 | 85 | 85
Jeeralang B | JLB03 | 87 | 87 | 87 | 87 | 87 | 87 | 87 | 87 | 87 | 87
Laverton North | LNGS1 | 172 | 172 | 172 | 172 | 172 | 172 | 172 | 172 | 172 | 172
Laverton North | LNGS2 | 172 | 172 | 172 | 172 | 172 | 172 | 172 | 172 | 172 | 172
Mortlake | MORTLK11 | 292 | 292 | 292 | 292 | 292 | 292 | 292 | 292 | 292 | 292
Mortlake | MORTLK12 | 292 | 292 | 292 | 292 | 292 | 292 | 292 | 292 | 292 | 292
Valley Power | VPGS1 | 56 | 56 | 56 | 56 | 56 | 56 | 56 | 56 | 56 | 56
Valley Power | VPGS2 | 56 | 56 | 56 | 56 | 56 | 56 | 56 | 56 | 56 | 56
Valley Power | VPGS3 | 56 | 56 | 56 | 56 | 56 | 56 | 56 | 56 | 56 | 56
Valley Power | VPGS4 | 56 | 56 | 56 | 56 | 56 | 56 | 56 | 56 | 56 | 56
Valley Power | VPGS5 | 56 | 56 | 56 | 56 | 56 | 56 | 56 | 56 | 56 | 56
Valley Power | VPGS6 | 56 | 56 | 56 | 56 | 56 | 56 | 56 | 56 | 56 | 56
Torrens Island A | TORRA1 | 0 | 0 | 0 | 0 | 0 | 0 | 0 | 0 | 0 | 0
Torrens Island A | TORRA3 | 120 | 0 | 0 | 0 | 0 | 0 | 0 | 0 | 0 | 0
Torrens Island B | TORRB1 | 200 | 0 | 0 | 0 | 200 | 200 | 200 | 200 | 200 | 200
Torrens Island B | TORRB2 | 200 | 200 | 200 | 200 | 200 | 200 | 200 | 200 | 200 | 200
Torrens Island B | TORRB3 | 200 | 200 | 200 | 200 | 200 | 200 | 200 | 200 | 200 | 200
Torrens Island B | TORRB4 | 200 | 200 | 200 | 200 | 200 | 200 | 200 | 200 | 200 | 200
Newport | NPS | 510 | 510 | 510 | 510 | 510 | 510 | 510 | 510 | 510 | 510
Lonsdale | LONSDALE | 21.06 | 21.06 | 21.06 | 21.06 | 21.06 | 21.06 | 21.06 | 21.06 | 21.06 | 21.06
Port Lincoln GT | POR01 | 25 | 25 | 25 | 25 | 25 | 25 | 25 | 25 | 25 | 25
Port Lincoln GT | POR02 | 25 | 25 | 25 | 25 | 25 | 25 | 25 | 25 | 25 | 25
Port Lincoln GT | POR03 | 23.5 | 23.5 | 23.5 | 23.5 | 23.5 | 23.5 | 23.5 | 23.5 | 23.5 | 23.5
Port Stanvac 1 | PTSTAN1_1 | 32.4 | 32.4 | 32.4 | 32.4 | 32.4 | 32.4 | 32.4 | 32.4 | 32.4 | 32.4
Port Stanvac 1 | PTSTAN1_2 | 32.4 | 32.4 | 32.4 | 32.4 | 32.4 | 32.4 | 32.4 | 32.4 | 32.4 | 32.4
Snuggery | SNUG1 | 21 | 21 | 21 | 21 | 21 | 21 | 21 | 21 | 21 | 21
Snuggery | SNUG2 | 21 | 21 | 21 | 21 | 21 | 21 | 21 | 21 | 21 | 21
Snuggery | SNUG3 | 21 | 21 | 21 | 21 | 21 | 21 | 21 | 21 | 21 | 21
Blowering | BLOWERNG | 70 | 0 | 70 | 70 | 70 | 70 | 70 | 70 | 70 | 70
Guthega | GUTHEGA1 | 34 | 34 | 34 | 34 | 34 | 34 | 34 | 34 | 34 | 34
Guthega | GUTHEGA2 | 34 | 34 | 34 | 34 | 34 | 34 | 34 | 34 | 34 | 34
Hume Dam NSW | HUMENSW | 0 | 0 | 0 | 0 | 0 | 0 | 0 | 0 | 0 | 0
Shoalhaven | SHGEN01 | 40 | 40 | 40 | 40 | 40 | 40 | 40 | 40 | 40 | 40
Shoalhaven | SHGEN02 | 40 | 40 | 40 | 40 | 40 | 40 | 40 | 40 | 40 | 40
Shoalhaven | SHGEN03 | 80 | 80 | 80 | 80 | 80 | 80 | 80 | 80 | 80 | 80
Shoalhaven | SHGEN04 | 80 | 80 | 80 | 80 | 80 | 80 | 80 | 80 | 80 | 80
Upper Tumut | TUMUT1_01 | 93 | 93 | 93 | 93 | 93 | 0 | 103 | 103 | 103 | 103
Upper Tumut | TUMUT1_02 | 93 | 93 | 93 | 93 | 93 | 0 | 103 | 103 | 103 | 103
Upper Tumut | TUMUT1_03 | 93 | 93 | 93 | 93 | 93 | 93 | 0 | 103 | 103 | 103
Upper Tumut | TUMUT1_04 | 103 | 103 | 103 | 103 | 103 | 103 | 103 | 103 | 103 | 103
Upper Tumut | TUMUT2_01 | 73 | 73 | 73 | 73 | 73 | 73 | 73 | 0 | 78 | 78
Upper Tumut | TUMUT2_02 | 73 | 73 | 73 | 73 | 73 | 73 | 73 | 0 | 78 | 78
Upper Tumut | TUMUT2_03 | 73 | 73 | 73 | 73 | 73 | 73 | 73 | 73 | 0 | 78
Upper Tumut | TUMUT2_04 | 73 | 73 | 73 | 73 | 73 | 73 | 73 | 73 | 0 | 78
Tumut 3 | TUMUT3_01 | 300 | 300 | 300 | 300 | 300 | 300 | 300 | 300 | 300 | 300
Tumut 3 | TUMUT3_02 | 300 | 300 | 300 | 300 | 300 | 300 | 300 | 300 | 300 | 300
Tumut 3 | TUMUT3_03 | 300 | 300 | 300 | 300 | 300 | 300 | 300 | 300 | 300 | 300
Tumut 3 | TUMUT3_04 | 300 | 300 | 300 | 300 | 300 | 300 | 300 | 300 | 300 | 300
Tumut 3 | TUMUT3_05 | 300 | 300 | 300 | 300 | 300 | 300 | 300 | 300 | 300 | 300
Tumut 3 | TUMUT3_06 | 300 | 300 | 300 | 300 | 300 | 300 | 300 | 300 | 300 | 300
Barron Gorge | BARRON-1 | 33 | 33 | 33 | 33 | 33 | 33 | 33 | 33 | 33 | 33
Barron Gorge | BARRON-2 | 33 | 33 | 33 | 33 | 33 | 33 | 33 | 33 | 33 | 33
Kareeya | KAREEYA1 | 21.6 | 21.6 | 21.6 | 21.6 | 21.6 | 21.6 | 21.6 | 21.6 | 21.6 | 21.6
Kareeya | KAREEYA2 | 21.6 | 21.6 | 21.6 | 21.6 | 21.6 | 21.6 | 21.6 | 21.6 | 21.6 | 21.6
Kareeya | KAREEYA3 | 21.6 | 21.6 | 21.6 | 21.6 | 21.6 | 21.6 | 21.6 | 21.6 | 21.6 | 21.6
Kareeya | KAREEYA4 | 21.6 | 21.6 | 21.6 | 21.6 | 21.6 | 21.6 | 21.6 | 21.6 | 21.6 | 21.6
Wivenhoe | W/HOE#1 | 285 | 285 | 285 | 285 | 285 | 285 | 285 | 285 | 285 | 285
Wivenhoe | W/HOE#2 | 285 | 285 | 285 | 285 | 285 | 285 | 285 | 285 | 285 | 285
Bastyan | BASTYAN | 81 | 81 | 81 | 81 | 81 | 84 | 84 | 84 | 84 | 84
Catagunya / Liapootah / Wayatinah | CA111-1 | 24 | 24 | 24 | 24 | 24 | 24 | 24 | 24 | 24 | 24
Catagunya / Liapootah / Wayatinah | CA112-2 | 0 | 24 | 24 | 24 | 24 | 24 | 24 | 24 | 24 | 24
Catagunya / Liapootah / Wayatinah | LI111-1 | 29 | 29 | 29 | 29 | 29 | 29 | 29 | 29 | 29 | 29
Catagunya / Liapootah / Wayatinah | LI112-2 | 29 | 29 | 29 | 29 | 29 | 29 | 29 | 29 | 29 | 29
Catagunya / Liapootah / Wayatinah | LI113-3 | 29 | 29 | 29 | 29 | 29 | 29 | 29 | 29 | 29 | 29
Catagunya / Liapootah / Wayatinah | WY111-1 | 13 | 13 | 13 | 13 | 13 | 13 | 13 | 13 | 13 | 13
Catagunya / Liapootah / Wayatinah | WY111-2 | 13 | 13 | 13 | 13 | 13 | 13 | 13 | 13 | 13 | 13
Catagunya / Liapootah / Wayatinah | WY111-3 | 13 | 13 | 13 | 13 | 13 | 13 | 13 | 13 | 13 | 13
Cethana | CETHANA | 95 | 95 | 95 | 95 | 95 | 95 | 95 | 95 | 95 | 95
Devils gate | DEVILS_G | 63 | 63 | 63 | 63 | 63 | 63 | 63 | 63 | 63 | 63
Fisher | FISHER | 46 | 46 | 46 | 46 | 46 | 46 | 46 | 46 | 46 | 46
Gordon | GO181-1 | 126 | 126 | 126 | 126 | 126 | 0 | 126 | 126 | 126 | 126
Gordon | GO182-2 | 126 | 126 | 0 | 126 | 126 | 126 | 126 | 126 | 126 | 126
Gordon | GO183-3 | 126 | 126 | 126 | 126 | 126 | 126 | 126 | 126 | 126 | 126
John Butters | JBUTTERS | 140 | 140 | 140 | 140 | 140 | 140 | 140 | 144 | 144 | 144
Lake Echo | LK_ECHO | 0 | 30 | 30 | 0 | 30 | 30 | 30 | 30 | 30 | 30
Lemonthyme / Wilmot | LM111-1 | 54 | 54 | 0 | 55 | 55 | 55 | 55 | 55 | 55 | 55
Lemonthyme / Wilmot | WI111-1 | 33 | 33 | 33 | 32 | 33 | 33 | 33 | 33 | 33 | 33
Mackintosh | MACKNTSH | 81 | 81 | 81 | 81 | 84 | 84 | 84 | 84 | 84 | 84
Meadowbank | MEADOWBK | 43.8 | 43.8 | 43.8 | 43.8 | 43.8 | 43.8 | 43.8 | 43.8 | 43.8 | 43.8
Poatina | PO161-1 | 57 | 0 | 57 | 57 | 57 | 57 | 57 | 0 | 57 | 57
Poatina | PO163-3 | 57 | 57 | 0 | 57 | 57 | 57 | 57 | 57 | 57 | 57
Poatina | PO165-5 | 57 | 57 | 57 | 57 | 57 | 57 | 57 | 57 | 57 | 57
Poatina | PO166-6 | 57 | 57 | 57 | 57 | 57 | 57 | 0 | 57 | 57 | 57
Poatina | PO164-4 | 57 | 57 | 57 | 57 | 0 | 0 | 57 | 57 | 0 | 0
Poatina | PO162-2 | 57 | 57 | 57 | 0 | 57 | 57 | 57 | 57 | 57 | 0
Reece | REECE1 | 116 | 116 | 116 | 116 | 116 | 116 | 120 | 120 | 120 | 120
Reece | REECE2 | 116 | 116 | 116 | 116 | 116 | 116 | 116 | 116 | 0 | 120
Tarraleah | TA111-1 | 12 | 12 | 12 | 12 | 14 | 14 | 0 | 12 | 12 | 12
Tarraleah | TA111-2 | 12 | 12 | 12 | 12 | 14 | 14 | 14 | 12 | 12 | 12
Tarraleah | TA111-3 | 12 | 12 | 12 | 12 | 14 | 0 | 14 | 12 | 12 | 12
Tarraleah | TA112-4 | 12 | 12 | 12 | 12 | 0 | 14 | 14 | 12 | 12 | 12
Tarraleah | TA112-5 | 12 | 12 | 12 | 12 | 14 | 14 | 14 | 12 | 12 | 12
Tarraleah | TA112-6 | 12 | 12 | 12 | 12 | 14 | 14 | 14 | 12 | 12 | 12
Trevallyn | TR111-1 | 0 | 20 | 20 | 20 | 20 | 20 | 20 | 20 | 20 | 20
Trevallyn | TR111-2 | 20 | 20 | 20 | 20 | 20 | 20 | 20 | 20 | 20 | 20
Trevallyn | TR112-3 | 30 | 30 | 30 | 30 | 30 | 30 | 30 | 30 | 30 | 30
Trevallyn | TR112-4 | 30 | 30 | 30 | 30 | 30 | 30 | 30 | 30 | 30 | 30
Tribute | TRIBUTE | 88 | 88 | 88 | 88 | 88 | 88 | 88 | 88 | 88 | 88
Tungatinah | TU111-1 | 26 | 26 | 26 | 26 | 26 | 26 | 26 | 26 | 26 | 26
Tungatinah | TU112-2 | 26 | 26 | 26 | 26 | 26 | 26 | 26 | 26 | 26 | 26
Tungatinah | TU113-3 | 26 | 26 | 26 | 26 | 26 | 26 | 26 | 26 | 26 | 26
Tungatinah | TU114-4 | 26 | 26 | 26 | 26 | 26 | 26 | 26 | 26 | 26 | 26
Tungatinah | TU115-5 | 26 | 26 | 26 | 26 | 26 | 26 | 26 | 26 | 26 | 26
Bogong / MacKay | BOGONG1 | 70 | 70 | 70 | 70 | 70 | 70 | 70 | 70 | 70 | 70
Bogong / MacKay | BOGONG2 | 70 | 70 | 70 | 70 | 70 | 70 | 70 | 70 | 70 | 70
Bogong / MacKay | MCKAY11 | 26.67 | 26.67 | 26.67 | 26.67 | 26.67 | 26.67 | 26.67 | 26.67 | 26.67 | 26.67
Bogong / MacKay | MCKAY12 | 26.67 | 26.67 | 26.67 | 26.67 | 26.67 | 26.67 | 26.67 | 26.67 | 26.67 | 26.67
Bogong / MacKay | MCKAY13 | 26.67 | 26.67 | 26.67 | 26.67 | 26.67 | 26.67 | 26.67 | 26.67 | 26.67 | 26.67
Bogong / MacKay | MCKAY14 | 26.67 | 26.67 | 26.67 | 26.67 | 26.67 | 26.67 | 26.67 | 26.67 | 26.67 | 26.67
Bogong / MacKay | MCKAY15 | 26.67 | 26.67 | 26.67 | 26.67 | 26.67 | 26.67 | 26.67 | 26.67 | 26.67 | 26.67
Bogong / MacKay | MCKAY16 | 26.67 | 26.67 | 26.67 | 26.67 | 26.67 | 26.67 | 26.67 | 26.67 | 26.67 | 26.67
Dartmouth | DARTM1 | 170 | 170 | 170 | 170 | 170 | 170 | 170 | 170 | 170 | 170
Eildon | EILDON1 | 60 | 60 | 60 | 60 | 60 | 60 | 60 | 60 | 60 | 60
Eildon | EILDON2 | 60 | 60 | 60 | 60 | 60 | 60 | 60 | 60 | 60 | 60
Hume Dam VIC | HUMEV | 0 | 0 | 0 | 0 | 0 | 0 | 0 | 0 | 0 | 0
Murray 1 | MURRAY01 | 95 | 95 | 0 | 95 | 95 | 95 | 95 | 95 | 95 | 95
Murray 1 | MURRAY03 | 95 | 95 | 95 | 0 | 95 | 95 | 95 | 95 | 95 | 95
Murray 1 | MURRAY04 | 0 | 95 | 95 | 95 | 95 | 0 | 95 | 95 | 95 | 95
Murray 1 | MURRAY05 | 0 | 95 | 95 | 95 | 95 | 0 | 95 | 95 | 95 | 95
Murray 1 | MURRAY06 | 95 | 0 | 95 | 95 | 95 | 95 | 0 | 95 | 95 | 95
Murray 1 | MURRAY07 | 95 | 0 | 95 | 95 | 95 | 95 | 0 | 95 | 95 | 95
Murray 1 | MURRAY08 | 95 | 95 | 95 | 95 | 0 | 95 | 95 | 95 | 95 | 95
Murray 1 | MURRAY09 | 95 | 95 | 95 | 95 | 0 | 95 | 95 | 95 | 95 | 95
Murray 1 | MURRAY10 | 95 | 95 | 0 | 95 | 95 | 95 | 95 | 0 | 95 | 95
Murray 1 | MURRAY02 | 95 | 95 | 95 | 0 | 95 | 95 | 95 | 95 | 95 | 95
Murray 2 | MURRAY11 | 137.5 | 0 | 150 | 150 | 150 | 150 | 150 | 150 | 150 | 150
Murray 2 | MURRAY12 | 137.5 | 137.5 | 0 | 150 | 150 | 150 | 150 | 150 | 150 | 150
Murray 2 | MURRAY13 | 0 | 150 | 150 | 150 | 150 | 150 | 150 | 150 | 150 | 150
Murray 2 | MURRAY14 | 0 | 150 | 150 | 150 | 150 | 150 | 150 | 150 | 150 | 150
West Kiewa | WKIEWA1_1 | 17 | 17 | 17 | 17 | 17 | 17 | 17 | 17 | 17 | 17
West Kiewa | WKIEWA1_2 | 17 | 17 | 17 | 17 | 17 | 17 | 17 | 17 | 17 | 17
West Kiewa | WKIEWA2_1 | 17 | 17 | 17 | 17 | 17 | 17 | 17 | 17 | 17 | 17
West Kiewa | WKIEWA2_2 | 17 | 17 | 17 | 17 | 17 | 17 | 17 | 17 | 17 | 17
Beryl Solar Farm | BERYLSF1 | 87 | 87 | 87 | 87 | 87 | 87 | 87 | 87 | 87 | 87
Bomen Solar Farm | BOMENSF1 | 99.88 | 99.88 | 99.88 | 99.88 | 99.88 | 99.88 | 99.88 | 99.88 | 99.88 | 99.88
Broken Hill Solar Farm | BROKENH1 | 53 | 53 | 53 | 53 | 53 | 53 | 53 | 53 | 53 | 53
Coleambally Solar Farm | COLEASF1 | 150.03 | 150.03 | 150.03 | 150.03 | 150.03 | 150.03 | 150.03 | 150.03 | 150.03 | 150.03
Darlington Point Solar Farm | DARLSF1 | 274.968 | 274.968 | 274.968 | 274.968 | 274.968 | 274.968 | 274.968 | 274.968 | 274.968 | 274.968
Finley Solar Farm | FINLYSF1 | 132.66 | 132.66 | 132.66 | 132.66 | 132.66 | 132.66 | 132.66 | 132.66 | 132.66 | 132.66
Goonumbla Solar Farm | GOONSF1 | 69.75 | 69.75 | 69.75 | 69.75 | 69.75 | 69.75 | 69.75 | 69.75 | 69.75 | 69.75
Gullen Range Solar Farm | GULLRSF1 | 10 | 10 | 10 | 10 | 10 | 10 | 10 | 10 | 10 | 10
Limondale Solar Farm 1 | LIMOSF11 | 220 | 220 | 220 | 220 | 220 | 220 | 220 | 220 | 220 | 220
Limondale Solar Farm 2 | LIMOSF21 | 28.994 | 28.994 | 28.994 | 28.994 | 28.994 | 28.994 | 28.994 | 28.994 | 28.994 | 28.994
Manildra Solar Farm | MANSLR1 | 46.7 | 46.7 | 46.7 | 46.7 | 46.7 | 46.7 | 46.7 | 46.7 | 46.7 | 46.7
Molong Solar Farm | MOLNGSF1 | 32.406 | 32.406 | 32.406 | 32.406 | 32.406 | 32.406 | 32.406 | 32.406 | 32.406 | 32.406
Moree Solar Farm | MOREESF1 | 56 | 56 | 56 | 56 | 56 | 56 | 56 | 56 | 56 | 56
Nevertire Solar Farm | NEVERSF1 | 104.64 | 104.64 | 104.64 | 104.64 | 104.64 | 104.64 | 104.64 | 104.64 | 104.64 | 104.64
Nyngan Solar Plant | NYNGAN1 | 102.025 | 102.025 | 102.025 | 102.025 | 102.025 | 102.025 | 102.025 | 102.025 | 102.025 | 102.025
Parkes Solar Farm | PARSF1 | 50.5 | 50.5 | 50.5 | 50.5 | 50.5 | 50.5 | 50.5 | 50.5 | 50.5 | 50.5
Sunraysia Solar Farm | SUNRSF1 | 169.52 | 168.48 | 166.4 | 165.36 | 164.32 | 163.28 | 162.24 | 161.2 | 160.16 | 159.12
White Rock Solar Farm | WRSF1 | 20 | 20 | 20 | 20 | 20 | 20 | 20 | 20 | 20 | 20
Childers Solar Farm | CHILDSF1 | 55.87 | 55.87 | 55.87 | 55.87 | 55.87 | 55.87 | 55.87 | 55.87 | 55.87 | 55.87
Clare Solar Farm | CLARESF1 | 99.981 | 99.981 | 99.981 | 99.981 | 99.981 | 99.981 | 99.981 | 99.981 | 99.981 | 99.981
Clermont Solar Farm | CLERMSF1 | 74.999 | 74.999 | 74.999 | 74.999 | 74.999 | 74.999 | 74.999 | 74.999 | 74.999 | 74.999
Collinsville Solar Farm | CSPVPS1 | 42.5 | 42.5 | 42.5 | 42.5 | 42.5 | 42.5 | 42.5 | 42.5 | 42.5 | 42.5
Darling Downs Solar Farm | DDSF1 | 110 | 110 | 110 | 110 | 110 | 110 | 110 | 110 | 110 | 110
Daydream Solar Farm | DAYDSF1 | 149.999 | 149.999 | 149.999 | 149.999 | 149.999 | 149.999 | 149.999 | 149.999 | 149.999 | 149.999
Emerald Solar Park | EMERASF1 | 72 | 72 | 72 | 72 | 72 | 72 | 72 | 72 | 72 | 72
Hamilton Solar Farm | HAMISF1 | 56.005 | 56.005 | 56.005 | 56.005 | 56.005 | 56.005 | 56.005 | 56.005 | 56.005 | 56.005
Haughton Solar Farm | HAUGHT11 | 100.035 | 100.035 | 100.035 | 100.035 | 100.035 | 100.035 | 100.035 | 100.035 | 100.035 | 0
Hayman Solar Farm | HAYMSF1 | 50.001 | 50.001 | 50.001 | 50.001 | 50.001 | 50.001 | 50.001 | 50.001 | 50.001 | 50.001
Hughenden Solar Farm | HUGSF1 | 18 | 18 | 18 | 18 | 18 | 18 | 18 | 18 | 18 | 18
Kidston Solar Farm | KSP1 | 48.5 | 48.5 | 48.5 | 48.5 | 48.5 | 48.5 | 48.5 | 48.5 | 48.5 | 48.5
Lilyvale Solar Farm | LILYSF1 | 99.974 | 99.974 | 99.974 | 99.974 | 99.974 | 99.974 | 99.974 | 99.974 | 99.974 | 99.974
Longreach Solar Farm | LRSF1 | 14 | 14 | 14 | 14 | 14 | 14 | 14 | 14 | 14 | 14
Middlemount Sun Farm | MIDDLSF1 | 26 | 26 | 26 | 26 | 26 | 26 | 26 | 26 | 26 | 26
Oakey 1 Solar Farm | OAKEY1SF | 25 | 25 | 25 | 25 | 25 | 25 | 25 | 25 | 25 | 25
Oakey 2 Solar Farm | OAKEY2SF | 54.99 | 54.99 | 54.99 | 54.99 | 54.99 | 54.99 | 54.99 | 54.99 | 54.99 | 54.99
Ross River Solar Farm | RRSF1 | 115.968 | 115.968 | 115.968 | 115.968 | 115.968 | 115.968 | 115.968 | 115.968 | 115.968 | 115.968
Rugby Run Solar Farm | RUGBYR1 | 65 | 65 | 65 | 65 | 65 | 65 | 65 | 65 | 65 | 65
Sun Metals Corporation Solar Farm | SMCSF1 | 119.6 | 119.6 | 119.6 | 119.6 | 119.6 | 119.6 | 119.6 | 119.6 | 119.6 | 119.6
Susan River Solar Farm | SRSF1 | 75.019 | 75.019 | 75.019 | 75.019 | 75.019 | 75.019 | 75.019 | 75.019 | 75.019 | 75.019
Whitsunday Solar Farm | WHITSF1 | 56.005 | 56.005 | 56.005 | 56.005 | 56.005 | 56.005 | 56.005 | 56.005 | 56.005 | 56.005
Yarranlea Solar Farm | YARANSF1 | 102.96 | 102.96 | 102.96 | 102.96 | 102.96 | 102.96 | 102.96 | 102.96 | 102.96 | 102.96
Bungala one Solar Farm | BNGSF1 | 108 | 108 | 108 | 108 | 108 | 108 | 108 | 108 | 108 | 108
Bungala Two Solar Farm | BNGSF2 | 108 | 108 | 108 | 108 | 108 | 108 | 108 | 108 | 108 | 108
Tailem Bend Solar Farm | TBSF1 | 94.9968 | 94.9968 | 94.9968 | 94.9968 | 94.9968 | 94.9968 | 94.9968 | 94.9968 | 94.9968 | 94.9968
Bannerton Solar Farm | BANN1 | 88 | 88 | 88 | 88 | 88 | 88 | 88 | 88 | 88 | 88
Gannawarra Solar Farm | GANNSF1 | 50.006 | 50.006 | 50.006 | 50.006 | 50.006 | 50.006 | 50.006 | 50.006 | 50.006 | 50.006
Glenrowan West Solar Farm | GLRWNSF1 | 110.016 | 110.016 | 110.016 | 110.016 | 110.016 | 110.016 | 110.016 | 110.016 | 110.016 | 110.016
Karadoc Solar Farm | KARSF1 | 90.06 | 90.06 | 90.06 | 90.06 | 90.06 | 90.06 | 90.06 | 90.06 | 90.06 | 90.06
Kiamal Solar Farm stage 1 | KIAMSF1 | 199.95 | 199.95 | 199.95 | 199.95 | 199.95 | 199.95 | 199.95 | 199.95 | 199.95 | 199.95
Numurkah Solar Farm | NUMURSF1 | 71.04 | 71.04 | 71.04 | 71.04 | 71.04 | 71.04 | 71.04 | 71.04 | 71.04 | 71.04
Numurkah Solar Farm | NUMURSF2 | 36.48 | 36.48 | 36.48 | 36.48 | 36.48 | 36.48 | 36.48 | 36.48 | 36.48 | 36.48
Wemen Solar Farm | WEMENSF1 | 87.984 | 87.984 | 87.984 | 87.984 | 87.984 | 87.984 | 87.984 | 87.984 | 87.984 | 87.984
Yatpool Solar Farm | YATSF1 | 45 | 45 | 45 | 45 | 45 | 45 | 45 | 45 | 45 | 45
Yatpool Solar Farm | YATSF2 | 36 | 36 | 36 | 36 | 36 | 36 | 36 | 36 | 36 | 36
Bango 973 Wind Farm | BANGOWF1 | 159 | 159 | 159 | 159 | 159 | 159 | 159 | 159 | 159 | 159
Boco Rock Wind Farm | BOCORWF1 | 113.18 | 113.18 | 113.18 | 113.18 | 113.18 | 113.18 | 113.18 | 113.18 | 113.18 | 113.18
Bodangora Wind Farm | BODWF1 | 113.19 | 113.19 | 113.19 | 113.19 | 113.19 | 113.19 | 113.19 | 113.19 | 113.19 | 113.19
Capital Wind Farm | CAPTL_WF | 141 | 141 | 141 | 141 | 141 | 141 | 141 | 141 | 141 | 141
Collector | COLWF01 | 218.7 | 218.7 | 218.7 | 218.7 | 218.7 | 218.7 | 218.7 | 218.7 | 218.7 | 218.7
Crookwell 2 Wind Farm | CROOKWF2 | 91 | 91 | 91 | 91 | 91 | 91 | 91 | 91 | 91 | 91
Crudine Ridge Wind Farm | CRURWF1 | 138.01 | 138.01 | 138.01 | 138.01 | 138.01 | 138.01 | 138.01 | 138.01 | 138.01 | 138.01
Cullerin Range Wind Farm | CULLRGWF | 30 | 30 | 30 | 30 | 30 | 30 | 30 | 30 | 30 | 30
Gullen Range Wind Farm | GULLRWF1 | 165.5 | 165.5 | 165.5 | 165.5 | 165.5 | 165.5 | 165.5 | 165.5 | 165.5 | 165.5
Gunning Wind Farm | GUNNING1 | 46.5 | 46.5 | 46.5 | 46.5 | 46.5 | 46.5 | 46.5 | 46.5 | 46.5 | 46.5
Sapphire Wind Farm | SAPHWF1 | 270 | 270 | 270 | 270 | 270 | 270 | 270 | 270 | 270 | 270
Silverton Wind Farm | STWF1 | 198.012 | 198.012 | 198.012 | 198.012 | 198.012 | 198.012 | 198.012 | 198.012 | 198.012 | 198.012
Taralga Wind Farm | TARALGA1 | 106.8 | 106.8 | 106.8 | 106.8 | 106.8 | 106.8 | 106.8 | 106.8 | 106.8 | 0
White Rock Wind Farm - Stage 1 | WRWF1 | 172.48 | 172.48 | 172.48 | 172.48 | 172.48 | 172.48 | 172.48 | 172.48 | 172.48 | 172.48
Woodlawn Wind Farm | WOODLWN1 | 48.3 | 48.3 | 48.3 | 48.3 | 48.3 | 48.3 | 48.3 | 48.3 | 48.3 | 48.3
Coopers Gap Wind Farm | COOPGWF1 | 439.975 | 439.975 | 439.975 | 439.975 | 439.975 | 439.975 | 439.975 | 439.975 | 439.975 | 439.975
Mount Emerald Wind Farm | MEWF1 | 180.465 | 180.465 | 180.465 | 180.465 | 180.465 | 180.465 | 180.465 | 180.465 | 180.465 | 180.465
Canunda Wind Farm | CNUNDAWF | 46 | 46 | 46 | 46 | 46 | 46 | 46 | 46 | 46 | 46
Cathedral Rocks Wind Farm | CATHROCK | 66 | 66 | 66 | 66 | 66 | 66 | 66 | 66 | 66 | 66
Clements Gap Wind Farm | CLEMGPWF | 56.7 | 56.7 | 56.7 | 56.7 | 56.7 | 56.7 | 56.7 | 56.7 | 56.7 | 56.7
Hallett Stage 1 Brown Hill Wind Farm | HALLWF1 | 94.5 | 94.5 | 94.5 | 94.5 | 94.5 | 94.5 | 94.5 | 94.5 | 94.5 | 94.5
Hallett Stage 2 Hallett Hill Wind Farm | HALLWF2 | 71.4 | 71.4 | 71.4 | 71.4 | 71.4 | 71.4 | 71.4 | 71.4 | 71.4 | 71.4
Hallett 4 North Brown Hill Wind Farm | NBHWF1 | 131.985 | 131.985 | 131.985 | 131.985 | 131.985 | 131.985 | 131.985 | 131.985 | 131.985 | 131.985
Hallett 5 The Bluff Wind Farm | BLUFF1 | 52.5 | 52.5 | 52.5 | 52.5 | 52.5 | 52.5 | 52.5 | 52.5 | 52.5 | 52.5
Hornsdale Wind Farm Stage 1 | HDWF1 | 100 | 100 | 100 | 100 | 100 | 100 | 100 | 100 | 100 | 100
Hornsdale Wind Farm Stage 2 | HDWF2 | 100 | 100 | 100 | 100 | 100 | 100 | 100 | 100 | 100 | 100
Hornsdale Wind Farm Stage 3 | HDWF3 | 108.99 | 108.99 | 108.99 | 108.99 | 108.99 | 108.99 | 108.99 | 108.99 | 108.99 | 108.99
Lake Bonney 1 Wind Farm | LKBONNY1 | 81 | 81 | 81 | 81 | 81 | 81 | 81 | 81 | 81 | 81
Lake Bonney 2 Wind Farm | LKBONNY2 | 159 | 159 | 159 | 159 | 159 | 159 | 159 | 159 | 159 | 159
Lake Bonney 3 Wind Farm | LKBONNY3 | 39 | 39 | 39 | 39 | 39 | 39 | 39 | 39 | 39 | 39
Lincoln Gap Wind Farm - stage 1 | LGAPWF1 | 126 | 126 | 126 | 126 | 126 | 126 | 126 | 126 | 126 | 126
Mount Millar Wind Farm | MTMILLAR | 70 | 70 | 70 | 70 | 70 | 70 | 70 | 70 | 70 | 70
Snowtown Wind Farm | SNOWTWN1 | 98.7 | 98.7 | 98.7 | 98.7 | 98.7 | 98.7 | 98.7 | 98.7 | 98.7 | 98.7
Snowtown S2 Wind Farm - North | SNOWNTH1 | 144 | 144 | 144 | 144 | 144 | 144 | 144 | 144 | 144 | 144
Snowtown S2 Wind Farm - South | SNOWSTH1 | 126 | 126 | 126 | 126 | 126 | 126 | 126 | 126 | 126 | 126
Starfish Hill Wind Farm | STARHLWF | 33 | 33 | 33 | 33 | 33 | 33 | 33 | 33 | 33 | 33
Waterloo Wind Farm | WATERLWF | 131 | 131 | 131 | 131 | 131 | 131 | 131 | 131 | 131 | 131
Wattle Point Wind Farm | WPWF | 111 | 111 | 111 | 111 | 111 | 111 | 111 | 111 | 111 | 111
Willogoleche Wind Farm | WGWF1 | 119.36 | 119.36 | 119.36 | 119.36 | 119.36 | 119.36 | 119.36 | 119.36 | 119.36 | 119.36
Cattle Hill Wind Farm | CTHLWF1 | 144 | 144 | 144 | 144 | 144 | 144 | 144 | 144 | 144 | 144
Granville Harbour Wind Farm | GRANWF1 | 111.6 | 111.6 | 111.6 | 111.6 | 111.6 | 111.6 | 111.6 | 111.6 | 111.6 | 111.6
Musselroe Wind Farm | MUSSELR1 | 168 | 168 | 168 | 168 | 168 | 168 | 168 | 168 | 168 | 168
Woolnorth Wind Farm | WOOLNTH1 | 140 | 140 | 140 | 140 | 140 | 140 | 140 | 140 | 140 | 140
Ararat Wind Farm | ARWF1 | 240 | 240 | 240 | 240 | 240 | 240 | 240 | 240 | 240 | 240
Bald Hills Wind Farm | BALDHWF1 | 106.6 | 106.6 | 106.6 | 106.6 | 106.6 | 106.6 | 106.6 | 106.6 | 106.6 | 106.6
Bulgana Green Power Hub - Wind Farm | BULGANA1 | 150.024 | 204.4 | 204.4 | 204.4 | 204.4 | 204.4 | 204.4 | 204.4 | 204.4 | 204.4
Challicum Hills Wind Farm | CHALLHWF | 53 | 53 | 53 | 53 | 53 | 53 | 53 | 53 | 53 | 53
Cherry Tree Wind Farm | CHYTWF1 | 57.6 | 57.6 | 57.6 | 57.6 | 57.6 | 57.6 | 57.6 | 57.6 | 57.6 | 57.6
Crowlands Wind Farm | CROWLWF1 | 79.95 | 79.95 | 79.95 | 79.95 | 79.95 | 79.95 | 79.95 | 79.95 | 79.95 | 0
Dundonnell Wind Farm | DUNDWF1 | 168 | 168 | 168 | 168 | 168 | 168 | 168 | 168 | 168 | 168
Dundonnell Wind Farm | DUNDWF2 | 46.2 | 46.2 | 46.2 | 46.2 | 46.2 | 46.2 | 46.2 | 46.2 | 46.2 | 46.2
Dundonnell Wind Farm | DUNDWF3 | 121.8 | 121.8 | 121.8 | 121.8 | 121.8 | 121.8 | 121.8 | 121.8 | 121.8 | 121.8
Elaine Wind Farm | ELAINWF1 | 83.6 | 83.6 | 83.6 | 83.6 | 83.6 | 83.6 | 83.6 | 83.6 | 83.6 | 83.6
Kiata Wind Farm | KiataWF1 | 31.05 | 31.05 | 31.05 | 31.05 | 31.05 | 31.05 | 31.05 | 31.05 | 31.05 | 31.05
Macarthur Wind Farm | MACARTH1 | 420 | 420 | 420 | 420 | 420 | 420 | 420 | 420 | 420 | 420
Moorabool Wind Farm | MOORAWF1 | 29.9936 | 312 | 312 | 312 | 312 | 312 | 312 | 312 | 312 | 312
Mortons Lane Wind Farm | MLWF1 | 20 | 20 | 20 | 20 | 20 | 20 | 20 | 20 | 20 | 20
Mt Gellibrand Wind Farm | MTGELWF1 | 66 | 66 | 132 | 132 | 132 | 132 | 132 | 132 | 132 | 132
Mt Mercer Wind Farm | MERCER01 | 131.2 | 131.2 | 131.2 | 131.2 | 131.2 | 131.2 | 131.2 | 131.2 | 131.2 | 131.2
Murra Warra Wind Farm - stage 1 | MUWAWF1 | 225.7 | 225.7 | 225.7 | 225.7 | 225.7 | 225.7 | 225.7 | 225.7 | 225.7 | 0
Oaklands Hill Wind Farm | OAKLAND1 | 63.008 | 63.008 | 63.008 | 63.008 | 63.008 | 63.008 | 63.008 | 63.008 | 63.008 | 63.008
Portland Wind Farm | PORTWF | 92 | 92 | 92 | 92 | 92 | 92 | 92 | 92 | 92 | 92
Salt Creek Wind Farm | SALTCRK1 | 54 | 54 | 54 | 54 | 54 | 54 | 54 | 54 | 54 | 54
Waubra Wind Farm | WAUBRAWF | 192 | 192 | 192 | 192 | 192 | 192 | 192 | 192 | 192 | 192
Yambuk Wind Farm | YAMBUKWF | 30 | 30 | 30 | 30 | 30 | 30 | 30 | 30 | 30 | 30
Yaloak South Wind Farm | YSWF1 | 29 | 29 | 29 | 29 | 29 | 29 | 29 | 29 | 29 | 29
Yendon Wind Farm | YENDWF1 | 136.8 | 144.4 | 144.4 | 144.4 | 144.4 | 144.4 | 144.4 | 144.4 | 144.4 | 144.4
Berrybank Wind Farm |  | 175.8958 | 175.8958 | 175.8958 | 175.8958 | 175.8958 | 175.8958 | 175.8958 | 175.8958 | 175.8958 | 175.8958
Gullen Range Wind Farm 2 | GULLRWF2 | 110.67 | 110.67 | 110.67 | 110.67 | 110.67 | 110.67 | 110.67 | 110.67 | 110.67 | 110.67
Jemalong Solar | JEMALNG1 | 50 | 50 | 50 | 50 | 50 | 50 | 50 | 50 | 50 | 50
Maryrorough Solar Farm | MARYRSF1 | 27.3 | 27.3 | 27.3 | 27.3 | 27.3 | 27.3 | 27.3 | 27.3 | 27.3 | 0
Stockyard Hill Wind Farm |  | 445 | 527.56 | 527.56 | 527.56 | 527.56 | 527.56 | 527.56 | 527.56 | 527.56 | 527.56
Wellington Solar Farm |  | 169.884 | 169.884 | 169.884 | 169.884 | 169.884 | 169.884 | 169.884 | 169.884 | 169.884 | 169.884
Winton Solar Farm | WINTSF1 | 85 | 85 | 85 | 85 | 85 | 85 | 85 | 85 | 85 | 85
Committed Generators 1
Generator |  | Winter 2021: Winter
|  | 2021 | 2022 | 2023 | 2024 | 2025 | 2026 | 2027 | 2028 | 2029 | 2030
Kurri Kurri | Kurri Kurri 1 | 0 | 0 | 0 | 375 | 375 | 375 | 375 | 375 | 375 | 375
Kurri Kurri | Kurri Kurri 2 | 0 | 0 | 0 | 375 | 375 | 375 | 375 | 375 | 375 | 375
Snapper Point Power Station* | Snapper Point Power Station | 0 | 0 | 146.5 | 146.5 | 146.5 | 146.5 | 146.5 | 146.5 | 146.5 | 146.5
Kidston | Kidston Pumped Storage Hydro 1 | 0 | 0 | 0 | 0 | 125 | 125 | 125 | 125 | 125 | 125
Kidston | Kidston Pumped Storage Hydro 2 | 0 | 0 | 0 | 0 | 125 | 125 | 125 | 125 | 125 | 125
Snowy 2.0 | SNO2PH01 | 0 | 0 | 0 | 0 | 0 | 222 | 333 | 333 | 333 | 333
Snowy 2.0 | SNO2PH03 | 0 | 0 | 0 | 0 | 0 | 222 | 333 | 333 | 333 | 333
Snowy 2.0 | SNO2PH02 | 0 | 0 | 0 | 0 | 0 | 222 | 333 | 333 | 333 | 333
Snowy 2.0 | SNO2PH04 | 0 | 0 | 0 | 0 | 0 | 222 | 333 | 333 | 333 | 333
Snowy 2.0 | SNO2PH05 | 0 | 0 | 0 | 0 | 0 | 222 | 333 | 333 | 333 | 333
Snowy 2.0 | SNO2PH06 | 0 | 0 | 0 | 0 | 0 | 222 | 333 | 333 | 333 | 333
Corowa Solar Farm | CRWASF1 | 22 | 30.008 | 30.008 | 30.008 | 30.008 | 30.008 | 30.008 | 30.008 | 30.008 | 30.008
Gunnedah Solar Farm | GNNDHSF1 | 0 | 110 | 110 | 110 | 110 | 110 | 110 | 110 | 110 | 110
Junee Solar Farm | JUNEESF1 | 0 | 30.008 | 30.008 | 30.008 | 30.008 | 30.008 | 30.008 | 30.008 | 30.008 | 30.008
Metz Solar Farm |  | 0 | 115.02 | 115.02 | 115.02 | 115.02 | 115.02 | 115.02 | 115.02 | 115.02 | 115.02
New England Solar Farm |  | 0 | 0 | 400 | 400 | 400 | 400 | 400 | 400 | 400 | 400
Riverina Solar Farm |  | 0 | 0 | 32.4 | 32.4 | 32.4 | 32.4 | 32.4 | 32.4 | 32.4 | 32.4
Sebastopol Solar Farm |  | 0 | 90 | 90 | 90 | 90 | 90 | 90 | 90 | 90 | 90
Suntop Solar Farm |  | 0 | 150 | 150 | 150 | 150 | 150 | 150 | 150 | 150 | 150
Wagga North Solar Farm | WAGGNSF1 | 0 | 46.376 | 46.376 | 46.376 | 46.376 | 46.376 | 46.376 | 46.376 | 46.376 | 46.376
Bluegrass Solar Farm |  | 0 | 148 | 148 | 148 | 148 | 148 | 148 | 148 | 148 | 148
Columboola Solar Farm |  | 0 | 161.95 | 161.95 | 161.95 | 161.95 | 161.95 | 161.95 | 161.95 | 161.95 | 161.95
Gangarri Solar Farm | GANGARR1 | 11.988 | 119.88 | 119.88 | 119.88 | 119.88 | 119.88 | 119.88 | 119.88 | 119.88 | 119.88
Kennedy Energy Park Solar Farm* | KEPSF1 | 0 | 15 | 15 | 15 | 15 | 15 | 15 | 15 | 15 | 15
Warwick Solar Farm - stage 1 | WARWSF1 | 32.104 | 32.104 | 32.104 | 32.104 | 32.104 | 32.104 | 32.104 | 32.104 | 32.104 | 32.104
Warwick Solar Farm - stage 2 | WARWSF2 | 32.104 | 32.104 | 32.104 | 32.104 | 32.104 | 32.104 | 32.104 | 32.104 | 32.104 | 32.104
Western Downs Green Power Hub |  | 400 | 400 | 400 | 400 | 400 | 400 | 400 | 400 | 400 | 400
Woolooga Solar Farm |  | 0 | 175.953 | 175.953 | 175.953 | 175.953 | 175.953 | 175.953 | 175.953 | 175.953 | 175.953
Adelaide Desalination Plant* | ADPPV1 | 0 | 10.72 | 10.72 | 10.72 | 10.72 | 10.72 | 10.72 | 10.72 | 10.72 | 10.72
Adelaide Desalination Plant | ADPPV2 | 0 | 10.72 | 10.72 | 10.72 | 10.72 | 10.72 | 10.72 | 10.72 | 10.72 | 10.72
Morgan To Whyalla Pipeline No 1 PS And Water Filtration Plant | MWPS1PV1 | 0 | 6.128 | 6.128 | 6.128 | 6.128 | 6.128 | 6.128 | 6.128 | 6.128 | 6.128
Morgan To Whyalla Pipeline No 2 PS | MWPS2PV1 | 0 | 5.86 | 5.86 | 5.86 | 5.86 | 5.86 | 5.86 | 5.86 | 5.86 | 5.86
Morgan To Whyalla Pipeline No 3 PS | MWPS3PV1 | 0 | 7.371 | 7.371 | 7.371 | 7.371 | 7.371 | 7.371 | 7.371 | 7.371 | 7.371
Morgan To Whyalla Pipeline No 4 PS | MWPS4PV1 | 0 | 5.86 | 5.86 | 5.86 | 5.86 | 5.86 | 5.86 | 5.86 | 5.86 | 5.86
Cohuna Solar Farm | COHUNA | 27.265 | 27.265 | 27.265 | 27.265 | 27.265 | 27.265 | 27.265 | 27.265 | 27.265 | 27.265
Bango 999 Wind Farm | BANGOWF2 | 84.8 | 84.8 | 84.8 | 84.8 | 84.8 | 84.8 | 84.8 | 84.8 | 84.8 | 84.8
Kaban Green Power Hub - Wind Farm* |  | 0 | 0 | 149.8 | 149.8 | 149.8 | 149.8 | 149.8 | 149.8 | 149.8 | 149.8
Kennedy Energy Park Wind Farm* | KEPWF1 | 0 | 43.2 | 43.2 | 43.2 | 43.2 | 43.2 | 43.2 | 43.2 | 43.2 | 43.2
Lincoln Gap Wind Farm - stage 2 | LGAPWF1 | 86.4 | 86.4 | 86.4 | 86.4 | 86.4 | 86.4 | 86.4 | 86.4 | 86.4 | 86.4
Murra Warra Wind Farm - stage 2 |  | 0 | 133 | 197.6 | 197.6 | 197.6 | 197.6 | 197.6 | 197.6 | 197.6 | 197.6
Bolivar Waste Water Treatment | BOWWPV1 | 0 | 11.25 | 11.25 | 11.25 | 11.25 | 11.25 | 11.25 | 11.25 | 11.25 | 11.25
Edenvale Solar Park | Edenvale Solar Park | 0 | 0 | 0 | 146 | 146 | 146 | 146 | 146 | 146 | 146
Hillston Sun Farm | Hillston Sun Farm | 0 | 85 | 85 | 85 | 85 | 85 | 85 | 85 | 85 | 85
Mannum Adelaide Pumping Station No 2 - MAPL2 (Palmer) | Mannum Adelaide Pumping Station No 2 - MAPL2 (Palmer) | 0 | 16.8 | 16.8 | 16.8 | 16.8 | 16.8 | 16.8 | 16.8 | 16.8 | 16.8
Mannum Adelaide Pumping Station No 3 - MAPL3 (Kanmantoo) | Mannum Adelaide Pumping Station No 3 - MAPL3 (Kanmantoo) | 0 | 16.62 | 16.62 | 16.62 | 16.62 | 16.62 | 16.62 | 16.62 | 16.62 | 16.62
Moura Solar Farm | Moura Solar Farm | 0 | 81.72 | 81.72 | 81.72 | 81.72 | 81.72 | 81.72 | 81.72 | 81.72 | 81.72
Murray Bridge - Onkaparinga Pipeline Pump 2 | MBPS2PV1 | 0 | 13.746 | 13.746 | 13.746 | 13.746 | 13.746 | 13.746 | 13.746 | 13.746 | 13.746
Port Augusta Renewable Energy Park - Solar | Port Augusta Renewable Energy Park - Solar | 0 | 0 | 79.2 | 79.2 | 79.2 | 79.2 | 79.2 | 79.2 | 79.2 | 79.2
Port Augusta Renewable Energy Park - Wind | Port Augusta Renewable Energy Park - Wind | 0 | 0 | 210 | 210 | 210 | 210 | 210 | 210 | 210 | 210
Wyalong Solar Farm | Wyalong Solar Farm | 0 | 0 | 53.01 | 53.01 | 53.01 | 53.01 | 53.01 | 53.01 | 53.01 | 53.01
Avonlie Solar Farm | Avonlie Solar Farm | 0 | 0 | 189.98 | 189.98 | 189.98 | 189.98 | 189.98 | 189.98 | 189.98 | 189.98
Dulacca Wind Farm | Dulacca Wind Farm | 0 | 0 | 172.989 | 172.989 | 172.989 | 172.989 | 172.989 | 172.989 | 172.989 | 172.989
Rye Park Wind Farm | Rye Park Wind Farm | 0 | 0 | 0 | 386.1 | 386.1 | 386.1 | 386.1 | 386.1 | 386.1 | 386.1
Anticipated Projects 2
Generator |  | Winter 2021: Winter
|  | 2021 | 2022 | 2023 | 2024 | 2025 | 2026 | 2027 | 2028 | 2029 | 2030
Tallawarra B | Tallawarra B | 0 | 0 | 0 | 316 | 316 | 316 | 316 | 316 | 316 | 316
West Wyalong Solar Farm | West Wyalong Solar Farm | 0 | 0 | 90.016 | 90.016 | 90.016 | 90.016 | 90.016 | 90.016 | 90.016 | 90.016
Wollar Solar Farm | Wollar Solar Farm | 0 | 0 | 280 | 280 | 280 | 280 | 280 | 280 | 280 | 280
Aramara Solar Farm | Aramara Solar Farm | 0 | 0 | 101.4 | 101.4 | 101.4 | 101.4 | 101.4 | 101.4 | 101.4 | 101.4
Munna Creek Solar Farm | Munna Creek Solar Farm | 0 | 0 | 154 | 154 | 154 | 154 | 154 | 154 | 154 | 154
Rodds Bay Solar Farm | Rodds Bay Solar Farm | 0 | 0 | 249.7 | 249.7 | 249.7 | 249.7 | 249.7 | 249.7 | 249.7 | 249.7
Christies Beach Wastewater Treatment Plant | CBWWPV1 | 0 | 0 | 4.8 | 4.8 | 4.8 | 4.8 | 4.8 | 4.8 | 4.8 | 4.8
Happy Valley Reservoir | HVWAPV1 | 0 | 0 | 8.34 | 8.34 | 8.34 | 8.34 | 8.34 | 8.34 | 8.34 | 8.34
Mortlake South Wind Farm | Mortlake South Wind Farm | 0 | 0 | 157.5 | 157.5 | 157.5 | 157.5 | 157.5 | 157.5 | 157.5 | 157.5
MacIntyre Wind Farm | MacIntyre Wind Farm | 0 | 0 | 300 | 300 | 300 | 300 | 300 | 300 | 300 | 300
Quorn Park Solar Farm | Quorn Park Solar Farm | 0 | 0 | 80 | 80 | 80 | 80 | 80 | 80 | 80 | 80
Walla Walla Solar Farm | Walla Walla Solar Farm | 0 | 0 | 299.44 | 299.44 | 299.44 | 299.44 | 299.44 | 299.44 | 299.44 | 299.44
Wunghnu Solar Farm | Wunghnu Solar Farm | 0 | 0 | 75 | 75 | 75 | 75 | 75 | 75 | 75 | 75
Yanco Solar Farm | Yanco Solar Farm | 0 | 0 | 60 | 60 | 60 | 60 | 60 | 60 | 60 | 60
Existing, Committed and Anticipated Batteries
Generator |  | Winter 2021: Winter
|  | 2021 | 2022 | 2023 | 2024 | 2025 | 2026 | 2027 | 2028 | 2029 | 2030
Wallgrove Grid Battery project |  | 0 | 50 | 50 | 50 | 50 | 50 | 50 | 50 | 50 | 50
Wandoan South BESS |  | 0 | 100 | 100 | 100 | 100 | 100 | 100 | 100 | 100 | 100
Adelaide Desalination Plant BESS | ADPBA1G | 0 | 6 | 6 | 6 | 6 | 6 | 6 | 6 | 6 | 6
Bolivar Waste Water Treatment BESS | BOWWBA1G | 0 | 0 | 2 | 2 | 2 | 2 | 2 | 2 | 2 | 2
Christies Beach Wastewater Treatment Plant BESS | CBWWBA1G | 0 | 0 | 2.09 | 2.09 | 2.09 | 2.09 | 2.09 | 2.09 | 2.09 | 2.09
Dalrymple North BESS | DALNTH01 | 30 | 30 | 30 | 30 | 30 | 30 | 30 | 30 | 30 | 30
Happy Valley Reservoir BESS | HVWABA1G | 0 | 0 | 4 | 4 | 4 | 4 | 4 | 4 | 4 | 4
Hornsdale Power Reserve Unit 1 | HPRG1 | 150 | 150 | 150 | 150 | 150 | 150 | 150 | 150 | 150 | 150
Lake Bonney BESS1 | LBBG1 | 25 | 25 | 25 | 25 | 25 | 25 | 25 | 25 | 25 | 25
Lincoln Gap Wind Farm - BESS | LGAPWF1 | 0 | 0 | 10 | 10 | 10 | 10 | 10 | 10 | 10 | 10
Torrens Island BESS |  | 0 | 0 | 250 | 250 | 250 | 250 | 250 | 250 | 250 | 250
Ballarat Energy Storage System | BALBG1 | 29.9 | 29.9 | 29.9 | 29.9 | 29.9 | 29.9 | 29.9 | 29.9 | 29.9 | 29.9
Bulgana Green Power Hub - BESS | BULGANA1 | 8 | 20 | 20 | 20 | 20 | 20 | 20 | 20 | 20 | 20
Gannawarra Energy Storage System | GANNBG1 | 25.33 | 25.33 | 25.33 | 25.33 | 25.33 | 25.33 | 25.33 | 25.33 | 25.33 | 25.33
Victorian Big Battery |  | 0 | 300 | 300 | 300 | 300 | 300 | 300 | 300 | 300 | 300
With the introduction of Marinus Link, the capacities of the following generators increase by: 100 MW across the west coast, 130 MW for Tarraleah and 90 MW capacity for Gordon.
Tamar Valley CCGT seasonal rating is based on being in a mothballed state. This unit can be recalled and may be explored in sensitivity analysis.
1. Committed * projects are marked with an "*" and are assumed to commence beyond the T-1 year (at the earliest) according to the ESOO and Reliability Forecasting Methodology.
2. Anticipated projects based on Generation Information update from February 2022.

## Reserves
Go to Assumptions Summary
Initial Regional Reserve
In the Capacity Outlook models each region must have a minimum level of firm capacity available. Firm capacity is allowed to be shared across interconnected regions based on interconnector capabilities and available capacity in neighbouring regions. These reserve requirements are used in capacity outlook models to deliver sufficient capacity to meet reliability requirements, and the resulting capacity is validated through time-sequential modelling. The initial regional reserve requirements are based on the largest generating unit in the July 2021 Generation Information page.
These initial regional reserve requirements are subject to change over time based on detailed analysis of reliability outcomes from time-sequential modelling to ensure the Reliability Standard is maintained. Details are provided in the ISP Methodology.
Region | Initial conditions: Regional Reserve Requirements (MW)
NSW | 705
QLD | 720
SA | 227
TAS | 126
VIC | 550
Note: Regional reserve requirements are based on February 2022 Generation Information 2021-22 summer rating of the largest unit in each region.

## Generation limits
Go to Assumptions Summary
Generator operating limits
Coal minimum stable level are based on AEMO internal analysis of historical generation and operational experience
For Minimum Stable Level values applied to AEMO's Time-sequential model, go to the GPG Minimum Stable Level Sheet. |  |  |  | Link: | GPG Minimum Stable Levels
Coal minimum stable level |  |  | Capacity factor constraints (coal) |  | New entrant coal minimum stable level
Generator Station | Generating unit | Minimum Stable Level (MW) | Generator | Max Capacity Factors (%) | Technology | Min Stable Level (% of nameplate)
Bayswater | BW01 | 250 | NSW Coal | 75 | Black Coal (advanced ultra supercritical PC) | 30%
Bayswater | BW02 | 250 | Notes: |  | Black Coal (advanced ultra supercritical PC) with CCS | 30%
Bayswater | BW03 | 250 | 1. The capacity factor limits are intended to represent a number of factors such as coal rail limitations that broadly impact all generators. |  | Note: Sourced from Aurecon 2020-21 AEMO costs and technical parameter review.
Bayswater | BW04 | 250
Eraring | ER01 | 210
Eraring | ER02 | 210
Eraring | ER03 | 210
Eraring | ER04 | 210
Liddell | LD01 | 240
Liddell | LD02 | 240
Liddell | LD03 | 240
Liddell | LD04 | 240
Mt Piper | MP1 | 270
Mt Piper | MP2 | 270
Vales Point B | VP5 | 250
Vales Point B | VP6 | 250
Callide B | CALL_B_1 | 155
Callide B | CALL_B_2 | 155
Callide C | CPP_3 | 180
Callide C | CPP_4 | 180
Gladstone | GSTONE1 | 110
Gladstone | GSTONE2 | 110
Gladstone | GSTONE3 | 110
Gladstone | GSTONE4 | 110
Gladstone | GSTONE5 | 110
Gladstone | GSTONE6 | 110
Kogan Creek | KPP_1 | 330
Millmerran | MPP_1 | 200
Millmerran | MPP_2 | 200
Stanwell | STAN-1 | 140
Stanwell | STAN-2 | 140
Stanwell | STAN-3 | 140
Stanwell | STAN-4 | 140
Tarong | TARONG#1 | 140
Tarong | TARONG#2 | 140
Tarong | TARONG#3 | 140
Tarong | TARONG#4 | 140
Tarong North | TNPS1 | 180
Loy Yang B | LOYYB1 | 320
Loy Yang B | LOYYB2 | 320
Loy Yang A Power Station | LYA1 | 300
Loy Yang A Power Station | LYA2 | 300
Loy Yang A Power Station | LYA3 | 300
Loy Yang A Power Station | LYA4 | 300
Yallourn | YWPS1 | 200
Yallourn | YWPS2 | 200
Yallourn | YWPS3 | 200
Yallourn | YWPS4 | 200

## Maintenance
Go to Assumptions Summary
Maintenance rate
The percentage of time per year that a generator is expected to be out of service for maintenance.
Existing generators |  |  | New entrant technologies
Generator type | % of time out | Equivalent average days per year on planned outage | Generator type | % of time out | Equivalent average days per year on planned outage
Black Coal | 5.4795 | 20 | Black Coal (advanced ultra supercritical PC) | 2.8767 | 10.5
Brown Coal | 5.4795 | 20 | Black Coal (advanced ultra supercritical PC) with CCS | 2.8767 | 10.5
Hydro | 0.27397 | 1 | OCGT (small GT) | 0.82192 | 3
CCGT | 5.4795 | 20 | OCGT (large GT) | 1.3699 | 5
OCGT | 1.3699 | 5 | CCGT | 3.5068 | 12.8
Gas-powered steam turbine | 0.68493 | 2.5 | CCGT with CCS | 3.5068 | 12.8
Reciprocating Engine | 1.6438 | 6 | Biomass | 6.2466 | 22.8
Large scale Solar PV | 0 | 0 | Large scale Solar PV | 0 | 0
Solar Thermal | 0 | 0 | Solar Thermal (8hrs Storage) | 0 | 0
Battery storage | 0 | 0 | Battery storage (1hr storage) | 0 | 0
Wind | 0 | 0 | Battery storage (2hrs storage) | 0 | 0
Source: GHD cost and technical parameter review |  |  | Battery storage (4hrs storage) | 0 | 0
Note: |  |  | Battery Storage (8hrs storage) | 0 | 0
1. Maintenance for wind and solar technologies has been considered in the renewable generation profiles. |  |  | Wind | 0 | 0
2. Existing hydro plants are using the maintenace rate of new pumped hydro plants. |  |  | Wind - Offshore | 0 | 0
|  |  | Pumped Hydro (8hrs storage) | 0.27397 | 1
|  |  | Pumped Hydro (24hrs storage) | 0.27397 | 1
|  |  | Pumped Hydro (48hrs storage) | 0.27397 | 1
|  |  | BOTN - Cethana | 0.27397 | 1
|  |  | Hydrogen turbine (large) | 1.3699 | 5
Notes:
1. Sourced from Aurecon 2020-21 AEMO costs and technical parameter review.
2. Pumped Hydro assumptions are sourced from GHD 2018 AEMO costs and technical parameter review.
3. Maintenance for wind and solar technologies has been considered within the renewable generation profiles.
4. Battery storage maintenance rate is included in Aurecon's Equivalent forced outage rate (EFOR).

## Generator Reliability Settings
Go to Assumptions Summary
Generator Reliability Settings
Existing generator outage rates are based on the most recent four years of outage data that have been calculated for the 2021 ESOO. The below rates represent a four year average for respective technology types.
The forced outage rates published here, and applied in the ISP use technology aggregations to protect confidentiality. The ESOO applies the station-level forced outage rates.
Long Duration outages reflect full outages with duration of more than 5 months.
Forecast full and partial outage rates are also provided below. All other technology rates reman flat.
Further details on the application of the forced outage rates across publications is provided in the IASR Report.
Existing generators - Long Duration Outages
Fuel Type | Full outage (% of time) | Mean time to repair (hrs)
Brown Coal | 0.59 | 5290
Black Coal NSW | 0.76 | 5568
Black Coal QLD | 0.21 | 4656
All Coal Average | 0.53 | 5330
OCGT | 0.8 | 5580
Existing generators Outages (Outage rates for year 2021-22) | [6 empty] | New entrant technologies
Fuel type | Forced Outage Rate (%) |  | Mean time to repair (hrs) |  | Partial Outage Derating Factor (%) |  | Fuel type | Forced Outage Rate (%) |  | Mean time to repair (hrs) |  | Partial Outage Derating Factor (%)
| Full outage (% of time) | Partial outage (% of time) | Full outage | Partial outage |  |  |  | Full outage (% of time) | Partial outage (% of time) | Full outage | Partial outage
Brown Coal | 6.1898 | 7.6279 | 100.3992 | 9.3403 | 20.411 |  | Black Coal (advanced ultra supercritical PC) | 2 | 6.6667 | 102 | 41 | 30
Black Coal QLD | 4.114 | 13.2369 | 101.6728 | 41.2644 | 22.2214 |  | Black Coal (advanced ultra supercritical PC) with CCS | 2 | 6.6667 | 102 | 41 | 30
Black Coal NSW | 8.4588 | 31.048 | 173.9165 | 45.6265 | 18.3285 |  | OCGT (small GT) | 2 |  | 75
OCGT | 3.7388 | 2.2124 | 22.3351 | 18.682 | 4.1962 |  | OCGT (large GT) | 2 |  | 22
OCGT Small | 6.8245 | 0.20682 | 74.8607 | 13.2562 | 23.1971 |  | CCGT | 3.5 |  | 54
Hydro | 2.6187 | 0.0071682 | 49.375 | 48.4183 | 36.1842 |  | CCGT with CCS | 3.5 |  | 54
CCGT + Steam Turbine | 2.2868 | 2.6026 | 53.786 | 39.6202 | 7.0546 |  | Biomass | 4 |  | 22
Notes: | [6 empty] | Large scale Solar PV
Gas-fired steam turbines: Newport and Torrens Island | [6 empty] | Solar Thermal (8hrs Storage)
Forced Outage Rate (%) - The percentage of time per year that a generator is expected to be out of service due to forced outage. | [6 empty] | Battery storage (1hr storage) | 1.5 |  | 48
Mean time to repair (hrs) - The average time take to return a generating unit to service | [6 empty] | Battery storage (2hrs storage) | 1.5 |  | 48
Partial Outage Derating Factor - The loss of capacity during a partial outage, relative to generator unit rating. If the outage factor is 20%, the generator will operate at 80% capacity during a partial outage. | [6 empty] | Battery storage (4hrs storage) | 1.5 |  | 48
Small OCGT have been classified as less than 150MW, but also includes Colongra GT. Liquid-fuelled and reciprocating engines are also included. | [6 empty] | Battery Storage (8hrs storage) | 1.5 |  | 48
OCGT have been classified as greater than 150MW, but also includes Bell Bay/Tamar OCGT. | [6 empty] | Wind
Outages for wind and solar technologies has been considered in the renewable generation profile. | [6 empty] | Wind - Offshore
[7 empty] | Pumped Hydro (8hrs storage) | 1 |  | 27
[7 empty] | Pumped Hydro (24hrs storage) | 1 |  | 27
[7 empty] | Pumped Hydro (48hrs storage) | 1 |  | 27
[7 empty] | BOTN - Cethana | 1 |  | 27
[7 empty] | Hydrogen turbine (large) | 2 |  | 22
Notes:
1. Sourced from Aurecon 2020-21 AEMO costs and technical parameter review.
2. Pumped Hydro assumptions are sourced from GHD 2018 AEMO costs and technical parameter review.
3. For coal generation, Aurecon's equivalent force outage rate (EFOR) is equally divided between full and partial outage/derating, and a partial outage factor of 30% is assumed. For other technologies the EFOR is used as the FOR.
4. Mean time to repaired is based on existing generator data where possible.
Outage rate projections | [6 empty] | 5. Outages for wind and solar technologies has been considered in the renewable generation profile.
Existing generators Full Outage Rate Forecast (%)
Fuel type | 2021-22 | 2022-23 | 2023-24 | 2024-25 | 2025-26 | 2026-27 | 2027-28 | 2028-29 | 2029-30 | 2030-31
Brown Coal | 6.1898 | 6.1419 | 6.1863 | 6.5223 | 6.5555 | 6.7598 | 7.0213 | See "All Coal Average"
Black Coal NSW | 8.4588 | 6.4889 | 5.1123 | 4.921 | 5.513 | 5.6393 | 6.1008
Black Coal QLD | 4.114 | 4.091 | 4.1617 | 4.1868 | 4.1745 | 4.3234 | 4.5853
All Coal Average | 2028-29: 5.1449; 2029-30: 5.2419; 2030-31: 5.1563
CCGT + Steam Turbine | 2.2868 | 2.3283 | 2.3475 | 2.3456 | 2.335 | 2.335 | 2.3561 | 2.3667 | 2.3772 | 2.3878
Existing generators Partial Outage Rate Forecast (%)
Fuel type | 2021-22 | 2022-23 | 2023-24 | 2024-25 | 2025-26 | 2026-27 | 2027-28 | 2028-29 | 2029-30 | 2030-31
Brown Coal | 7.6279 | 7.6658 | 7.6528 | 8.1929 | 8.7764 | 9.605 | 10.6242 | See "All Coal Average"
Black Coal NSW | 31.048 | 30.3132 | 25.9055 | 23.5084 | 24.0357 | 24.7785 | 25.2286
Black Coal QLD | 13.2369 | 10.8893 | 10.4025 | 10.334 | 10.6886 | 10.7864 | 11.843
All Coal Average | 2028-29: 16.206; 2029-30: 15.6624; 2030-31: 16.4035
CCGT + Steam Turbine | 2.6026 | 2.2412 | 2.2412 | 2.7 | 2.7 | 2.7 | 2.7 | 2.7 | 2.7 | 2.7

## Hydro Climate Factor
Go to Assumptions Summary
Hydro Climate Factor
An inflow adjustment to capture climate risks is applied as a scalar to the historical inflow reference years
AEMO's modelling will apply the Median trajectories by default.
Median Projections
North Queensland | RCP | 2020-21 | 2021-22 | 2022-23 | 2023-24 | 2024-25 | 2025-26 | 2026-27 | 2027-28 | 2028-29 | 2029-30 | 2030-31 | 2031-32 | 2032-33 | 2033-34 | 2034-35 | 2035-36 | 2036-37 | 2037-38 | 2038-39 | 2039-40 | 2040-41 | 2041-42 | 2042-43 | 2043-44 | 2044-45 | 2045-46 | 2046-47 | 2047-48 | 2048-49 | 2049-50 | 2050-51 | 2051-52
Slow Change | 7 | bar: 2020-21 to 2051-52
Steady Progress | 4.5 | bar: 2020-21 to 2051-52
Progressive Change | 4.5 | bar: 2020-21 to 2051-52
Step Change | 2.6 | bar: 2020-21 to 2051-52
Hydrogen Superpower | 1.9 | bar: 2020-21 to 2051-52
South QLD, NSW, VIC | RCP | 2020-21 | 2021-22 | 2022-23 | 2023-24 | 2024-25 | 2025-26 | 2026-27 | 2027-28 | 2028-29 | 2029-30 | 2030-31 | 2031-32 | 2032-33 | 2033-34 | 2034-35 | 2035-36 | 2036-37 | 2037-38 | 2038-39 | 2039-40 | 2040-41 | 2041-42 | 2042-43 | 2043-44 | 2044-45 | 2045-46 | 2046-47 | 2047-48 | 2048-49 | 2049-50 | 2050-51 | 2051-52
Slow Change | 7 | -2.747% | -3.205% | -3.663% | -4.121% | -4.579% | -5.037% | -5.495% | -5.953% | -6.411% | -6.869% | -6.94% | -7.012% | -7.084% | -7.155% | -7.227% | -7.299% | -7.371% | -7.442% | -7.514% | -7.586% | -7.658% | -7.729% | -7.801% | -7.873% | -7.945% | -8.016% | -8.088% | -8.16% | -8.232% | -8.303% | -8.606% | -8.909%
Steady Progress | 4.5 | -2.315% | -2.7% | -3.086% | -3.472% | -3.858% | -4.243% | -4.629% | -5.015% | -5.401% | -5.786% | -5.814% | -5.841% | -5.868% | -5.895% | -5.923% | -5.95% | -5.977% | -6.004% | -6.032% | -6.059% | -6.086% | -6.114% | -6.141% | -6.168% | -6.195% | -6.223% | -6.25% | -6.277% | -6.305% | -6.332% | -6.703% | -7.074%
Progressive Change | 4.5 | -2.315% | -2.7% | -3.086% | -3.472% | -3.858% | -4.243% | -4.629% | -5.015% | -5.401% | -5.786% | -5.814% | -5.841% | -5.868% | -5.895% | -5.923% | -5.95% | -5.977% | -6.004% | -6.032% | -6.059% | -6.086% | -6.114% | -6.141% | -6.168% | -6.195% | -6.223% | -6.25% | -6.277% | -6.305% | -6.332% | -6.703% | -7.074%
Step Change | 2.6 | -1.986% | -2.316% | -2.647% | -2.978% | -3.309% | -3.64% | -3.971% | -4.302% | -4.633% | -4.964% | -4.957% | -4.951% | -4.944% | -4.938% | -4.931% | -4.925% | -4.918% | -4.912% | -4.905% | -4.899% | -4.892% | -4.886% | -4.879% | -4.873% | -4.866% | -4.859% | -4.853% | -4.846% | -4.84% | -4.833% | -5.257% | -5.68%
Hydrogen Superpower | 1.9 | -1.864% | -2.175% | -2.486% | -2.796% | -3.107% | -3.418% | -3.729% | -4.039% | -4.35% | -4.661% | -4.642% | -4.623% | -4.604% | -4.585% | -4.566% | -4.547% | -4.528% | -4.509% | -4.49% | -4.471% | -4.452% | -4.433% | -4.414% | -4.395% | -4.376% | -4.357% | -4.338% | -4.319% | -4.3% | -4.281% | -4.724% | -5.167%
Tasmania | RCP | 2020-21 | 2021-22 | 2022-23 | 2023-24 | 2024-25 | 2025-26 | 2026-27 | 2027-28 | 2028-29 | 2029-30 | 2030-31 | 2031-32 | 2032-33 | 2033-34 | 2034-35 | 2035-36 | 2036-37 | 2037-38 | 2038-39 | 2039-40 | 2040-41 | 2041-42 | 2042-43 | 2043-44 | 2044-45 | 2045-46 | 2046-47 | 2047-48 | 2048-49 | 2049-50 | 2050-51 | 2051-52
Slow Change | 7 | -0.7591% | -0.8856% | -1.012% | -1.139% | -1.265% | -1.392% | -1.518% | -1.645% | -1.771% | -1.898% | -1.945% | -1.992% | -2.039% | -2.087% | -2.134% | -2.181% | -2.228% | -2.276% | -2.323% | -2.37% | -2.417% | -2.465% | -2.512% | -2.559% | -2.606% | -2.654% | -2.701% | -2.748% | -2.795% | -2.843% | -3.048% | -3.254%
Steady Progress | 4.5 | -0.8068% | -0.9412% | -1.076% | -1.21% | -1.345% | -1.479% | -1.614% | -1.748% | -1.882% | -2.017% | -1.989% | -1.961% | -1.933% | -1.905% | -1.877% | -1.849% | -1.821% | -1.793% | -1.765% | -1.737% | -1.709% | -1.681% | -1.654% | -1.626% | -1.598% | -1.57% | -1.542% | -1.514% | -1.486% | -1.458% | -1.464% | -1.469%
Progressive Change | 4.5 | -0.8068% | -0.9412% | -1.076% | -1.21% | -1.345% | -1.479% | -1.614% | -1.748% | -1.882% | -2.017% | -1.989% | -1.961% | -1.933% | -1.905% | -1.877% | -1.849% | -1.821% | -1.793% | -1.765% | -1.737% | -1.709% | -1.681% | -1.654% | -1.626% | -1.598% | -1.57% | -1.542% | -1.514% | -1.486% | -1.458% | -1.464% | -1.469%
Step Change | 2.6 | -0.843% | -0.9835% | -1.124% | -1.264% | -1.405% | -1.545% | -1.686% | -1.826% | -1.967% | -2.107% | -2.022% | -1.937% | -1.852% | -1.767% | -1.682% | -1.597% | -1.512% | -1.427% | -1.342% | -1.256% | -1.171% | -1.086% | -1.001% | -0.9161% | -0.831% | -0.7459% | -0.6608% | -0.5757% | -0.4906% | -0.4055% | -0.4241% | -0.4586%
Hydrogen Superpower | 1.9 | -0.8563% | -0.999% | -1.142% | -1.284% | -1.427% | -1.57% | -1.713% | -1.855% | -1.998% | -2.141% | -2.035% | -1.929% | -1.822% | -1.716% | -1.61% | -1.504% | -1.398% | -1.292% | -1.185% | -1.079% | -0.9731% | -0.867% | -0.7608% | -0.6547% | -0.5485% | -0.4424% | -0.3362% | -0.2301% | -0.1239% | -0.01776% | 0% | 0%

## Hydro Scheme Inflows
Go to Assumptions Summary
Hydroelectric Storage Inflows (GWh)
Queensland and Victoria schemes
Queensland and Victorian schemes will be based on long term historical inflows.
| Jul | Aug | Sep | Oct | Nov | Dec | Jan | Feb | Mar | Apr | May | Jun | Annual Total
Kuranda Weir | 13.6842 | 12.5749 | 9.1537 | 7.2714 | 5.3968 | 23.8685 | 73.4758 | 86.6261 | 133.6105 | 41.8727 | 19.8855 | 15.6965 | 443.1166
Koombooloomba Dam | 37.5498 | 76.1649 | 65.7186 | 52.9959 | 37.6271 | 46.6044 | 16.245 | 22.5565 | 23.7017 | 17.525 | 23.4354 | 41.7507 | 461.8749
Hume | 29.1677 | 35.1461 | 35.3019 | 32.0403 | 20.8144 | 19.426 | 13.3033 | 16.0494 | 17.149 | 11.4519 | 13.7882 | 20.3913 | 264.0295
Dartmouth | 54.9886 | 68.6184 | 67.6569 | 55.859 | 30.8983 | 26.2214 | 11.8367 | 15.9374 | 18.972 | 10.5638 | 18.9116 | 32.2254 | 412.6895
Eildon | 41.3479 | 59.0944 | 39.9019 | 23.1089 | 10.9273 | 13.82 | 3.763 | 3.4013 | 4.5772 | 3.2266 | 7.9526 | 22.6173 | 233.7384
Queensland | Feb: Victoria
Snowy scheme
The Snowy scheme will consider the influence of specific historical reference years. Data used in AEMO's modelling reflects confidential submissions from Snowy Hydro. The data below reflects interpretation of public domain data, and may not match precisely with the confidential data. https://www.snowyhydro.com.au/our-energy/water/inflows/
Modelling of the 2020-21 reference year uses hydro inflow assumptions from 2015-16 due to data availability.
Blowering, Eucumbene and Guthega
Reference Year (FYE) | Jul | Aug | Sep | Oct | Nov | Dec | Jan | Feb | Mar | Apr | May | Jun | Annual Total
2011 | 865.6913 | 527.6107 | 566.5134 | 663.1503 | 347.269 | 485.6217 | 380.4839 | 375.3992 | 113.0974 | 371.6624 | 498.06 | 861.1939 | 6055.753
2012 | 682.0511 | 421.4805 | 446.6444 | 504.7129 | 244.1462 | 340.1259 | 300.053 | 294.2977 | 88.4854 | 290.8707 | 391.582 | 677.1747 | 4681.6243
2013 | 549.7987 | 331.7523 | 348.0947 | 386.6747 | 181.5982 | 270.4208 | 241.4825 | 239.2594 | 72.1848 | 237.1639 | 316.7908 | 547.7091 | 3722.9299
2014 | 512.9528 | 324.3205 | 357.6385 | 439.9052 | 249.8547 | 317.6532 | 226.0187 | 219.4749 | 65.7618 | 216.2862 | 293.4551 | 507.5974 | 3730.9191
2015 | 475.341 | 282.5933 | 295.9449 | 328.7137 | 155.3044 | 238.8956 | 208.5735 | 207.9291 | 62.8622 | 206.47 | 274.4905 | 474.508 | 3211.6263
2016 | 665.0774 | 393.5352 | 408.6738 | 445.0444 | 201.0191 | 319.1451 | 291.737 | 291.3965 | 88.1532 | 289.5098 | 384.32 | 664.3393 | 4441.9507
2017 | 670.3907 | 413.2341 | 441.0653 | 507.4711 | 255.5108 | 353.3879 | 294.8726 | 289.53 | 87.0841 | 286.2484 | 385.0355 | 665.8372 | 4649.6679
2018 | 640.1975 | 383.8116 | 401.0828 | 441.9137 | 204.1451 | 310.8314 | 281.0664 | 279.2292 | 84.3201 | 276.9965 | 369.232 | 638.3369 | 4311.1631
2019 | 482.1982 | 289.0877 | 302.0964 | 332.8504 | 153.7625 | 234.1189 | 211.6999 | 210.3161 | 63.5101 | 208.6344 | 278.1063 | 480.7968 | 3247.1776
2020 | 555.0751 | 332.7789 | 347.7537 | 383.1557 | 177.0014 | 269.5024 | 243.6951 | 242.1022 | 73.1086 | 240.1663 | 320.1379 | 553.4619 | 3737.9392
Dry | 171.4276 | 99.9242 | 103.0243 | 110.6798 | 48.6636 | 81.243 | 75.1234 | 75.4922 | 22.8839 | 75.1319 | 99.2758 | 171.5853 | 1134.455
Snowy
Tasmania
The Tasmanian schemes will consider the influence of specific historical reference years.
Modelling of the 2020-21 reference year uses hydro inflow assumptions from 2015-16 due to data availability.
Reference Year (FYE) | Jul | Aug | Sep | Oct | Nov | Dec | Jan | Feb | Mar | Apr | May | Jun | Annual Total
2011 | 982.1065 | 1510.9521 | 1501.2597 | 882.6177 | 778.4281 | 829.4745 | 489.7261 | 308.0929 | 608.5587 | 549.7578 | 501.0767 | 1427.6891 | 10369.7396
2012 | 1450.6199 | 1683.9834 | 1036.807 | 657.0437 | 667.7885 | 287.2054 | 128.7897 | 116.9636 | 404.5966 | 573.5908 | 1122.7235 | 1121.3978 | 9251.5098
2013 | 971.4607 | 1433.5766 | 1373.6918 | 676.867 | 292.5323 | 241.8663 | 72.5811 | 24.5847 | 321.4089 | 425.5436 | 777.0809 | 505.2903 | 7116.4843
2014 | 1526.377 | 2534.7929 | 1316.2934 | 1673.4488 | 772.0572 | 460.1078 | 314.5188 | 112.8908 | 241.624 | 519.1388 | 927.4249 | 843.928 | 11242.6025
2015 | 1379.578 | 1103.0548 | 696.0691 | 732.2548 | 447.3389 | 269.2251 | 391.2982 | 61.0887 | 440.5098 | 230.7884 | 1405.987 | 1024.2403 | 8181.433
2016 | 1064.1069 | 1397.3511 | 668.5228 | 171.547 | 203.5751 | 203.9501 | 150.3885 | 141.8676 | 168.0803 | 335.762 | 2049.807 | 2052.6787 | 8607.637
2017 | 2200.9302 | 1443.3691 | 943.4581 | 1975.9386 | 996.381 | 404.0091 | 190.5817 | 199.9556 | 118.5768 | 271.8703 | 712.9215 | 577.7077 | 10035.6998
2018 | 1164.959 | 1395.2287 | 1636.4845 | 799.0718 | 283.3647 | 423.063 | 84.6822 | 206.7749 | 531.5248 | 607.4845 | 965.124 | 1075.2177 | 9172.9797
2019 | 2031.9243 | 1754.9172 | 981.7392 | 315.4639 | 506.8569 | 387.0934 | -11.4768 | 205.9508 | 241.2012 | 616.4933 | 944.1092 | 1106.9226 | 9081.1951
2020 | 2287.6441 | 1316.0493 | 853.3929 | 396.2097 | 854.4045 | 660.0899 | 180.6144 | 176.603 | 462.1835 | 1124.2055 | 1002.6674 | 910.0462 | 10224.1103
Dry | 987.6401 | 832.6914 | 998.7018 | 605.5409 | 237.8379 | 156.9579 | 259.5781 | 27.7256 | 167.7432 | 138.034 | 1356.8306 | 537.6442 | 6306.9259
Tasmania

## Build costs
Go to Assumptions Summary
| Capital Cost Projections ($/kW, real 2021 dollars) | [6 empty] | GenCost scenario mapping
| Cost to construct new generation, not including connection costs. | [7 empty] | Step Change | Hydrogen Superpower | Progressive Change | Steady Progress | Slow Change
| These capital cost trajectories are developed by CSIRO's GALLM (see GenCost 2020-21 report for more details) based on the technology specific capital cost estimates provided by Aurecon (2020-21 AEMO costs and technical parameter review). | [6 empty] | GenCost scenario | GenCost High VRE | Hydrogen Superpower | GenCost Central | GenCost Central | GenCost Central
| Wind capital cost projections have been adjusted to capture increasing wind turbine efficiency over time, as provided for on-shore wind by CSIRO and off-shore wind by Aurecon. | [8 empty] | NOTE: The Hydrogen Superpower scenario assumes more accelerated capital cost reductions for large-scale Solar PV compared to the High VRE GenCost scenario, as a key enabler of hydrogen expansion for export.
An error was identified in the approach to adjusting the wind capital cost which has resulted in an increase in capital costs between the Final and Draft IASR.
The capital costs are overnight costs for construction in the Melbourne zone. To calculate the capital costs of these technologies elsewhere in Australia, use the regional cost adjustment factors given in the Regional Cost Factors worksheet.
Extended warranties for battery storage to cover a 20-year battery life are included as part of the fixed operating costs.
The build costs do not include costs associated with expanded transmission access or additional costs incurred when development within a REZ exceeds technology limits. Details on these additional costs are found in the Build limits tab.
NOTE: The hydrogen technologies are only included in one scenario and have been covered in separate sheets at the end of this workbook.
NOTE: The Strong Electrification sensitivity will apply the GenCost High VRE build cost assumptions.
Build costs - Central ($/kW)
|  | Source | 2020-21 | 2021-22 | 2022-23 | 2023-24 | 2024-25 | 2025-26 | 2026-27 | 2027-28 | 2028-29 | 2029-30 | 2030-31 | 2031-32 | 2032-33 | 2033-34 | 2034-35 | 2035-36 | 2036-37 | 2037-38 | 2038-39 | 2039-40 | 2040-41 | 2041-42 | 2042-43 | 2043-44 | 2044-45 | 2045-46 | 2046-47 | 2047-48 | 2048-49 | 2049-50 | 2050-51
GenCost Central Black Coal (advanced ultra supercritical PC) | Black Coal (advanced ultra supercritical PC) | CSIRO GenCost 2021 | 4614.65 | 4605.317 | 4595.984 | 4586.651 | 4577.318 | 4569.022 | 4559.689 | 4550.356 | 4541.023 | 4531.69 | 4523.394 | 4514.061 | 4504.728 | 4496.432 | 4487.099 | 4477.766 | 4469.47 | 4460.137 | 4450.804 | 4442.508 | 4433.175 | 4424.879 | 4415.546 | 4407.25 | 4397.917 | 4389.621 | 4380.288 | 4371.992 | 4362.659 | 4354.363 | 4350.215
GenCost Central Black Coal (advanced ultra supercritical PC) with CCS | Black Coal (advanced ultra supercritical PC) with CCS | CSIRO GenCost 2021 | 9655.507 | 9640.989 | 9626.471 | 9611.953 | 9597.435 | 9582.917 | 9568.399 | 9553.881 | 9539.363 | 9524.845 | 9510.327 | 9496.846 | 9482.328 | 9467.81 | 9453.292 | 9439.811 | 9425.293 | 9410.775 | 9396.257 | 9382.776 | 9368.258 | 9354.777 | 9340.259 | 9326.778 | 9312.26 | 9298.779 | 9284.261 | 9270.78 | 9256.262 | 9242.781 | 9235.522
GenCost Central OCGT (small GT) | OCGT (small GT) | CSIRO GenCost 2021 | 1519.205 | 1516.094 | 1512.983 | 1509.872 | 1506.761 | 1503.65 | 1500.539 | 1497.428 | 1494.317 | 1491.206 | 1489.132 | 1486.021 | 1482.91 | 1479.799 | 1476.688 | 1473.577 | 1470.466 | 1468.392 | 1465.281 | 1462.17 | 1459.059 | 1455.948 | 1452.837 | 1450.763 | 1447.652 | 1444.541 | 1441.43 | 1438.319 | 1436.245 | 1433.134 | 1432.097
GenCost Central OCGT (large GT) | OCGT (large GT) | CSIRO GenCost 2021 | 905.301 | 903.227 | 901.153 | 900.116 | 898.042 | 895.968 | 893.894 | 892.857 | 890.783 | 888.709 | 887.672 | 885.598 | 883.524 | 881.45 | 880.413 | 878.339 | 876.265 | 875.228 | 873.154 | 871.08 | 870.043 | 867.969 | 865.895 | 864.858 | 862.784 | 860.71 | 859.673 | 857.599 | 855.525 | 854.488 | 852.414
GenCost Central CCGT | CCGT | CSIRO GenCost 2021 | 1807.491 | 1804.38 | 1800.232 | 1797.121 | 1792.973 | 1789.862 | 1785.714 | 1782.603 | 1778.455 | 1775.344 | 1772.233 | 1768.085 | 1764.974 | 1760.826 | 1757.715 | 1753.567 | 1750.456 | 1747.345 | 1743.197 | 1740.086 | 1736.975 | 1732.827 | 1729.716 | 1726.605 | 1722.457 | 1719.346 | 1716.235 | 1712.087 | 1708.976 | 1705.865 | 1703.791
GenCost Central CCGT with CCS | CCGT with CCS | CSIRO GenCost 2021 | 4558.652 | 4553.467 | 4549.319 | 4544.134 | 4539.986 | 4535.838 | 4530.653 | 4526.505 | 4522.357 | 4517.172 | 4513.024 | 4508.876 | 4503.691 | 4499.543 | 4495.395 | 4491.247 | 4486.062 | 4481.914 | 4477.766 | 4473.618 | 4468.433 | 4464.285 | 4460.137 | 4455.989 | 4450.804 | 4446.656 | 4442.508 | 4438.36 | 4434.212 | 4430.064 | 4427.99
GenCost Central Biomass | Biomass | CSIRO GenCost 2021 | 7533.805 | 7528.62 | 7524.472 | 7522.398 | 7522.398 | 7522.398 | 7522.398 | 7522.398 | 7522.398 | 7522.398 | 7522.398 | 7521.361 | 7521.361 | 7521.361 | 7521.361 | 7521.361 | 7521.361 | 7521.361 | 7521.361 | 7521.361 | 7521.361 | 7521.361 | 7521.361 | 7521.361 | 7521.361 | 7521.361 | 7521.361 | 7521.361 | 7521.361 | 7521.361 | 7521.361
GenCost Central Large scale Solar PV | Large scale Solar PV | CSIRO GenCost 2021 | 1560.685 | 1408.246 | 1304.546 | 1249.585 | 1200.846 | 1154.181 | 1109.59 | 1068.11 | 1031.815 | 998.631 | 967.521 | 943.67 | 925.004 | 910.486 | 897.005 | 875.228 | 856.562 | 837.896 | 829.6 | 820.267 | 806.786 | 788.12 | 765.306 | 742.492 | 721.752 | 701.012 | 685.457 | 673.013 | 661.606 | 653.31 | 647.088
GenCost Central Solar Thermal (8hrs Storage) | Solar Thermal (8hrs Storage) | CSIRO GenCost 2021 | 7685.207 | 7550.397 | 7470.548 | 7404.18 | 7345.071 | 7241.371 | 7135.597 | 7012.194 | 6903.309 | 6813.09 | 6736.352 | 6669.984 | 6612.949 | 6562.136 | 6518.582 | 6479.176 | 6443.918 | 6411.771 | 6383.772 | 6357.847 | 6312.219 | 6248.962 | 6168.076 | 6094.449 | 6026.007 | 5963.787 | 5905.715 | 5852.828 | 5803.052 | 5757.424 | 5734.61
GenCost Central Battery storage (1hr storage) | Battery storage (1hr storage) | CSIRO GenCost 2021 | 818.193 | 791.231 | 768.417 | 744.566 | 726.937 | 705.16 | 686.494 | 668.865 | 641.903 | 614.941 | 587.979 | 562.054 | 535.092 | 518.5 | 501.908 | 484.279 | 469.761 | 454.206 | 440.725 | 427.244 | 414.8 | 405.467 | 395.097 | 383.69 | 372.283 | 361.913 | 351.543 | 342.21 | 331.84 | 322.507 | 312.137
GenCost Central Battery storage (2hrs storage) | Battery storage (2hrs storage) | CSIRO GenCost 2021 | 1097.146 | 1055.666 | 1022.482 | 987.224 | 962.336 | 931.226 | 904.264 | 881.45 | 842.044 | 800.564 | 761.158 | 719.678 | 680.272 | 657.458 | 634.644 | 611.83 | 593.164 | 572.424 | 555.832 | 539.24 | 524.722 | 514.352 | 501.908 | 489.464 | 477.02 | 464.576 | 454.206 | 443.836 | 433.466 | 423.096 | 412.726
GenCost Central Battery storage (4hrs storage) | Battery storage (4hrs storage) | CSIRO GenCost 2021 | 1746.308 | 1671.644 | 1613.572 | 1551.352 | 1514.02 | 1455.948 | 1414.468 | 1372.988 | 1306.62 | 1231.956 | 1161.44 | 1090.924 | 1016.26 | 983.076 | 945.744 | 908.412 | 879.376 | 850.34 | 825.452 | 800.564 | 779.824 | 767.38 | 754.936 | 734.196 | 721.752 | 705.16 | 692.716 | 680.272 | 667.828 | 659.532 | 647.088
GenCost Central Battery storage (8hrs storage) | Battery storage (8hrs storage) | CSIRO GenCost 2021 | 3077.816 | 2936.784 | 2828.936 | 2712.792 | 2646.424 | 2546.872 | 2463.912 | 2397.544 | 2264.808 | 2123.776 | 1991.04 | 1858.304 | 1725.568 | 1659.2 | 1601.128 | 1534.76 | 1484.984 | 1426.912 | 1385.432 | 1343.952 | 1310.768 | 1294.176 | 1277.584 | 1252.696 | 1227.808 | 1211.216 | 1186.328 | 1178.032 | 1161.44 | 1144.848 | 1128.256
GenCost Central Wind | Wind | CSIRO GenCost 2021 | 2023.187 | 2005.5665 | 1989.119 | 1975.8786 | 1964.7862 | 1953.7836 | 1942.8697 | 1933.0513 | 1922.3076 | 1911.6496 | 1894.5539 | 1885.119 | 1874.774 | 1862.5492 | 1849.4431 | 1835.4659 | 1823.5345 | 1811.6948 | 1800.9074 | 1789.2445 | 1770.9368 | 1759.519 | 1749.1305 | 1738.8199 | 1729.5225 | 1720.2943 | 1712.064 | 1702.9683 | 1693.9395 | 1684.0576 | 1669.9848
GenCost Central Wind - offshore | Wind - offshore | CSIRO GenCost 2021 | 5984.527 | 5764.5349 | 5579.4854 | 5447.0066 | 5342.4685 | 5249.2684 | 5162.186 | 5085.7479 | 5025.2032 | 4964.2288 | 4903.756 | 4844.6733 | 4788.7246 | 4734.9187 | 4682.3085 | 4630.8545 | 4580.5192 | 4484.657 | 4358.1359 | 4211.8792 | 4156.296 | 4131.408 | 4124.7712 | 4119.7936 | 4116.4752 | 4109.0088 | 4096.5648 | 4072.5064 | 4055.9144 | 4032.6856 | 4026.0488
GenCost Central Hydrogen turbine (large) | Hydrogen turbine (large) | CSIRO GenCost 2021 | 1194.624 | 1190.476 | 1188.402 | 1186.328 | 1184.254 | 1181.143 | 1179.069 | 1176.995 | 1174.921 | 1171.81 | 1170.773 | 1167.662 | 1164.551 | 1162.477 | 1160.403 | 1158.329 | 1155.218 | 1154.181 | 1152.107 | 1147.959 | 1146.922 | 1144.848 | 1141.737 | 1140.7 | 1137.589 | 1134.478 | 1133.441 | 1130.33 | 1128.256 | 1127.219 | 1124.108
Build costs - High VRE ($/kW) | bar: 2020-21 to 2039-40; 2049-50 to 2050-51
|  | Source | 2020-21 | 2021-22 | 2022-23 | 2023-24 | 2024-25 | 2025-26 | 2026-27 | 2027-28 | 2028-29 | 2029-30 | 2030-31 | 2031-32 | 2032-33 | 2033-34 | 2034-35 | 2035-36 | 2036-37 | 2037-38 | 2038-39 | 2039-40 | 2040-41 | 2041-42 | 2042-43 | 2043-44 | 2044-45 | 2045-46 | 2046-47 | 2047-48 | 2048-49 | 2049-50 | 2050-51
GenCost High VRE Black Coal (advanced ultra supercritical PC) | Black Coal (advanced ultra supercritical PC) | CSIRO GenCost 2021 | 4614.65 | 4605.317 | 4595.984 | 4586.651 | 4577.318 | 4569.022 | 4559.689 | 4550.356 | 4541.023 | 4531.69 | 4523.394 | 4514.061 | 4504.728 | 4496.432 | 4487.099 | 4477.766 | 4469.47 | 4460.137 | 4450.804 | 4442.508 | 4433.175 | 4424.879 | 4415.546 | 4407.25 | 4397.917 | 4389.621 | 4380.288 | 4371.992 | 4362.659 | 4354.363 | 4350.215
GenCost High VRE Black Coal (advanced ultra supercritical PC) with CCS | Black Coal (advanced ultra supercritical PC) with CCS | CSIRO GenCost 2021 | 9655.507 | 9640.989 | 9626.471 | 9611.953 | 9597.435 | 9582.917 | 9568.399 | 9553.881 | 9539.363 | 9524.845 | 9510.327 | 9496.846 | 9482.328 | 9467.81 | 9453.292 | 9439.811 | 9425.293 | 9410.775 | 9396.257 | 9382.776 | 9368.258 | 9354.777 | 9340.259 | 9326.778 | 9312.26 | 9298.779 | 9284.261 | 9270.78 | 9256.262 | 9242.781 | 9235.522
GenCost High VRE OCGT (small GT) | OCGT (small GT) | CSIRO GenCost 2021 | 1519.205 | 1516.094 | 1512.983 | 1509.872 | 1506.761 | 1503.65 | 1500.539 | 1497.428 | 1494.317 | 1491.206 | 1489.132 | 1486.021 | 1482.91 | 1479.799 | 1476.688 | 1473.577 | 1470.466 | 1468.392 | 1465.281 | 1462.17 | 1459.059 | 1455.948 | 1452.837 | 1450.763 | 1447.652 | 1444.541 | 1441.43 | 1438.319 | 1436.245 | 1433.134 | 1432.097
GenCost High VRE OCGT (large GT) | OCGT (large GT) | CSIRO GenCost 2021 | 905.301 | 903.227 | 901.153 | 900.116 | 898.042 | 895.968 | 893.894 | 892.857 | 890.783 | 888.709 | 887.672 | 885.598 | 883.524 | 881.45 | 880.413 | 878.339 | 876.265 | 875.228 | 873.154 | 871.08 | 870.043 | 867.969 | 865.895 | 864.858 | 862.784 | 860.71 | 859.673 | 857.599 | 855.525 | 854.488 | 852.414
GenCost High VRE CCGT | CCGT | CSIRO GenCost 2021 | 1807.491 | 1804.38 | 1800.232 | 1797.121 | 1792.973 | 1789.862 | 1785.714 | 1782.603 | 1778.455 | 1775.344 | 1772.233 | 1768.085 | 1764.974 | 1760.826 | 1757.715 | 1753.567 | 1750.456 | 1747.345 | 1743.197 | 1740.086 | 1736.975 | 1732.827 | 1729.716 | 1726.605 | 1722.457 | 1719.346 | 1716.235 | 1712.087 | 1708.976 | 1705.865 | 1703.791
GenCost High VRE CCGT with CCS | CCGT with CCS | CSIRO GenCost 2021 | 4558.652 | 4553.467 | 4549.319 | 4544.134 | 4539.986 | 4535.838 | 4530.653 | 4526.505 | 4522.357 | 4517.172 | 4513.024 | 4508.876 | 4503.691 | 4499.543 | 4495.395 | 4491.247 | 4486.062 | 4481.914 | 4477.766 | 4473.618 | 4468.433 | 4464.285 | 4460.137 | 4455.989 | 4450.804 | 4446.656 | 4442.508 | 4438.36 | 4434.212 | 4430.064 | 4427.99
GenCost High VRE Biomass | Biomass | CSIRO GenCost 2021 | 7533.805 | 7528.62 | 7524.472 | 7522.398 | 7522.398 | 7522.398 | 7522.398 | 7522.398 | 7522.398 | 7522.398 | 7522.398 | 7522.398 | 7522.398 | 7522.398 | 7522.398 | 7522.398 | 7522.398 | 7522.398 | 7522.398 | 7522.398 | 7522.398 | 7522.398 | 7522.398 | 7522.398 | 7522.398 | 7522.398 | 7522.398 | 7522.398 | 7522.398 | 7522.398 | 7522.398
GenCost High VRE Large scale Solar PV | Large scale Solar PV | CSIRO GenCost 2021 | 1560.685 | 1254.77 | 1057.74 | 984.113 | 936.411 | 906.338 | 880.413 | 858.636 | 835.822 | 815.082 | 796.416 | 785.009 | 769.454 | 757.01 | 727.974 | 705.16 | 669.902 | 638.792 | 609.756 | 592.127 | 590.053 | 586.942 | 583.831 | 580.72 | 578.646 | 575.535 | 573.461 | 569.313 | 565.165 | 555.832 | 551.684
GenCost High VRE Solar Thermal (8hrs Storage) | Solar Thermal (8hrs Storage) | CSIRO GenCost 2021 | 7685.207 | 7659.282 | 7602.247 | 7464.326 | 7242.408 | 6995.602 | 6797.535 | 6664.799 | 6532.063 | 6363.032 | 6188.816 | 6042.599 | 5952.38 | 5867.346 | 5804.089 | 5735.647 | 5685.871 | 5632.984 | 5585.282 | 5507.507 | 5427.658 | 5328.106 | 5250.331 | 5163.223 | 5105.151 | 5051.227 | 5017.006 | 4985.896 | 4959.971 | 4936.12 | 4923.676
GenCost High VRE Battery storage (1hr storage) | Battery storage (1hr storage) | CSIRO GenCost 2021 | 818.193 | 746.64 | 697.901 | 647.088 | 609.756 | 577.609 | 549.61 | 524.722 | 503.982 | 479.094 | 457.317 | 437.614 | 425.17 | 411.689 | 399.245 | 386.801 | 374.357 | 361.913 | 349.469 | 337.025 | 324.581 | 312.137 | 300.73 | 288.286 | 275.842 | 264.435 | 251.991 | 239.547 | 228.14 | 215.696 | 204.289
GenCost High VRE Battery storage (2hrs storage) | Battery storage (2hrs storage) | CSIRO GenCost 2021 | 1097.146 | 978.928 | 902.19 | 821.304 | 763.232 | 715.53 | 676.124 | 640.866 | 611.83 | 576.572 | 547.536 | 522.648 | 508.13 | 495.686 | 481.168 | 468.724 | 454.206 | 441.762 | 429.318 | 414.8 | 402.356 | 389.912 | 377.468 | 365.024 | 352.58 | 340.136 | 327.692 | 315.248 | 302.804 | 290.36 | 277.916
GenCost High VRE Battery storage (4hrs storage) | Battery storage (4hrs storage) | CSIRO GenCost 2021 | 1746.308 | 1518.168 | 1377.136 | 1227.808 | 1124.108 | 1037 | 970.632 | 912.56 | 866.932 | 808.86 | 759.084 | 721.752 | 705.16 | 688.568 | 676.124 | 659.532 | 642.94 | 630.496 | 613.904 | 601.46 | 584.868 | 572.424 | 559.98 | 543.388 | 530.944 | 518.5 | 506.056 | 489.464 | 477.02 | 464.576 | 452.132
GenCost High VRE Battery storage (8hrs storage) | Battery storage (8hrs storage) | CSIRO GenCost 2021 | 3077.816 | 2638.128 | 2364.36 | 2074 | 1874.896 | 1717.272 | 1592.832 | 1484.984 | 1410.32 | 1302.472 | 1211.216 | 1144.848 | 1119.96 | 1103.368 | 1086.776 | 1061.888 | 1045.296 | 1028.704 | 1003.816 | 987.224 | 970.632 | 954.04 | 937.448 | 920.856 | 904.264 | 887.672 | 871.08 | 854.488 | 837.896 | 821.304 | 804.712
GenCost High VRE Wind | Wind | CSIRO GenCost 2021 | 2023.187 | 2005.5665 | 1991.176 | 1977.9272 | 1959.6855 | 1938.5434 | 1916.56 | 1896.7688 | 1881.1512 | 1866.6578 | 1847.934 | 1835.7186 | 1824.5832 | 1813.5348 | 1802.5723 | 1791.6948 | 1779.9324 | 1769.2257 | 1759.5625 | 1749.9731 | 1731.9628 | 1720.6921 | 1709.5062 | 1694.6444 | 1679.8936 | 1665.2524 | 1657.2259 | 1648.3325 | 1640.4272 | 1631.6606 | 1618.8814
GenCost High VRE Wind - offshore | Wind - offshore | CSIRO GenCost 2021 | 5984.527 | 5840.2763 | 5690.6306 | 5538.7876 | 5401.5774 | 5277.485 | 5164.1082 | 5060.1102 | 4962.3413 | 4871.5088 | 4786.4544 | 4706.0729 | 4629.3094 | 4556.9276 | 4487.9056 | 4422.1327 | 4359.5029 | 4298.22 | 4229.8568 | 4153.8072 | 4113.9864 | 4077.484 | 4042.6408 | 4011.116 | 3982.08 | 3953.8736 | 3928.156 | 3904.0976 | 3881.6984 | 3860.1288 | 3849.344
GenCost High VRE Hydrogen turbine (large) | Hydrogen turbine (large) | CSIRO GenCost 2021 | 1194.624 | 1190.476 | 1188.402 | 1186.328 | 1184.254 | 1181.143 | 1179.069 | 1176.995 | 1174.921 | 1171.81 | 1170.773 | 1167.662 | 1164.551 | 1162.477 | 1160.403 | 1158.329 | 1155.218 | 1154.181 | 1152.107 | 1147.959 | 1146.922 | 1144.848 | 1141.737 | 1140.7 | 1137.589 | 1134.478 | 1133.441 | 1130.33 | 1128.256 | 1127.219 | 1124.108
Build costs - Hydrogen Superpower ($/kW)
|  | Source | 2020-21 | 2021-22 | 2022-23 | 2023-24 | 2024-25 | 2025-26 | 2026-27 | 2027-28 | 2028-29 | 2029-30 | 2030-31 | 2031-32 | 2032-33 | 2033-34 | 2034-35 | 2035-36 | 2036-37 | 2037-38 | 2038-39 | 2039-40 | 2040-41 | 2041-42 | 2042-43 | 2043-44 | 2044-45 | 2045-46 | 2046-47 | 2047-48 | 2048-49 | 2049-50 | 2050-51
Hydrogen Superpower Black Coal (advanced ultra supercritical PC) | Black Coal (advanced ultra supercritical PC) | CSIRO GenCost 2021: High VRE | 4614.65 | 4605.317 | 4595.984 | 4586.651 | 4577.318 | 4569.022 | 4559.689 | 4550.356 | 4541.023 | 4531.69 | 4523.394 | 4514.061 | 4504.728 | 4496.432 | 4487.099 | 4477.766 | 4469.47 | 4460.137 | 4450.804 | 4442.508 | 4433.175 | 4424.879 | 4415.546 | 4407.25 | 4397.917 | 4389.621 | 4380.288 | 4371.992 | 4362.659 | 4354.363 | 4350.215
Hydrogen Superpower Black Coal (advanced ultra supercritical PC) with CCS | Black Coal (advanced ultra supercritical PC) with CCS | CSIRO GenCost 2021: High VRE | 9655.507 | 9640.989 | 9626.471 | 9611.953 | 9597.435 | 9582.917 | 9568.399 | 9553.881 | 9539.363 | 9524.845 | 9510.327 | 9496.846 | 9482.328 | 9467.81 | 9453.292 | 9439.811 | 9425.293 | 9410.775 | 9396.257 | 9382.776 | 9368.258 | 9354.777 | 9340.259 | 9326.778 | 9312.26 | 9298.779 | 9284.261 | 9270.78 | 9256.262 | 9242.781 | 9235.522
Hydrogen Superpower OCGT (small GT) | OCGT (small GT) | CSIRO GenCost 2021: High VRE | 1519.205 | 1516.094 | 1512.983 | 1509.872 | 1506.761 | 1503.65 | 1500.539 | 1497.428 | 1494.317 | 1491.206 | 1489.132 | 1486.021 | 1482.91 | 1479.799 | 1476.688 | 1473.577 | 1470.466 | 1468.392 | 1465.281 | 1462.17 | 1459.059 | 1455.948 | 1452.837 | 1450.763 | 1447.652 | 1444.541 | 1441.43 | 1438.319 | 1436.245 | 1433.134 | 1432.097
Hydrogen Superpower OCGT (large GT) | OCGT (large GT) | CSIRO GenCost 2021: High VRE | 905.301 | 903.227 | 901.153 | 900.116 | 898.042 | 895.968 | 893.894 | 892.857 | 890.783 | 888.709 | 887.672 | 885.598 | 883.524 | 881.45 | 880.413 | 878.339 | 876.265 | 875.228 | 873.154 | 871.08 | 870.043 | 867.969 | 865.895 | 864.858 | 862.784 | 860.71 | 859.673 | 857.599 | 855.525 | 854.488 | 852.414
Hydrogen Superpower CCGT | CCGT | CSIRO GenCost 2021: High VRE | 1807.491 | 1804.38 | 1800.232 | 1797.121 | 1792.973 | 1789.862 | 1785.714 | 1782.603 | 1778.455 | 1775.344 | 1772.233 | 1768.085 | 1764.974 | 1760.826 | 1757.715 | 1753.567 | 1750.456 | 1747.345 | 1743.197 | 1740.086 | 1736.975 | 1732.827 | 1729.716 | 1726.605 | 1722.457 | 1719.346 | 1716.235 | 1712.087 | 1708.976 | 1705.865 | 1703.791
Hydrogen Superpower CCGT with CCS | CCGT with CCS | CSIRO GenCost 2021: High VRE | 4558.652 | 4553.467 | 4549.319 | 4544.134 | 4539.986 | 4535.838 | 4530.653 | 4526.505 | 4522.357 | 4517.172 | 4513.024 | 4508.876 | 4503.691 | 4499.543 | 4495.395 | 4491.247 | 4486.062 | 4481.914 | 4477.766 | 4473.618 | 4468.433 | 4464.285 | 4460.137 | 4455.989 | 4450.804 | 4446.656 | 4442.508 | 4438.36 | 4434.212 | 4430.064 | 4427.99
Hydrogen Superpower Biomass | Biomass | CSIRO GenCost 2021: High VRE | 7533.805 | 7528.62 | 7524.472 | 7522.398 | 7522.398 | 7522.398 | 7522.398 | 7522.398 | 7522.398 | 7522.398 | 7522.398 | 7522.398 | 7522.398 | 7522.398 | 7522.398 | 7522.398 | 7522.398 | 7522.398 | 7522.398 | 7522.398 | 7522.398 | 7522.398 | 7522.398 | 7522.398 | 7522.398 | 7522.398 | 7522.398 | 7522.398 | 7522.398 | 7522.398 | 7522.398
Hydrogen Superpower Large scale Solar PV | Large scale Solar PV | CSIRO GenCost 2021 - see Note | 1560.685 | 1254.77 | 1021.7993 | 809.2961 | 731.9779 | 674.3206 | 629.1299 | 592.4395 | 561.8564 | 535.8392 | 513.3431 | 508.3945 | 494.4584 | 486.7363 | 475.0465 | 472.0465 | 469.0465 | 466.0465 | 463.0465 | 460.0465 | 457.0465 | 454.0465 | 451.0465 | 448.0465 | 445.0465 | 442.0465 | 439.0465 | 436.0465 | 433.0465 | 430.0465 | 427.0465
Hydrogen Superpower Solar Thermal (8hrs Storage) | Solar Thermal (8hrs Storage) | CSIRO GenCost 2021: High VRE | 7685.207 | 7659.282 | 7602.247 | 7464.326 | 7242.408 | 6995.602 | 6797.535 | 6664.799 | 6532.063 | 6363.032 | 6188.816 | 6042.599 | 5952.38 | 5867.346 | 5804.089 | 5735.647 | 5685.871 | 5632.984 | 5585.282 | 5507.507 | 5427.658 | 5328.106 | 5250.331 | 5163.223 | 5105.151 | 5051.227 | 5017.006 | 4985.896 | 4959.971 | 4936.12 | 4923.676
Hydrogen Superpower Battery storage (1hr storage) | Battery storage (1hr storage) | CSIRO GenCost 2021: High VRE | 818.193 | 746.64 | 697.901 | 647.088 | 609.756 | 577.609 | 549.61 | 524.722 | 503.982 | 479.094 | 457.317 | 437.614 | 425.17 | 411.689 | 399.245 | 386.801 | 374.357 | 361.913 | 349.469 | 337.025 | 324.581 | 312.137 | 300.73 | 288.286 | 275.842 | 264.435 | 251.991 | 239.547 | 228.14 | 215.696 | 204.289
Hydrogen Superpower Battery storage (2hrs storage) | Battery storage (2hrs storage) | CSIRO GenCost 2021: High VRE | 1097.146 | 978.928 | 902.19 | 821.304 | 763.232 | 715.53 | 676.124 | 640.866 | 611.83 | 576.572 | 547.536 | 522.648 | 508.13 | 495.686 | 481.168 | 468.724 | 454.206 | 441.762 | 429.318 | 414.8 | 402.356 | 389.912 | 377.468 | 365.024 | 352.58 | 340.136 | 327.692 | 315.248 | 302.804 | 290.36 | 277.916
Hydrogen Superpower Battery storage (4hrs storage) | Battery storage (4hrs storage) | CSIRO GenCost 2021: High VRE | 1746.308 | 1518.168 | 1377.136 | 1227.808 | 1124.108 | 1037 | 970.632 | 912.56 | 866.932 | 808.86 | 759.084 | 721.752 | 705.16 | 688.568 | 676.124 | 659.532 | 642.94 | 630.496 | 613.904 | 601.46 | 584.868 | 572.424 | 559.98 | 543.388 | 530.944 | 518.5 | 506.056 | 489.464 | 477.02 | 464.576 | 452.132
Hydrogen Superpower Battery storage (8hrs storage) | Battery storage (8hrs storage) | CSIRO GenCost 2021: High VRE | 3077.816 | 2638.128 | 2364.36 | 2074 | 1874.896 | 1717.272 | 1592.832 | 1484.984 | 1410.32 | 1302.472 | 1211.216 | 1144.848 | 1119.96 | 1103.368 | 1086.776 | 1061.888 | 1045.296 | 1028.704 | 1003.816 | 987.224 | 970.632 | 954.04 | 937.448 | 920.856 | 904.264 | 887.672 | 871.08 | 854.488 | 837.896 | 821.304 | 804.712
Hydrogen Superpower Wind | Wind | CSIRO GenCost 2021: High VRE | 2023.187 | 2005.5665 | 1991.176 | 1977.9272 | 1959.6855 | 1938.5434 | 1916.56 | 1896.7688 | 1881.1512 | 1866.6578 | 1847.934 | 1835.7186 | 1824.5832 | 1813.5348 | 1802.5723 | 1791.6948 | 1779.9324 | 1769.2257 | 1759.5625 | 1749.9731 | 1731.9628 | 1720.6921 | 1709.5062 | 1694.6444 | 1679.8936 | 1665.2524 | 1657.2259 | 1648.3325 | 1640.4272 | 1631.6606 | 1618.8814
Hydrogen Superpower Wind - offshore | Wind - offshore | CSIRO GenCost 2021: High VRE | 5984.527 | 5840.2763 | 5690.6306 | 5538.7876 | 5401.5774 | 5277.485 | 5164.1082 | 5060.1102 | 4962.3413 | 4871.5088 | 4786.4544 | 4706.0729 | 4629.3094 | 4556.9276 | 4487.9056 | 4422.1327 | 4359.5029 | 4298.22 | 4229.8568 | 4153.8072 | 4113.9864 | 4077.484 | 4042.6408 | 4011.116 | 3982.08 | 3953.8736 | 3928.156 | 3904.0976 | 3881.6984 | 3860.1288 | 3849.344
Hydrogen Superpower Hydrogen turbine (large) | Hydrogen turbine (large) | CSIRO GenCost 2021: High VRE | 1194.624 | 1190.476 | 1188.402 | 1186.328 | 1184.254 | 1181.143 | 1179.069 | 1176.995 | 1174.921 | 1171.81 | 1170.773 | 1167.662 | 1164.551 | 1162.477 | 1160.403 | 1158.329 | 1155.218 | 1154.181 | 1152.107 | 1147.959 | 1146.922 | 1144.848 | 1141.737 | 1140.7 | 1137.589 | 1134.478 | 1133.441 | 1130.33 | 1128.256 | 1127.219 | 1124.108
Hydrogen Superpower NOTE: The Hydrogen Superpower scenario assumes more accelerated capital cost reductions for large-scale Solar PV compared to the High VRE GenCost scenario, as a key enabler of hydrogen expansion for export. | NOTE: The Hydrogen Superpower scenario assumes more accelerated capital cost reductions for large-scale Solar PV compared to the High VRE GenCost scenario, as a key enabler of hydrogen expansion for export. | bar: 2020-21 to 2039-40; 2049-50 to 2050-51
Build costs - Pumped hydro energy storage ($/kW) | Build costs - Pumped hydro energy storage ($/kW)
|  | Source | 2020-21 | 2021-22 | 2022-23 | 2023-24 | 2024-25 | 2025-26 | 2026-27 | 2027-28 | 2028-29 | 2029-30 | 2030-31 | 2031-32 | 2032-33 | 2033-34 | 2034-35 | 2035-36 | 2036-37 | 2037-38 | 2038-39 | 2039-40 | 2040-41 | 2041-42 | 2042-43 | 2043-44 | 2044-45 | 2045-46 | 2046-47 | 2047-48 | 2048-49 | 2049-50 | 2050-51
Entura (2018) Pumped Hydro (8hrs storage) | Pumped Hydro (8hrs storage) | Entura (2018) | 2524.8839 | 2520.3901 | 2515.8962 | 2512.4394 | 2507.9455 | 2503.7972 | 2499.3034 | 2495.1551 | 2490.6612 | 2486.513 | 2482.0191 | 2477.8708 | 2473.3769 | 2469.2287 | 2465.0804 | 2461.278 | 2457.1297 | 2452.6359 | 2448.4876 | 2444.3393 | 2439.8455 | 2435.6972 | 2431.8948 | 2427.7465 | 2423.5982 | 2419.1044 | 2414.9561 | 2411.4993 | 2407.0054 | 2402.8572 | 2398.7089
Entura (2018) Pumped Hydro (24hrs storage) | Pumped Hydro (24hrs storage) | Entura (2018) | 3543.2363 | 3537.0146 | 3530.793 | 3524.5713 | 3518.3496 | 3513.1649 | 3506.9433 | 3500.7216 | 3494.4999 | 3489.3152 | 3483.0936 | 3476.8719 | 3470.6502 | 3465.4655 | 3459.2439 | 3453.0222 | 3447.8375 | 3441.6158 | 3435.3941 | 3430.2094 | 3423.9878 | 3417.7661 | 3412.5814 | 3406.3597 | 3400.1381 | 3394.9533 | 3388.7317 | 3383.547 | 3377.3253 | 3372.1406 | 3365.9189
Entura (2018) Pumped Hydro (48hrs storage) | Pumped Hydro (48hrs storage) | Entura (2018) | 5322.7283 | 5313.3956 | 5304.063 | 5294.7303 | 5286.4346 | 5277.1019 | 5267.7693 | 5259.4736 | 5250.1409 | 5240.8082 | 5232.5125 | 5223.1799 | 5213.8472 | 5205.5515 | 5196.2189 | 5187.9232 | 5178.5905 | 5170.2948 | 5160.9621 | 5152.6664 | 5143.3338 | 5135.0381 | 5125.7054 | 5117.4097 | 5109.114 | 5099.7814 | 5091.4857 | 5082.153 | 5073.8573 | 5065.5616 | 5056.2289
| BOTN - Cethana (20hrs storage) | Hydro Tasmania | 1800 | 1800 | 1800 | 1800 | 1800 | 1800 | 1800 | 1800 | 1800 | 1800 | 1800 | 1800 | 1800 | 1800 | 1800 | 1800 | 1800 | 1800 | 1800 | 1800 | 1800 | 1800 | 1800 | 1800 | 1800 | 1800 | 1800 | 1800 | 1800 | 1800 | 1800
Build cost by technology ($/kW)
|  | Scenario | 2020-21 | 2021-22 | 2022-23 | 2023-24 | 2024-25 | 2025-26 | 2026-27 | 2027-28 | 2028-29 | 2029-30 | 2030-31 | 2031-32 | 2032-33 | 2033-34 | 2034-35 | 2035-36 | 2036-37 | 2037-38 | 2038-39 | 2039-40 | 2040-41 | 2041-42 | 2042-43 | 2043-44 | 2044-45 | 2045-46 | 2046-47 | 2047-48 | 2048-49 | 2049-50 | 2050-51
GenCost Central Black Coal (advanced ultra supercritical PC) | Black Coal (advanced ultra supercritical PC) | GenCost Central | 4614.65 | 4605.317 | 4595.984 | 4586.651 | 4577.318 | 4569.022 | 4559.689 | 4550.356 | 4541.023 | 4531.69 | 4523.394 | 4514.061 | 4504.728 | 4496.432 | 4487.099 | 4477.766 | 4469.47 | 4460.137 | 4450.804 | 4442.508 | 4433.175 | 4424.879 | 4415.546 | 4407.25 | 4397.917 | 4389.621 | 4380.288 | 4371.992 | 4362.659 | 4354.363 | 4350.215
GenCost High VRE Black Coal (advanced ultra supercritical PC) | Black Coal (advanced ultra supercritical PC) | GenCost High VRE | 4614.65 | 4605.317 | 4595.984 | 4586.651 | 4577.318 | 4569.022 | 4559.689 | 4550.356 | 4541.023 | 4531.69 | 4523.394 | 4514.061 | 4504.728 | 4496.432 | 4487.099 | 4477.766 | 4469.47 | 4460.137 | 4450.804 | 4442.508 | 4433.175 | 4424.879 | 4415.546 | 4407.25 | 4397.917 | 4389.621 | 4380.288 | 4371.992 | 4362.659 | 4354.363 | 4350.215
Step Change Black Coal (advanced ultra supercritical PC) | Black Coal (advanced ultra supercritical PC) | Step Change | 4614.65 | 4605.317 | 4595.984 | 4586.651 | 4577.318 | 4569.022 | 4559.689 | 4550.356 | 4541.023 | 4531.69 | 4523.394 | 4514.061 | 4504.728 | 4496.432 | 4487.099 | 4477.766 | 4469.47 | 4460.137 | 4450.804 | 4442.508 | 4433.175 | 4424.879 | 4415.546 | 4407.25 | 4397.917 | 4389.621 | 4380.288 | 4371.992 | 4362.659 | 4354.363 | 4350.215
Hydrogen Superpower Black Coal (advanced ultra supercritical PC) | Black Coal (advanced ultra supercritical PC) | Hydrogen Superpower | 4614.65 | 4605.317 | 4595.984 | 4586.651 | 4577.318 | 4569.022 | 4559.689 | 4550.356 | 4541.023 | 4531.69 | 4523.394 | 4514.061 | 4504.728 | 4496.432 | 4487.099 | 4477.766 | 4469.47 | 4460.137 | 4450.804 | 4442.508 | 4433.175 | 4424.879 | 4415.546 | 4407.25 | 4397.917 | 4389.621 | 4380.288 | 4371.992 | 4362.659 | 4354.363 | 4350.215
Progressive Change Black Coal (advanced ultra supercritical PC) | Black Coal (advanced ultra supercritical PC) | Progressive Change | 4614.65 | 4605.317 | 4595.984 | 4586.651 | 4577.318 | 4569.022 | 4559.689 | 4550.356 | 4541.023 | 4531.69 | 4523.394 | 4514.061 | 4504.728 | 4496.432 | 4487.099 | 4477.766 | 4469.47 | 4460.137 | 4450.804 | 4442.508 | 4433.175 | 4424.879 | 4415.546 | 4407.25 | 4397.917 | 4389.621 | 4380.288 | 4371.992 | 4362.659 | 4354.363 | 4350.215
Steady Progress Black Coal (advanced ultra supercritical PC) | Black Coal (advanced ultra supercritical PC) | Steady Progress | 4614.65 | 4605.317 | 4595.984 | 4586.651 | 4577.318 | 4569.022 | 4559.689 | 4550.356 | 4541.023 | 4531.69 | 4523.394 | 4514.061 | 4504.728 | 4496.432 | 4487.099 | 4477.766 | 4469.47 | 4460.137 | 4450.804 | 4442.508 | 4433.175 | 4424.879 | 4415.546 | 4407.25 | 4397.917 | 4389.621 | 4380.288 | 4371.992 | 4362.659 | 4354.363 | 4350.215
Slow Change Black Coal (advanced ultra supercritical PC) | Black Coal (advanced ultra supercritical PC) | Slow Change | 4614.65 | 4605.317 | 4595.984 | 4586.651 | 4577.318 | 4569.022 | 4559.689 | 4550.356 | 4541.023 | 4531.69 | 4523.394 | 4514.061 | 4504.728 | 4496.432 | 4487.099 | 4477.766 | 4469.47 | 4460.137 | 4450.804 | 4442.508 | 4433.175 | 4424.879 | 4415.546 | 4407.25 | 4397.917 | 4389.621 | 4380.288 | 4371.992 | 4362.659 | 4354.363 | 4350.215
|  | Scenario | 2020-21 | 2021-22 | 2022-23 | 2023-24 | 2024-25 | 2025-26 | 2026-27 | 2027-28 | 2028-29 | 2029-30 | 2030-31 | 2031-32 | 2032-33 | 2033-34 | 2034-35 | 2035-36 | 2036-37 | 2037-38 | 2038-39 | 2039-40 | 2040-41 | 2041-42 | 2042-43 | 2043-44 | 2044-45 | 2045-46 | 2046-47 | 2047-48 | 2048-49 | 2049-50 | 2050-51
GenCost Central Black Coal (advanced ultra supercritical PC) with CCS | Black Coal (advanced ultra supercritical PC) with CCS | GenCost Central | 9655.507 | 9640.989 | 9626.471 | 9611.953 | 9597.435 | 9582.917 | 9568.399 | 9553.881 | 9539.363 | 9524.845 | 9510.327 | 9496.846 | 9482.328 | 9467.81 | 9453.292 | 9439.811 | 9425.293 | 9410.775 | 9396.257 | 9382.776 | 9368.258 | 9354.777 | 9340.259 | 9326.778 | 9312.26 | 9298.779 | 9284.261 | 9270.78 | 9256.262 | 9242.781 | 9235.522
GenCost High VRE Black Coal (advanced ultra supercritical PC) with CCS | Black Coal (advanced ultra supercritical PC) with CCS | GenCost High VRE | 9655.507 | 9640.989 | 9626.471 | 9611.953 | 9597.435 | 9582.917 | 9568.399 | 9553.881 | 9539.363 | 9524.845 | 9510.327 | 9496.846 | 9482.328 | 9467.81 | 9453.292 | 9439.811 | 9425.293 | 9410.775 | 9396.257 | 9382.776 | 9368.258 | 9354.777 | 9340.259 | 9326.778 | 9312.26 | 9298.779 | 9284.261 | 9270.78 | 9256.262 | 9242.781 | 9235.522
Step Change Black Coal (advanced ultra supercritical PC) with CCS | Black Coal (advanced ultra supercritical PC) with CCS | Step Change | 9655.507 | 9640.989 | 9626.471 | 9611.953 | 9597.435 | 9582.917 | 9568.399 | 9553.881 | 9539.363 | 9524.845 | 9510.327 | 9496.846 | 9482.328 | 9467.81 | 9453.292 | 9439.811 | 9425.293 | 9410.775 | 9396.257 | 9382.776 | 9368.258 | 9354.777 | 9340.259 | 9326.778 | 9312.26 | 9298.779 | 9284.261 | 9270.78 | 9256.262 | 9242.781 | 9235.522
Hydrogen Superpower Black Coal (advanced ultra supercritical PC) with CCS | Black Coal (advanced ultra supercritical PC) with CCS | Hydrogen Superpower | 9655.507 | 9640.989 | 9626.471 | 9611.953 | 9597.435 | 9582.917 | 9568.399 | 9553.881 | 9539.363 | 9524.845 | 9510.327 | 9496.846 | 9482.328 | 9467.81 | 9453.292 | 9439.811 | 9425.293 | 9410.775 | 9396.257 | 9382.776 | 9368.258 | 9354.777 | 9340.259 | 9326.778 | 9312.26 | 9298.779 | 9284.261 | 9270.78 | 9256.262 | 9242.781 | 9235.522
Progressive Change Black Coal (advanced ultra supercritical PC) with CCS | Black Coal (advanced ultra supercritical PC) with CCS | Progressive Change | 9655.507 | 9640.989 | 9626.471 | 9611.953 | 9597.435 | 9582.917 | 9568.399 | 9553.881 | 9539.363 | 9524.845 | 9510.327 | 9496.846 | 9482.328 | 9467.81 | 9453.292 | 9439.811 | 9425.293 | 9410.775 | 9396.257 | 9382.776 | 9368.258 | 9354.777 | 9340.259 | 9326.778 | 9312.26 | 9298.779 | 9284.261 | 9270.78 | 9256.262 | 9242.781 | 9235.522
Steady Progress Black Coal (advanced ultra supercritical PC) with CCS | Black Coal (advanced ultra supercritical PC) with CCS | Steady Progress | 9655.507 | 9640.989 | 9626.471 | 9611.953 | 9597.435 | 9582.917 | 9568.399 | 9553.881 | 9539.363 | 9524.845 | 9510.327 | 9496.846 | 9482.328 | 9467.81 | 9453.292 | 9439.811 | 9425.293 | 9410.775 | 9396.257 | 9382.776 | 9368.258 | 9354.777 | 9340.259 | 9326.778 | 9312.26 | 9298.779 | 9284.261 | 9270.78 | 9256.262 | 9242.781 | 9235.522
Slow Change Black Coal (advanced ultra supercritical PC) with CCS | Black Coal (advanced ultra supercritical PC) with CCS | Slow Change | 9655.507 | 9640.989 | 9626.471 | 9611.953 | 9597.435 | 9582.917 | 9568.399 | 9553.881 | 9539.363 | 9524.845 | 9510.327 | 9496.846 | 9482.328 | 9467.81 | 9453.292 | 9439.811 | 9425.293 | 9410.775 | 9396.257 | 9382.776 | 9368.258 | 9354.777 | 9340.259 | 9326.778 | 9312.26 | 9298.779 | 9284.261 | 9270.78 | 9256.262 | 9242.781 | 9235.522
|  | Scenario | 2020-21 | 2021-22 | 2022-23 | 2023-24 | 2024-25 | 2025-26 | 2026-27 | 2027-28 | 2028-29 | 2029-30 | 2030-31 | 2031-32 | 2032-33 | 2033-34 | 2034-35 | 2035-36 | 2036-37 | 2037-38 | 2038-39 | 2039-40 | 2040-41 | 2041-42 | 2042-43 | 2043-44 | 2044-45 | 2045-46 | 2046-47 | 2047-48 | 2048-49 | 2049-50 | 2050-51
GenCost Central OCGT (small GT) | OCGT (small GT) | GenCost Central | 1519.205 | 1516.094 | 1512.983 | 1509.872 | 1506.761 | 1503.65 | 1500.539 | 1497.428 | 1494.317 | 1491.206 | 1489.132 | 1486.021 | 1482.91 | 1479.799 | 1476.688 | 1473.577 | 1470.466 | 1468.392 | 1465.281 | 1462.17 | 1459.059 | 1455.948 | 1452.837 | 1450.763 | 1447.652 | 1444.541 | 1441.43 | 1438.319 | 1436.245 | 1433.134 | 1432.097
GenCost High VRE OCGT (small GT) | OCGT (small GT) | GenCost High VRE | 1519.205 | 1516.094 | 1512.983 | 1509.872 | 1506.761 | 1503.65 | 1500.539 | 1497.428 | 1494.317 | 1491.206 | 1489.132 | 1486.021 | 1482.91 | 1479.799 | 1476.688 | 1473.577 | 1470.466 | 1468.392 | 1465.281 | 1462.17 | 1459.059 | 1455.948 | 1452.837 | 1450.763 | 1447.652 | 1444.541 | 1441.43 | 1438.319 | 1436.245 | 1433.134 | 1432.097
Step Change OCGT (small GT) | OCGT (small GT) | Step Change | 1519.205 | 1516.094 | 1512.983 | 1509.872 | 1506.761 | 1503.65 | 1500.539 | 1497.428 | 1494.317 | 1491.206 | 1489.132 | 1486.021 | 1482.91 | 1479.799 | 1476.688 | 1473.577 | 1470.466 | 1468.392 | 1465.281 | 1462.17 | 1459.059 | 1455.948 | 1452.837 | 1450.763 | 1447.652 | 1444.541 | 1441.43 | 1438.319 | 1436.245 | 1433.134 | 1432.097
Hydrogen Superpower OCGT (small GT) | OCGT (small GT) | Hydrogen Superpower | 1519.205 | 1516.094 | 1512.983 | 1509.872 | 1506.761 | 1503.65 | 1500.539 | 1497.428 | 1494.317 | 1491.206 | 1489.132 | 1486.021 | 1482.91 | 1479.799 | 1476.688 | 1473.577 | 1470.466 | 1468.392 | 1465.281 | 1462.17 | 1459.059 | 1455.948 | 1452.837 | 1450.763 | 1447.652 | 1444.541 | 1441.43 | 1438.319 | 1436.245 | 1433.134 | 1432.097
Progressive Change OCGT (small GT) | OCGT (small GT) | Progressive Change | 1519.205 | 1516.094 | 1512.983 | 1509.872 | 1506.761 | 1503.65 | 1500.539 | 1497.428 | 1494.317 | 1491.206 | 1489.132 | 1486.021 | 1482.91 | 1479.799 | 1476.688 | 1473.577 | 1470.466 | 1468.392 | 1465.281 | 1462.17 | 1459.059 | 1455.948 | 1452.837 | 1450.763 | 1447.652 | 1444.541 | 1441.43 | 1438.319 | 1436.245 | 1433.134 | 1432.097
Steady Progress OCGT (small GT) | OCGT (small GT) | Steady Progress | 1519.205 | 1516.094 | 1512.983 | 1509.872 | 1506.761 | 1503.65 | 1500.539 | 1497.428 | 1494.317 | 1491.206 | 1489.132 | 1486.021 | 1482.91 | 1479.799 | 1476.688 | 1473.577 | 1470.466 | 1468.392 | 1465.281 | 1462.17 | 1459.059 | 1455.948 | 1452.837 | 1450.763 | 1447.652 | 1444.541 | 1441.43 | 1438.319 | 1436.245 | 1433.134 | 1432.097
Slow Change OCGT (small GT) | OCGT (small GT) | Slow Change | 1519.205 | 1516.094 | 1512.983 | 1509.872 | 1506.761 | 1503.65 | 1500.539 | 1497.428 | 1494.317 | 1491.206 | 1489.132 | 1486.021 | 1482.91 | 1479.799 | 1476.688 | 1473.577 | 1470.466 | 1468.392 | 1465.281 | 1462.17 | 1459.059 | 1455.948 | 1452.837 | 1450.763 | 1447.652 | 1444.541 | 1441.43 | 1438.319 | 1436.245 | 1433.134 | 1432.097
|  | Scenario | 2020-21 | 2021-22 | 2022-23 | 2023-24 | 2024-25 | 2025-26 | 2026-27 | 2027-28 | 2028-29 | 2029-30 | 2030-31 | 2031-32 | 2032-33 | 2033-34 | 2034-35 | 2035-36 | 2036-37 | 2037-38 | 2038-39 | 2039-40 | 2040-41 | 2041-42 | 2042-43 | 2043-44 | 2044-45 | 2045-46 | 2046-47 | 2047-48 | 2048-49 | 2049-50 | 2050-51
GenCost Central OCGT (large GT) | OCGT (large GT) | GenCost Central | 905.301 | 903.227 | 901.153 | 900.116 | 898.042 | 895.968 | 893.894 | 892.857 | 890.783 | 888.709 | 887.672 | 885.598 | 883.524 | 881.45 | 880.413 | 878.339 | 876.265 | 875.228 | 873.154 | 871.08 | 870.043 | 867.969 | 865.895 | 864.858 | 862.784 | 860.71 | 859.673 | 857.599 | 855.525 | 854.488 | 852.414
GenCost High VRE OCGT (large GT) | OCGT (large GT) | GenCost High VRE | 905.301 | 903.227 | 901.153 | 900.116 | 898.042 | 895.968 | 893.894 | 892.857 | 890.783 | 888.709 | 887.672 | 885.598 | 883.524 | 881.45 | 880.413 | 878.339 | 876.265 | 875.228 | 873.154 | 871.08 | 870.043 | 867.969 | 865.895 | 864.858 | 862.784 | 860.71 | 859.673 | 857.599 | 855.525 | 854.488 | 852.414
Step Change OCGT (large GT) | OCGT (large GT) | Step Change | 905.301 | 903.227 | 901.153 | 900.116 | 898.042 | 895.968 | 893.894 | 892.857 | 890.783 | 888.709 | 887.672 | 885.598 | 883.524 | 881.45 | 880.413 | 878.339 | 876.265 | 875.228 | 873.154 | 871.08 | 870.043 | 867.969 | 865.895 | 864.858 | 862.784 | 860.71 | 859.673 | 857.599 | 855.525 | 854.488 | 852.414
Hydrogen Superpower OCGT (large GT) | OCGT (large GT) | Hydrogen Superpower | 905.301 | 903.227 | 901.153 | 900.116 | 898.042 | 895.968 | 893.894 | 892.857 | 890.783 | 888.709 | 887.672 | 885.598 | 883.524 | 881.45 | 880.413 | 878.339 | 876.265 | 875.228 | 873.154 | 871.08 | 870.043 | 867.969 | 865.895 | 864.858 | 862.784 | 860.71 | 859.673 | 857.599 | 855.525 | 854.488 | 852.414
Progressive Change OCGT (large GT) | OCGT (large GT) | Progressive Change | 905.301 | 903.227 | 901.153 | 900.116 | 898.042 | 895.968 | 893.894 | 892.857 | 890.783 | 888.709 | 887.672 | 885.598 | 883.524 | 881.45 | 880.413 | 878.339 | 876.265 | 875.228 | 873.154 | 871.08 | 870.043 | 867.969 | 865.895 | 864.858 | 862.784 | 860.71 | 859.673 | 857.599 | 855.525 | 854.488 | 852.414
Steady Progress OCGT (large GT) | OCGT (large GT) | Steady Progress | 905.301 | 903.227 | 901.153 | 900.116 | 898.042 | 895.968 | 893.894 | 892.857 | 890.783 | 888.709 | 887.672 | 885.598 | 883.524 | 881.45 | 880.413 | 878.339 | 876.265 | 875.228 | 873.154 | 871.08 | 870.043 | 867.969 | 865.895 | 864.858 | 862.784 | 860.71 | 859.673 | 857.599 | 855.525 | 854.488 | 852.414
Slow Change OCGT (large GT) | OCGT (large GT) | Slow Change | 905.301 | 903.227 | 901.153 | 900.116 | 898.042 | 895.968 | 893.894 | 892.857 | 890.783 | 888.709 | 887.672 | 885.598 | 883.524 | 881.45 | 880.413 | 878.339 | 876.265 | 875.228 | 873.154 | 871.08 | 870.043 | 867.969 | 865.895 | 864.858 | 862.784 | 860.71 | 859.673 | 857.599 | 855.525 | 854.488 | 852.414
|  | Scenario | 2020-21 | 2021-22 | 2022-23 | 2023-24 | 2024-25 | 2025-26 | 2026-27 | 2027-28 | 2028-29 | 2029-30 | 2030-31 | 2031-32 | 2032-33 | 2033-34 | 2034-35 | 2035-36 | 2036-37 | 2037-38 | 2038-39 | 2039-40 | 2040-41 | 2041-42 | 2042-43 | 2043-44 | 2044-45 | 2045-46 | 2046-47 | 2047-48 | 2048-49 | 2049-50 | 2050-51
GenCost Central CCGT | CCGT | GenCost Central | 1807.491 | 1804.38 | 1800.232 | 1797.121 | 1792.973 | 1789.862 | 1785.714 | 1782.603 | 1778.455 | 1775.344 | 1772.233 | 1768.085 | 1764.974 | 1760.826 | 1757.715 | 1753.567 | 1750.456 | 1747.345 | 1743.197 | 1740.086 | 1736.975 | 1732.827 | 1729.716 | 1726.605 | 1722.457 | 1719.346 | 1716.235 | 1712.087 | 1708.976 | 1705.865 | 1703.791
GenCost High VRE CCGT | CCGT | GenCost High VRE | 1807.491 | 1804.38 | 1800.232 | 1797.121 | 1792.973 | 1789.862 | 1785.714 | 1782.603 | 1778.455 | 1775.344 | 1772.233 | 1768.085 | 1764.974 | 1760.826 | 1757.715 | 1753.567 | 1750.456 | 1747.345 | 1743.197 | 1740.086 | 1736.975 | 1732.827 | 1729.716 | 1726.605 | 1722.457 | 1719.346 | 1716.235 | 1712.087 | 1708.976 | 1705.865 | 1703.791
Step Change CCGT | CCGT | Step Change | 1807.491 | 1804.38 | 1800.232 | 1797.121 | 1792.973 | 1789.862 | 1785.714 | 1782.603 | 1778.455 | 1775.344 | 1772.233 | 1768.085 | 1764.974 | 1760.826 | 1757.715 | 1753.567 | 1750.456 | 1747.345 | 1743.197 | 1740.086 | 1736.975 | 1732.827 | 1729.716 | 1726.605 | 1722.457 | 1719.346 | 1716.235 | 1712.087 | 1708.976 | 1705.865 | 1703.791
Hydrogen Superpower CCGT | CCGT | Hydrogen Superpower | 1807.491 | 1804.38 | 1800.232 | 1797.121 | 1792.973 | 1789.862 | 1785.714 | 1782.603 | 1778.455 | 1775.344 | 1772.233 | 1768.085 | 1764.974 | 1760.826 | 1757.715 | 1753.567 | 1750.456 | 1747.345 | 1743.197 | 1740.086 | 1736.975 | 1732.827 | 1729.716 | 1726.605 | 1722.457 | 1719.346 | 1716.235 | 1712.087 | 1708.976 | 1705.865 | 1703.791
Progressive Change CCGT | CCGT | Progressive Change | 1807.491 | 1804.38 | 1800.232 | 1797.121 | 1792.973 | 1789.862 | 1785.714 | 1782.603 | 1778.455 | 1775.344 | 1772.233 | 1768.085 | 1764.974 | 1760.826 | 1757.715 | 1753.567 | 1750.456 | 1747.345 | 1743.197 | 1740.086 | 1736.975 | 1732.827 | 1729.716 | 1726.605 | 1722.457 | 1719.346 | 1716.235 | 1712.087 | 1708.976 | 1705.865 | 1703.791
Steady Progress CCGT | CCGT | Steady Progress | 1807.491 | 1804.38 | 1800.232 | 1797.121 | 1792.973 | 1789.862 | 1785.714 | 1782.603 | 1778.455 | 1775.344 | 1772.233 | 1768.085 | 1764.974 | 1760.826 | 1757.715 | 1753.567 | 1750.456 | 1747.345 | 1743.197 | 1740.086 | 1736.975 | 1732.827 | 1729.716 | 1726.605 | 1722.457 | 1719.346 | 1716.235 | 1712.087 | 1708.976 | 1705.865 | 1703.791
Slow Change CCGT | CCGT | Slow Change | 1807.491 | 1804.38 | 1800.232 | 1797.121 | 1792.973 | 1789.862 | 1785.714 | 1782.603 | 1778.455 | 1775.344 | 1772.233 | 1768.085 | 1764.974 | 1760.826 | 1757.715 | 1753.567 | 1750.456 | 1747.345 | 1743.197 | 1740.086 | 1736.975 | 1732.827 | 1729.716 | 1726.605 | 1722.457 | 1719.346 | 1716.235 | 1712.087 | 1708.976 | 1705.865 | 1703.791
|  | Scenario | 2020-21 | 2021-22 | 2022-23 | 2023-24 | 2024-25 | 2025-26 | 2026-27 | 2027-28 | 2028-29 | 2029-30 | 2030-31 | 2031-32 | 2032-33 | 2033-34 | 2034-35 | 2035-36 | 2036-37 | 2037-38 | 2038-39 | 2039-40 | 2040-41 | 2041-42 | 2042-43 | 2043-44 | 2044-45 | 2045-46 | 2046-47 | 2047-48 | 2048-49 | 2049-50 | 2050-51
GenCost Central CCGT with CCS | CCGT with CCS | GenCost Central | 4558.652 | 4553.467 | 4549.319 | 4544.134 | 4539.986 | 4535.838 | 4530.653 | 4526.505 | 4522.357 | 4517.172 | 4513.024 | 4508.876 | 4503.691 | 4499.543 | 4495.395 | 4491.247 | 4486.062 | 4481.914 | 4477.766 | 4473.618 | 4468.433 | 4464.285 | 4460.137 | 4455.989 | 4450.804 | 4446.656 | 4442.508 | 4438.36 | 4434.212 | 4430.064 | 4427.99
GenCost High VRE CCGT with CCS | CCGT with CCS | GenCost High VRE | 4558.652 | 4553.467 | 4549.319 | 4544.134 | 4539.986 | 4535.838 | 4530.653 | 4526.505 | 4522.357 | 4517.172 | 4513.024 | 4508.876 | 4503.691 | 4499.543 | 4495.395 | 4491.247 | 4486.062 | 4481.914 | 4477.766 | 4473.618 | 4468.433 | 4464.285 | 4460.137 | 4455.989 | 4450.804 | 4446.656 | 4442.508 | 4438.36 | 4434.212 | 4430.064 | 4427.99
Step Change CCGT with CCS | CCGT with CCS | Step Change | 4558.652 | 4553.467 | 4549.319 | 4544.134 | 4539.986 | 4535.838 | 4530.653 | 4526.505 | 4522.357 | 4517.172 | 4513.024 | 4508.876 | 4503.691 | 4499.543 | 4495.395 | 4491.247 | 4486.062 | 4481.914 | 4477.766 | 4473.618 | 4468.433 | 4464.285 | 4460.137 | 4455.989 | 4450.804 | 4446.656 | 4442.508 | 4438.36 | 4434.212 | 4430.064 | 4427.99
Hydrogen Superpower CCGT with CCS | CCGT with CCS | Hydrogen Superpower | 4558.652 | 4553.467 | 4549.319 | 4544.134 | 4539.986 | 4535.838 | 4530.653 | 4526.505 | 4522.357 | 4517.172 | 4513.024 | 4508.876 | 4503.691 | 4499.543 | 4495.395 | 4491.247 | 4486.062 | 4481.914 | 4477.766 | 4473.618 | 4468.433 | 4464.285 | 4460.137 | 4455.989 | 4450.804 | 4446.656 | 4442.508 | 4438.36 | 4434.212 | 4430.064 | 4427.99
Progressive Change CCGT with CCS | CCGT with CCS | Progressive Change | 4558.652 | 4553.467 | 4549.319 | 4544.134 | 4539.986 | 4535.838 | 4530.653 | 4526.505 | 4522.357 | 4517.172 | 4513.024 | 4508.876 | 4503.691 | 4499.543 | 4495.395 | 4491.247 | 4486.062 | 4481.914 | 4477.766 | 4473.618 | 4468.433 | 4464.285 | 4460.137 | 4455.989 | 4450.804 | 4446.656 | 4442.508 | 4438.36 | 4434.212 | 4430.064 | 4427.99
Steady Progress CCGT with CCS | CCGT with CCS | Steady Progress | 4558.652 | 4553.467 | 4549.319 | 4544.134 | 4539.986 | 4535.838 | 4530.653 | 4526.505 | 4522.357 | 4517.172 | 4513.024 | 4508.876 | 4503.691 | 4499.543 | 4495.395 | 4491.247 | 4486.062 | 4481.914 | 4477.766 | 4473.618 | 4468.433 | 4464.285 | 4460.137 | 4455.989 | 4450.804 | 4446.656 | 4442.508 | 4438.36 | 4434.212 | 4430.064 | 4427.99
Slow Change CCGT with CCS | CCGT with CCS | Slow Change | 4558.652 | 4553.467 | 4549.319 | 4544.134 | 4539.986 | 4535.838 | 4530.653 | 4526.505 | 4522.357 | 4517.172 | 4513.024 | 4508.876 | 4503.691 | 4499.543 | 4495.395 | 4491.247 | 4486.062 | 4481.914 | 4477.766 | 4473.618 | 4468.433 | 4464.285 | 4460.137 | 4455.989 | 4450.804 | 4446.656 | 4442.508 | 4438.36 | 4434.212 | 4430.064 | 4427.99
|  | Scenario | 2020-21 | 2021-22 | 2022-23 | 2023-24 | 2024-25 | 2025-26 | 2026-27 | 2027-28 | 2028-29 | 2029-30 | 2030-31 | 2031-32 | 2032-33 | 2033-34 | 2034-35 | 2035-36 | 2036-37 | 2037-38 | 2038-39 | 2039-40 | 2040-41 | 2041-42 | 2042-43 | 2043-44 | 2044-45 | 2045-46 | 2046-47 | 2047-48 | 2048-49 | 2049-50 | 2050-51
GenCost Central Biomass | Biomass | GenCost Central | 7533.805 | 7528.62 | 7524.472 | 7522.398 | 7522.398 | 7522.398 | 7522.398 | 7522.398 | 7522.398 | 7522.398 | 7522.398 | 7521.361 | 7521.361 | 7521.361 | 7521.361 | 7521.361 | 7521.361 | 7521.361 | 7521.361 | 7521.361 | 7521.361 | 7521.361 | 7521.361 | 7521.361 | 7521.361 | 7521.361 | 7521.361 | 7521.361 | 7521.361 | 7521.361 | 7521.361
GenCost High VRE Biomass | Biomass | GenCost High VRE | 7533.805 | 7528.62 | 7524.472 | 7522.398 | 7522.398 | 7522.398 | 7522.398 | 7522.398 | 7522.398 | 7522.398 | 7522.398 | 7522.398 | 7522.398 | 7522.398 | 7522.398 | 7522.398 | 7522.398 | 7522.398 | 7522.398 | 7522.398 | 7522.398 | 7522.398 | 7522.398 | 7522.398 | 7522.398 | 7522.398 | 7522.398 | 7522.398 | 7522.398 | 7522.398 | 7522.398
Step Change Biomass | Biomass | Step Change | 7533.805 | 7528.62 | 7524.472 | 7522.398 | 7522.398 | 7522.398 | 7522.398 | 7522.398 | 7522.398 | 7522.398 | 7522.398 | 7522.398 | 7522.398 | 7522.398 | 7522.398 | 7522.398 | 7522.398 | 7522.398 | 7522.398 | 7522.398 | 7522.398 | 7522.398 | 7522.398 | 7522.398 | 7522.398 | 7522.398 | 7522.398 | 7522.398 | 7522.398 | 7522.398 | 7522.398
Hydrogen Superpower Biomass | Biomass | Hydrogen Superpower | 7533.805 | 7528.62 | 7524.472 | 7522.398 | 7522.398 | 7522.398 | 7522.398 | 7522.398 | 7522.398 | 7522.398 | 7522.398 | 7522.398 | 7522.398 | 7522.398 | 7522.398 | 7522.398 | 7522.398 | 7522.398 | 7522.398 | 7522.398 | 7522.398 | 7522.398 | 7522.398 | 7522.398 | 7522.398 | 7522.398 | 7522.398 | 7522.398 | 7522.398 | 7522.398 | 7522.398
Progressive Change Biomass | Biomass | Progressive Change | 7533.805 | 7528.62 | 7524.472 | 7522.398 | 7522.398 | 7522.398 | 7522.398 | 7522.398 | 7522.398 | 7522.398 | 7522.398 | 7521.361 | 7521.361 | 7521.361 | 7521.361 | 7521.361 | 7521.361 | 7521.361 | 7521.361 | 7521.361 | 7521.361 | 7521.361 | 7521.361 | 7521.361 | 7521.361 | 7521.361 | 7521.361 | 7521.361 | 7521.361 | 7521.361 | 7521.361
Steady Progress Biomass | Biomass | Steady Progress | 7533.805 | 7528.62 | 7524.472 | 7522.398 | 7522.398 | 7522.398 | 7522.398 | 7522.398 | 7522.398 | 7522.398 | 7522.398 | 7521.361 | 7521.361 | 7521.361 | 7521.361 | 7521.361 | 7521.361 | 7521.361 | 7521.361 | 7521.361 | 7521.361 | 7521.361 | 7521.361 | 7521.361 | 7521.361 | 7521.361 | 7521.361 | 7521.361 | 7521.361 | 7521.361 | 7521.361
Slow Change Biomass | Biomass | Slow Change | 7533.805 | 7528.62 | 7524.472 | 7522.398 | 7522.398 | 7522.398 | 7522.398 | 7522.398 | 7522.398 | 7522.398 | 7522.398 | 7521.361 | 7521.361 | 7521.361 | 7521.361 | 7521.361 | 7521.361 | 7521.361 | 7521.361 | 7521.361 | 7521.361 | 7521.361 | 7521.361 | 7521.361 | 7521.361 | 7521.361 | 7521.361 | 7521.361 | 7521.361 | 7521.361 | 7521.361
|  | Scenario | 2020-21 | 2021-22 | 2022-23 | 2023-24 | 2024-25 | 2025-26 | 2026-27 | 2027-28 | 2028-29 | 2029-30 | 2030-31 | 2031-32 | 2032-33 | 2033-34 | 2034-35 | 2035-36 | 2036-37 | 2037-38 | 2038-39 | 2039-40 | 2040-41 | 2041-42 | 2042-43 | 2043-44 | 2044-45 | 2045-46 | 2046-47 | 2047-48 | 2048-49 | 2049-50 | 2050-51
GenCost Central Large scale Solar PV | Large scale Solar PV | GenCost Central | 1560.685 | 1408.246 | 1304.546 | 1249.585 | 1200.846 | 1154.181 | 1109.59 | 1068.11 | 1031.815 | 998.631 | 967.521 | 943.67 | 925.004 | 910.486 | 897.005 | 875.228 | 856.562 | 837.896 | 829.6 | 820.267 | 806.786 | 788.12 | 765.306 | 742.492 | 721.752 | 701.012 | 685.457 | 673.013 | 661.606 | 653.31 | 647.088
GenCost High VRE Large scale Solar PV | Large scale Solar PV | GenCost High VRE | 1560.685 | 1254.77 | 1057.74 | 984.113 | 936.411 | 906.338 | 880.413 | 858.636 | 835.822 | 815.082 | 796.416 | 785.009 | 769.454 | 757.01 | 727.974 | 705.16 | 669.902 | 638.792 | 609.756 | 592.127 | 590.053 | 586.942 | 583.831 | 580.72 | 578.646 | 575.535 | 573.461 | 569.313 | 565.165 | 555.832 | 551.684
Step Change Large scale Solar PV | Large scale Solar PV | Step Change | 1560.685 | 1254.77 | 1057.74 | 984.113 | 936.411 | 906.338 | 880.413 | 858.636 | 835.822 | 815.082 | 796.416 | 785.009 | 769.454 | 757.01 | 727.974 | 705.16 | 669.902 | 638.792 | 609.756 | 592.127 | 590.053 | 586.942 | 583.831 | 580.72 | 578.646 | 575.535 | 573.461 | 569.313 | 565.165 | 555.832 | 551.684
Hydrogen Superpower Large scale Solar PV | Large scale Solar PV | Hydrogen Superpower | 1560.685 | 1254.77 | 1021.7993 | 809.2961 | 731.9779 | 674.3206 | 629.1299 | 592.4395 | 561.8564 | 535.8392 | 513.3431 | 508.3945 | 494.4584 | 486.7363 | 475.0465 | 472.0465 | 469.0465 | 466.0465 | 463.0465 | 460.0465 | 457.0465 | 454.0465 | 451.0465 | 448.0465 | 445.0465 | 442.0465 | 439.0465 | 436.0465 | 433.0465 | 430.0465 | 427.0465
Progressive Change Large scale Solar PV | Large scale Solar PV | Progressive Change | 1560.685 | 1408.246 | 1304.546 | 1249.585 | 1200.846 | 1154.181 | 1109.59 | 1068.11 | 1031.815 | 998.631 | 967.521 | 943.67 | 925.004 | 910.486 | 897.005 | 875.228 | 856.562 | 837.896 | 829.6 | 820.267 | 806.786 | 788.12 | 765.306 | 742.492 | 721.752 | 701.012 | 685.457 | 673.013 | 661.606 | 653.31 | 647.088
Steady Progress Large scale Solar PV | Large scale Solar PV | Steady Progress | 1560.685 | 1408.246 | 1304.546 | 1249.585 | 1200.846 | 1154.181 | 1109.59 | 1068.11 | 1031.815 | 998.631 | 967.521 | 943.67 | 925.004 | 910.486 | 897.005 | 875.228 | 856.562 | 837.896 | 829.6 | 820.267 | 806.786 | 788.12 | 765.306 | 742.492 | 721.752 | 701.012 | 685.457 | 673.013 | 661.606 | 653.31 | 647.088
Slow Change Large scale Solar PV | Large scale Solar PV | Slow Change | 1560.685 | 1408.246 | 1304.546 | 1249.585 | 1200.846 | 1154.181 | 1109.59 | 1068.11 | 1031.815 | 998.631 | 967.521 | 943.67 | 925.004 | 910.486 | 897.005 | 875.228 | 856.562 | 837.896 | 829.6 | 820.267 | 806.786 | 788.12 | 765.306 | 742.492 | 721.752 | 701.012 | 685.457 | 673.013 | 661.606 | 653.31 | 647.088
|  | Scenario | 2020-21 | 2021-22 | 2022-23 | 2023-24 | 2024-25 | 2025-26 | 2026-27 | 2027-28 | 2028-29 | 2029-30 | 2030-31 | 2031-32 | 2032-33 | 2033-34 | 2034-35 | 2035-36 | 2036-37 | 2037-38 | 2038-39 | 2039-40 | 2040-41 | 2041-42 | 2042-43 | 2043-44 | 2044-45 | 2045-46 | 2046-47 | 2047-48 | 2048-49 | 2049-50 | 2050-51
GenCost Central Solar Thermal (8hrs Storage) | Solar Thermal (8hrs Storage) | GenCost Central | 7685.207 | 7550.397 | 7470.548 | 7404.18 | 7345.071 | 7241.371 | 7135.597 | 7012.194 | 6903.309 | 6813.09 | 6736.352 | 6669.984 | 6612.949 | 6562.136 | 6518.582 | 6479.176 | 6443.918 | 6411.771 | 6383.772 | 6357.847 | 6312.219 | 6248.962 | 6168.076 | 6094.449 | 6026.007 | 5963.787 | 5905.715 | 5852.828 | 5803.052 | 5757.424 | 5734.61
GenCost High VRE Solar Thermal (8hrs Storage) | Solar Thermal (8hrs Storage) | GenCost High VRE | 7685.207 | 7659.282 | 7602.247 | 7464.326 | 7242.408 | 6995.602 | 6797.535 | 6664.799 | 6532.063 | 6363.032 | 6188.816 | 6042.599 | 5952.38 | 5867.346 | 5804.089 | 5735.647 | 5685.871 | 5632.984 | 5585.282 | 5507.507 | 5427.658 | 5328.106 | 5250.331 | 5163.223 | 5105.151 | 5051.227 | 5017.006 | 4985.896 | 4959.971 | 4936.12 | 4923.676
Step Change Solar Thermal (8hrs Storage) | Solar Thermal (8hrs Storage) | Step Change | 7685.207 | 7659.282 | 7602.247 | 7464.326 | 7242.408 | 6995.602 | 6797.535 | 6664.799 | 6532.063 | 6363.032 | 6188.816 | 6042.599 | 5952.38 | 5867.346 | 5804.089 | 5735.647 | 5685.871 | 5632.984 | 5585.282 | 5507.507 | 5427.658 | 5328.106 | 5250.331 | 5163.223 | 5105.151 | 5051.227 | 5017.006 | 4985.896 | 4959.971 | 4936.12 | 4923.676
Hydrogen Superpower Solar Thermal (8hrs Storage) | Solar Thermal (8hrs Storage) | Hydrogen Superpower | 7685.207 | 7659.282 | 7602.247 | 7464.326 | 7242.408 | 6995.602 | 6797.535 | 6664.799 | 6532.063 | 6363.032 | 6188.816 | 6042.599 | 5952.38 | 5867.346 | 5804.089 | 5735.647 | 5685.871 | 5632.984 | 5585.282 | 5507.507 | 5427.658 | 5328.106 | 5250.331 | 5163.223 | 5105.151 | 5051.227 | 5017.006 | 4985.896 | 4959.971 | 4936.12 | 4923.676
Progressive Change Solar Thermal (8hrs Storage) | Solar Thermal (8hrs Storage) | Progressive Change | 7685.207 | 7550.397 | 7470.548 | 7404.18 | 7345.071 | 7241.371 | 7135.597 | 7012.194 | 6903.309 | 6813.09 | 6736.352 | 6669.984 | 6612.949 | 6562.136 | 6518.582 | 6479.176 | 6443.918 | 6411.771 | 6383.772 | 6357.847 | 6312.219 | 6248.962 | 6168.076 | 6094.449 | 6026.007 | 5963.787 | 5905.715 | 5852.828 | 5803.052 | 5757.424 | 5734.61
Steady Progress Solar Thermal (8hrs Storage) | Solar Thermal (8hrs Storage) | Steady Progress | 7685.207 | 7550.397 | 7470.548 | 7404.18 | 7345.071 | 7241.371 | 7135.597 | 7012.194 | 6903.309 | 6813.09 | 6736.352 | 6669.984 | 6612.949 | 6562.136 | 6518.582 | 6479.176 | 6443.918 | 6411.771 | 6383.772 | 6357.847 | 6312.219 | 6248.962 | 6168.076 | 6094.449 | 6026.007 | 5963.787 | 5905.715 | 5852.828 | 5803.052 | 5757.424 | 5734.61
Slow Change Solar Thermal (8hrs Storage) | Solar Thermal (8hrs Storage) | Slow Change | 7685.207 | 7550.397 | 7470.548 | 7404.18 | 7345.071 | 7241.371 | 7135.597 | 7012.194 | 6903.309 | 6813.09 | 6736.352 | 6669.984 | 6612.949 | 6562.136 | 6518.582 | 6479.176 | 6443.918 | 6411.771 | 6383.772 | 6357.847 | 6312.219 | 6248.962 | 6168.076 | 6094.449 | 6026.007 | 5963.787 | 5905.715 | 5852.828 | 5803.052 | 5757.424 | 5734.61
|  | Scenario | 2020-21 | 2021-22 | 2022-23 | 2023-24 | 2024-25 | 2025-26 | 2026-27 | 2027-28 | 2028-29 | 2029-30 | 2030-31 | 2031-32 | 2032-33 | 2033-34 | 2034-35 | 2035-36 | 2036-37 | 2037-38 | 2038-39 | 2039-40 | 2040-41 | 2041-42 | 2042-43 | 2043-44 | 2044-45 | 2045-46 | 2046-47 | 2047-48 | 2048-49 | 2049-50 | 2050-51
GenCost Central Battery storage (1hr storage) | Battery storage (1hr storage) | GenCost Central | 818.193 | 791.231 | 768.417 | 744.566 | 726.937 | 705.16 | 686.494 | 668.865 | 641.903 | 614.941 | 587.979 | 562.054 | 535.092 | 518.5 | 501.908 | 484.279 | 469.761 | 454.206 | 440.725 | 427.244 | 414.8 | 405.467 | 395.097 | 383.69 | 372.283 | 361.913 | 351.543 | 342.21 | 331.84 | 322.507 | 312.137
GenCost High VRE Battery storage (1hr storage) | Battery storage (1hr storage) | GenCost High VRE | 818.193 | 746.64 | 697.901 | 647.088 | 609.756 | 577.609 | 549.61 | 524.722 | 503.982 | 479.094 | 457.317 | 437.614 | 425.17 | 411.689 | 399.245 | 386.801 | 374.357 | 361.913 | 349.469 | 337.025 | 324.581 | 312.137 | 300.73 | 288.286 | 275.842 | 264.435 | 251.991 | 239.547 | 228.14 | 215.696 | 204.289
Step Change Battery storage (1hr storage) | Battery storage (1hr storage) | Step Change | 818.193 | 746.64 | 697.901 | 647.088 | 609.756 | 577.609 | 549.61 | 524.722 | 503.982 | 479.094 | 457.317 | 437.614 | 425.17 | 411.689 | 399.245 | 386.801 | 374.357 | 361.913 | 349.469 | 337.025 | 324.581 | 312.137 | 300.73 | 288.286 | 275.842 | 264.435 | 251.991 | 239.547 | 228.14 | 215.696 | 204.289
Hydrogen Superpower Battery storage (1hr storage) | Battery storage (1hr storage) | Hydrogen Superpower | 818.193 | 746.64 | 697.901 | 647.088 | 609.756 | 577.609 | 549.61 | 524.722 | 503.982 | 479.094 | 457.317 | 437.614 | 425.17 | 411.689 | 399.245 | 386.801 | 374.357 | 361.913 | 349.469 | 337.025 | 324.581 | 312.137 | 300.73 | 288.286 | 275.842 | 264.435 | 251.991 | 239.547 | 228.14 | 215.696 | 204.289
Progressive Change Battery storage (1hr storage) | Battery storage (1hr storage) | Progressive Change | 818.193 | 791.231 | 768.417 | 744.566 | 726.937 | 705.16 | 686.494 | 668.865 | 641.903 | 614.941 | 587.979 | 562.054 | 535.092 | 518.5 | 501.908 | 484.279 | 469.761 | 454.206 | 440.725 | 427.244 | 414.8 | 405.467 | 395.097 | 383.69 | 372.283 | 361.913 | 351.543 | 342.21 | 331.84 | 322.507 | 312.137
Steady Progress Battery storage (1hr storage) | Battery storage (1hr storage) | Steady Progress | 818.193 | 791.231 | 768.417 | 744.566 | 726.937 | 705.16 | 686.494 | 668.865 | 641.903 | 614.941 | 587.979 | 562.054 | 535.092 | 518.5 | 501.908 | 484.279 | 469.761 | 454.206 | 440.725 | 427.244 | 414.8 | 405.467 | 395.097 | 383.69 | 372.283 | 361.913 | 351.543 | 342.21 | 331.84 | 322.507 | 312.137
Slow Change Battery storage (1hr storage) | Battery storage (1hr storage) | Slow Change | 818.193 | 791.231 | 768.417 | 744.566 | 726.937 | 705.16 | 686.494 | 668.865 | 641.903 | 614.941 | 587.979 | 562.054 | 535.092 | 518.5 | 501.908 | 484.279 | 469.761 | 454.206 | 440.725 | 427.244 | 414.8 | 405.467 | 395.097 | 383.69 | 372.283 | 361.913 | 351.543 | 342.21 | 331.84 | 322.507 | 312.137
|  | Scenario | 2020-21 | 2021-22 | 2022-23 | 2023-24 | 2024-25 | 2025-26 | 2026-27 | 2027-28 | 2028-29 | 2029-30 | 2030-31 | 2031-32 | 2032-33 | 2033-34 | 2034-35 | 2035-36 | 2036-37 | 2037-38 | 2038-39 | 2039-40 | 2040-41 | 2041-42 | 2042-43 | 2043-44 | 2044-45 | 2045-46 | 2046-47 | 2047-48 | 2048-49 | 2049-50 | 2050-51
GenCost Central Battery storage (2hrs storage) | Battery storage (2hrs storage) | GenCost Central | 1097.146 | 1055.666 | 1022.482 | 987.224 | 962.336 | 931.226 | 904.264 | 881.45 | 842.044 | 800.564 | 761.158 | 719.678 | 680.272 | 657.458 | 634.644 | 611.83 | 593.164 | 572.424 | 555.832 | 539.24 | 524.722 | 514.352 | 501.908 | 489.464 | 477.02 | 464.576 | 454.206 | 443.836 | 433.466 | 423.096 | 412.726
GenCost High VRE Battery storage (2hrs storage) | Battery storage (2hrs storage) | GenCost High VRE | 1097.146 | 978.928 | 902.19 | 821.304 | 763.232 | 715.53 | 676.124 | 640.866 | 611.83 | 576.572 | 547.536 | 522.648 | 508.13 | 495.686 | 481.168 | 468.724 | 454.206 | 441.762 | 429.318 | 414.8 | 402.356 | 389.912 | 377.468 | 365.024 | 352.58 | 340.136 | 327.692 | 315.248 | 302.804 | 290.36 | 277.916
Step Change Battery storage (2hrs storage) | Battery storage (2hrs storage) | Step Change | 1097.146 | 978.928 | 902.19 | 821.304 | 763.232 | 715.53 | 676.124 | 640.866 | 611.83 | 576.572 | 547.536 | 522.648 | 508.13 | 495.686 | 481.168 | 468.724 | 454.206 | 441.762 | 429.318 | 414.8 | 402.356 | 389.912 | 377.468 | 365.024 | 352.58 | 340.136 | 327.692 | 315.248 | 302.804 | 290.36 | 277.916
Hydrogen Superpower Battery storage (2hrs storage) | Battery storage (2hrs storage) | Hydrogen Superpower | 1097.146 | 978.928 | 902.19 | 821.304 | 763.232 | 715.53 | 676.124 | 640.866 | 611.83 | 576.572 | 547.536 | 522.648 | 508.13 | 495.686 | 481.168 | 468.724 | 454.206 | 441.762 | 429.318 | 414.8 | 402.356 | 389.912 | 377.468 | 365.024 | 352.58 | 340.136 | 327.692 | 315.248 | 302.804 | 290.36 | 277.916
Progressive Change Battery storage (2hrs storage) | Battery storage (2hrs storage) | Progressive Change | 1097.146 | 1055.666 | 1022.482 | 987.224 | 962.336 | 931.226 | 904.264 | 881.45 | 842.044 | 800.564 | 761.158 | 719.678 | 680.272 | 657.458 | 634.644 | 611.83 | 593.164 | 572.424 | 555.832 | 539.24 | 524.722 | 514.352 | 501.908 | 489.464 | 477.02 | 464.576 | 454.206 | 443.836 | 433.466 | 423.096 | 412.726
Steady Progress Battery storage (2hrs storage) | Battery storage (2hrs storage) | Steady Progress | 1097.146 | 1055.666 | 1022.482 | 987.224 | 962.336 | 931.226 | 904.264 | 881.45 | 842.044 | 800.564 | 761.158 | 719.678 | 680.272 | 657.458 | 634.644 | 611.83 | 593.164 | 572.424 | 555.832 | 539.24 | 524.722 | 514.352 | 501.908 | 489.464 | 477.02 | 464.576 | 454.206 | 443.836 | 433.466 | 423.096 | 412.726
Slow Change Battery storage (2hrs storage) | Battery storage (2hrs storage) | Slow Change | 1097.146 | 1055.666 | 1022.482 | 987.224 | 962.336 | 931.226 | 904.264 | 881.45 | 842.044 | 800.564 | 761.158 | 719.678 | 680.272 | 657.458 | 634.644 | 611.83 | 593.164 | 572.424 | 555.832 | 539.24 | 524.722 | 514.352 | 501.908 | 489.464 | 477.02 | 464.576 | 454.206 | 443.836 | 433.466 | 423.096 | 412.726
|  | Scenario | 2020-21 | 2021-22 | 2022-23 | 2023-24 | 2024-25 | 2025-26 | 2026-27 | 2027-28 | 2028-29 | 2029-30 | 2030-31 | 2031-32 | 2032-33 | 2033-34 | 2034-35 | 2035-36 | 2036-37 | 2037-38 | 2038-39 | 2039-40 | 2040-41 | 2041-42 | 2042-43 | 2043-44 | 2044-45 | 2045-46 | 2046-47 | 2047-48 | 2048-49 | 2049-50 | 2050-51
GenCost Central Battery storage (4hrs storage) | Battery storage (4hrs storage) | GenCost Central | 1746.308 | 1671.644 | 1613.572 | 1551.352 | 1514.02 | 1455.948 | 1414.468 | 1372.988 | 1306.62 | 1231.956 | 1161.44 | 1090.924 | 1016.26 | 983.076 | 945.744 | 908.412 | 879.376 | 850.34 | 825.452 | 800.564 | 779.824 | 767.38 | 754.936 | 734.196 | 721.752 | 705.16 | 692.716 | 680.272 | 667.828 | 659.532 | 647.088
GenCost High VRE Battery storage (4hrs storage) | Battery storage (4hrs storage) | GenCost High VRE | 1746.308 | 1518.168 | 1377.136 | 1227.808 | 1124.108 | 1037 | 970.632 | 912.56 | 866.932 | 808.86 | 759.084 | 721.752 | 705.16 | 688.568 | 676.124 | 659.532 | 642.94 | 630.496 | 613.904 | 601.46 | 584.868 | 572.424 | 559.98 | 543.388 | 530.944 | 518.5 | 506.056 | 489.464 | 477.02 | 464.576 | 452.132
Step Change Battery storage (4hrs storage) | Battery storage (4hrs storage) | Step Change | 1746.308 | 1518.168 | 1377.136 | 1227.808 | 1124.108 | 1037 | 970.632 | 912.56 | 866.932 | 808.86 | 759.084 | 721.752 | 705.16 | 688.568 | 676.124 | 659.532 | 642.94 | 630.496 | 613.904 | 601.46 | 584.868 | 572.424 | 559.98 | 543.388 | 530.944 | 518.5 | 506.056 | 489.464 | 477.02 | 464.576 | 452.132
Hydrogen Superpower Battery storage (4hrs storage) | Battery storage (4hrs storage) | Hydrogen Superpower | 1746.308 | 1518.168 | 1377.136 | 1227.808 | 1124.108 | 1037 | 970.632 | 912.56 | 866.932 | 808.86 | 759.084 | 721.752 | 705.16 | 688.568 | 676.124 | 659.532 | 642.94 | 630.496 | 613.904 | 601.46 | 584.868 | 572.424 | 559.98 | 543.388 | 530.944 | 518.5 | 506.056 | 489.464 | 477.02 | 464.576 | 452.132
Progressive Change Battery storage (4hrs storage) | Battery storage (4hrs storage) | Progressive Change | 1746.308 | 1671.644 | 1613.572 | 1551.352 | 1514.02 | 1455.948 | 1414.468 | 1372.988 | 1306.62 | 1231.956 | 1161.44 | 1090.924 | 1016.26 | 983.076 | 945.744 | 908.412 | 879.376 | 850.34 | 825.452 | 800.564 | 779.824 | 767.38 | 754.936 | 734.196 | 721.752 | 705.16 | 692.716 | 680.272 | 667.828 | 659.532 | 647.088
Steady Progress Battery storage (4hrs storage) | Battery storage (4hrs storage) | Steady Progress | 1746.308 | 1671.644 | 1613.572 | 1551.352 | 1514.02 | 1455.948 | 1414.468 | 1372.988 | 1306.62 | 1231.956 | 1161.44 | 1090.924 | 1016.26 | 983.076 | 945.744 | 908.412 | 879.376 | 850.34 | 825.452 | 800.564 | 779.824 | 767.38 | 754.936 | 734.196 | 721.752 | 705.16 | 692.716 | 680.272 | 667.828 | 659.532 | 647.088
Slow Change Battery storage (4hrs storage) | Battery storage (4hrs storage) | Slow Change | 1746.308 | 1671.644 | 1613.572 | 1551.352 | 1514.02 | 1455.948 | 1414.468 | 1372.988 | 1306.62 | 1231.956 | 1161.44 | 1090.924 | 1016.26 | 983.076 | 945.744 | 908.412 | 879.376 | 850.34 | 825.452 | 800.564 | 779.824 | 767.38 | 754.936 | 734.196 | 721.752 | 705.16 | 692.716 | 680.272 | 667.828 | 659.532 | 647.088
|  | Scenario | 2020-21 | 2021-22 | 2022-23 | 2023-24 | 2024-25 | 2025-26 | 2026-27 | 2027-28 | 2028-29 | 2029-30 | 2030-31 | 2031-32 | 2032-33 | 2033-34 | 2034-35 | 2035-36 | 2036-37 | 2037-38 | 2038-39 | 2039-40 | 2040-41 | 2041-42 | 2042-43 | 2043-44 | 2044-45 | 2045-46 | 2046-47 | 2047-48 | 2048-49 | 2049-50 | 2050-51
GenCost Central Battery storage (8hrs storage) | Battery storage (8hrs storage) | GenCost Central | 3077.816 | 2936.784 | 2828.936 | 2712.792 | 2646.424 | 2546.872 | 2463.912 | 2397.544 | 2264.808 | 2123.776 | 1991.04 | 1858.304 | 1725.568 | 1659.2 | 1601.128 | 1534.76 | 1484.984 | 1426.912 | 1385.432 | 1343.952 | 1310.768 | 1294.176 | 1277.584 | 1252.696 | 1227.808 | 1211.216 | 1186.328 | 1178.032 | 1161.44 | 1144.848 | 1128.256
GenCost High VRE Battery storage (8hrs storage) | Battery storage (8hrs storage) | GenCost High VRE | 3077.816 | 2638.128 | 2364.36 | 2074 | 1874.896 | 1717.272 | 1592.832 | 1484.984 | 1410.32 | 1302.472 | 1211.216 | 1144.848 | 1119.96 | 1103.368 | 1086.776 | 1061.888 | 1045.296 | 1028.704 | 1003.816 | 987.224 | 970.632 | 954.04 | 937.448 | 920.856 | 904.264 | 887.672 | 871.08 | 854.488 | 837.896 | 821.304 | 804.712
Step Change Battery storage (8hrs storage) | Battery storage (8hrs storage) | Step Change | 3077.816 | 2638.128 | 2364.36 | 2074 | 1874.896 | 1717.272 | 1592.832 | 1484.984 | 1410.32 | 1302.472 | 1211.216 | 1144.848 | 1119.96 | 1103.368 | 1086.776 | 1061.888 | 1045.296 | 1028.704 | 1003.816 | 987.224 | 970.632 | 954.04 | 937.448 | 920.856 | 904.264 | 887.672 | 871.08 | 854.488 | 837.896 | 821.304 | 804.712
Hydrogen Superpower Battery storage (8hrs storage) | Battery storage (8hrs storage) | Hydrogen Superpower | 3077.816 | 2638.128 | 2364.36 | 2074 | 1874.896 | 1717.272 | 1592.832 | 1484.984 | 1410.32 | 1302.472 | 1211.216 | 1144.848 | 1119.96 | 1103.368 | 1086.776 | 1061.888 | 1045.296 | 1028.704 | 1003.816 | 987.224 | 970.632 | 954.04 | 937.448 | 920.856 | 904.264 | 887.672 | 871.08 | 854.488 | 837.896 | 821.304 | 804.712
Progressive Change Battery storage (8hrs storage) | Battery storage (8hrs storage) | Progressive Change | 3077.816 | 2936.784 | 2828.936 | 2712.792 | 2646.424 | 2546.872 | 2463.912 | 2397.544 | 2264.808 | 2123.776 | 1991.04 | 1858.304 | 1725.568 | 1659.2 | 1601.128 | 1534.76 | 1484.984 | 1426.912 | 1385.432 | 1343.952 | 1310.768 | 1294.176 | 1277.584 | 1252.696 | 1227.808 | 1211.216 | 1186.328 | 1178.032 | 1161.44 | 1144.848 | 1128.256
Steady Progress Battery storage (8hrs storage) | Battery storage (8hrs storage) | Steady Progress | 3077.816 | 2936.784 | 2828.936 | 2712.792 | 2646.424 | 2546.872 | 2463.912 | 2397.544 | 2264.808 | 2123.776 | 1991.04 | 1858.304 | 1725.568 | 1659.2 | 1601.128 | 1534.76 | 1484.984 | 1426.912 | 1385.432 | 1343.952 | 1310.768 | 1294.176 | 1277.584 | 1252.696 | 1227.808 | 1211.216 | 1186.328 | 1178.032 | 1161.44 | 1144.848 | 1128.256
Slow Change Battery storage (8hrs storage) | Battery storage (8hrs storage) | Slow Change | 3077.816 | 2936.784 | 2828.936 | 2712.792 | 2646.424 | 2546.872 | 2463.912 | 2397.544 | 2264.808 | 2123.776 | 1991.04 | 1858.304 | 1725.568 | 1659.2 | 1601.128 | 1534.76 | 1484.984 | 1426.912 | 1385.432 | 1343.952 | 1310.768 | 1294.176 | 1277.584 | 1252.696 | 1227.808 | 1211.216 | 1186.328 | 1178.032 | 1161.44 | 1144.848 | 1128.256
|  | Scenario | 2020-21 | 2021-22 | 2022-23 | 2023-24 | 2024-25 | 2025-26 | 2026-27 | 2027-28 | 2028-29 | 2029-30 | 2030-31 | 2031-32 | 2032-33 | 2033-34 | 2034-35 | 2035-36 | 2036-37 | 2037-38 | 2038-39 | 2039-40 | 2040-41 | 2041-42 | 2042-43 | 2043-44 | 2044-45 | 2045-46 | 2046-47 | 2047-48 | 2048-49 | 2049-50 | 2050-51
GenCost Central Wind | Wind | GenCost Central | 2023.187 | 2005.5665 | 1989.119 | 1975.8786 | 1964.7862 | 1953.7836 | 1942.8697 | 1933.0513 | 1922.3076 | 1911.6496 | 1894.5539 | 1885.119 | 1874.774 | 1862.5492 | 1849.4431 | 1835.4659 | 1823.5345 | 1811.6948 | 1800.9074 | 1789.2445 | 1770.9368 | 1759.519 | 1749.1305 | 1738.8199 | 1729.5225 | 1720.2943 | 1712.064 | 1702.9683 | 1693.9395 | 1684.0576 | 1669.9848
GenCost High VRE Wind | Wind | GenCost High VRE | 2023.187 | 2005.5665 | 1991.176 | 1977.9272 | 1959.6855 | 1938.5434 | 1916.56 | 1896.7688 | 1881.1512 | 1866.6578 | 1847.934 | 1835.7186 | 1824.5832 | 1813.5348 | 1802.5723 | 1791.6948 | 1779.9324 | 1769.2257 | 1759.5625 | 1749.9731 | 1731.9628 | 1720.6921 | 1709.5062 | 1694.6444 | 1679.8936 | 1665.2524 | 1657.2259 | 1648.3325 | 1640.4272 | 1631.6606 | 1618.8814
Step Change Wind | Wind | Step Change | 2023.187 | 2005.5665 | 1991.176 | 1977.9272 | 1959.6855 | 1938.5434 | 1916.56 | 1896.7688 | 1881.1512 | 1866.6578 | 1847.934 | 1835.7186 | 1824.5832 | 1813.5348 | 1802.5723 | 1791.6948 | 1779.9324 | 1769.2257 | 1759.5625 | 1749.9731 | 1731.9628 | 1720.6921 | 1709.5062 | 1694.6444 | 1679.8936 | 1665.2524 | 1657.2259 | 1648.3325 | 1640.4272 | 1631.6606 | 1618.8814
Hydrogen Superpower Wind | Wind | Hydrogen Superpower | 2023.187 | 2005.5665 | 1991.176 | 1977.9272 | 1959.6855 | 1938.5434 | 1916.56 | 1896.7688 | 1881.1512 | 1866.6578 | 1847.934 | 1835.7186 | 1824.5832 | 1813.5348 | 1802.5723 | 1791.6948 | 1779.9324 | 1769.2257 | 1759.5625 | 1749.9731 | 1731.9628 | 1720.6921 | 1709.5062 | 1694.6444 | 1679.8936 | 1665.2524 | 1657.2259 | 1648.3325 | 1640.4272 | 1631.6606 | 1618.8814
Progressive Change Wind | Wind | Progressive Change | 2023.187 | 2005.5665 | 1989.119 | 1975.8786 | 1964.7862 | 1953.7836 | 1942.8697 | 1933.0513 | 1922.3076 | 1911.6496 | 1894.5539 | 1885.119 | 1874.774 | 1862.5492 | 1849.4431 | 1835.4659 | 1823.5345 | 1811.6948 | 1800.9074 | 1789.2445 | 1770.9368 | 1759.519 | 1749.1305 | 1738.8199 | 1729.5225 | 1720.2943 | 1712.064 | 1702.9683 | 1693.9395 | 1684.0576 | 1669.9848
Steady Progress Wind | Wind | Steady Progress | 2023.187 | 2005.5665 | 1989.119 | 1975.8786 | 1964.7862 | 1953.7836 | 1942.8697 | 1933.0513 | 1922.3076 | 1911.6496 | 1894.5539 | 1885.119 | 1874.774 | 1862.5492 | 1849.4431 | 1835.4659 | 1823.5345 | 1811.6948 | 1800.9074 | 1789.2445 | 1770.9368 | 1759.519 | 1749.1305 | 1738.8199 | 1729.5225 | 1720.2943 | 1712.064 | 1702.9683 | 1693.9395 | 1684.0576 | 1669.9848
Slow Change Wind | Wind | Slow Change | 2023.187 | 2005.5665 | 1989.119 | 1975.8786 | 1964.7862 | 1953.7836 | 1942.8697 | 1933.0513 | 1922.3076 | 1911.6496 | 1894.5539 | 1885.119 | 1874.774 | 1862.5492 | 1849.4431 | 1835.4659 | 1823.5345 | 1811.6948 | 1800.9074 | 1789.2445 | 1770.9368 | 1759.519 | 1749.1305 | 1738.8199 | 1729.5225 | 1720.2943 | 1712.064 | 1702.9683 | 1693.9395 | 1684.0576 | 1669.9848
|  | Scenario | 2020-21 | 2021-22 | 2022-23 | 2023-24 | 2024-25 | 2025-26 | 2026-27 | 2027-28 | 2028-29 | 2029-30 | 2030-31 | 2031-32 | 2032-33 | 2033-34 | 2034-35 | 2035-36 | 2036-37 | 2037-38 | 2038-39 | 2039-40 | 2040-41 | 2041-42 | 2042-43 | 2043-44 | 2044-45 | 2045-46 | 2046-47 | 2047-48 | 2048-49 | 2049-50 | 2050-51
GenCost Central Wind - offshore | Wind - offshore | GenCost Central | 5984.527 | 5764.5349 | 5579.4854 | 5447.0066 | 5342.4685 | 5249.2684 | 5162.186 | 5085.7479 | 5025.2032 | 4964.2288 | 4903.756 | 4844.6733 | 4788.7246 | 4734.9187 | 4682.3085 | 4630.8545 | 4580.5192 | 4484.657 | 4358.1359 | 4211.8792 | 4156.296 | 4131.408 | 4124.7712 | 4119.7936 | 4116.4752 | 4109.0088 | 4096.5648 | 4072.5064 | 4055.9144 | 4032.6856 | 4026.0488
GenCost High VRE Wind - offshore | Wind - offshore | GenCost High VRE | 5984.527 | 5840.2763 | 5690.6306 | 5538.7876 | 5401.5774 | 5277.485 | 5164.1082 | 5060.1102 | 4962.3413 | 4871.5088 | 4786.4544 | 4706.0729 | 4629.3094 | 4556.9276 | 4487.9056 | 4422.1327 | 4359.5029 | 4298.22 | 4229.8568 | 4153.8072 | 4113.9864 | 4077.484 | 4042.6408 | 4011.116 | 3982.08 | 3953.8736 | 3928.156 | 3904.0976 | 3881.6984 | 3860.1288 | 3849.344
Step Change Wind - offshore | Wind - offshore | Step Change | 5984.527 | 5840.2763 | 5690.6306 | 5538.7876 | 5401.5774 | 5277.485 | 5164.1082 | 5060.1102 | 4962.3413 | 4871.5088 | 4786.4544 | 4706.0729 | 4629.3094 | 4556.9276 | 4487.9056 | 4422.1327 | 4359.5029 | 4298.22 | 4229.8568 | 4153.8072 | 4113.9864 | 4077.484 | 4042.6408 | 4011.116 | 3982.08 | 3953.8736 | 3928.156 | 3904.0976 | 3881.6984 | 3860.1288 | 3849.344
Hydrogen Superpower Wind - offshore | Wind - offshore | Hydrogen Superpower | 5984.527 | 5840.2763 | 5690.6306 | 5538.7876 | 5401.5774 | 5277.485 | 5164.1082 | 5060.1102 | 4962.3413 | 4871.5088 | 4786.4544 | 4706.0729 | 4629.3094 | 4556.9276 | 4487.9056 | 4422.1327 | 4359.5029 | 4298.22 | 4229.8568 | 4153.8072 | 4113.9864 | 4077.484 | 4042.6408 | 4011.116 | 3982.08 | 3953.8736 | 3928.156 | 3904.0976 | 3881.6984 | 3860.1288 | 3849.344
Progressive Change Wind - offshore | Wind - offshore | Progressive Change | 5984.527 | 5764.5349 | 5579.4854 | 5447.0066 | 5342.4685 | 5249.2684 | 5162.186 | 5085.7479 | 5025.2032 | 4964.2288 | 4903.756 | 4844.6733 | 4788.7246 | 4734.9187 | 4682.3085 | 4630.8545 | 4580.5192 | 4484.657 | 4358.1359 | 4211.8792 | 4156.296 | 4131.408 | 4124.7712 | 4119.7936 | 4116.4752 | 4109.0088 | 4096.5648 | 4072.5064 | 4055.9144 | 4032.6856 | 4026.0488
Steady Progress Wind - offshore | Wind - offshore | Steady Progress | 5984.527 | 5764.5349 | 5579.4854 | 5447.0066 | 5342.4685 | 5249.2684 | 5162.186 | 5085.7479 | 5025.2032 | 4964.2288 | 4903.756 | 4844.6733 | 4788.7246 | 4734.9187 | 4682.3085 | 4630.8545 | 4580.5192 | 4484.657 | 4358.1359 | 4211.8792 | 4156.296 | 4131.408 | 4124.7712 | 4119.7936 | 4116.4752 | 4109.0088 | 4096.5648 | 4072.5064 | 4055.9144 | 4032.6856 | 4026.0488
Slow Change Wind - offshore | Wind - offshore | Slow Change | 5984.527 | 5764.5349 | 5579.4854 | 5447.0066 | 5342.4685 | 5249.2684 | 5162.186 | 5085.7479 | 5025.2032 | 4964.2288 | 4903.756 | 4844.6733 | 4788.7246 | 4734.9187 | 4682.3085 | 4630.8545 | 4580.5192 | 4484.657 | 4358.1359 | 4211.8792 | 4156.296 | 4131.408 | 4124.7712 | 4119.7936 | 4116.4752 | 4109.0088 | 4096.5648 | 4072.5064 | 4055.9144 | 4032.6856 | 4026.0488
|  | Scenario | 2020-21 | 2021-22 | 2022-23 | 2023-24 | 2024-25 | 2025-26 | 2026-27 | 2027-28 | 2028-29 | 2029-30 | 2030-31 | 2031-32 | 2032-33 | 2033-34 | 2034-35 | 2035-36 | 2036-37 | 2037-38 | 2038-39 | 2039-40 | 2040-41 | 2041-42 | 2042-43 | 2043-44 | 2044-45 | 2045-46 | 2046-47 | 2047-48 | 2048-49 | 2049-50 | 2050-51
All scenarios Pumped Hydro (8hrs storage) | Pumped Hydro (8hrs storage) | All scenarios | 2524.8839 | 2520.3901 | 2515.8962 | 2512.4394 | 2507.9455 | 2503.7972 | 2499.3034 | 2495.1551 | 2490.6612 | 2486.513 | 2482.0191 | 2477.8708 | 2473.3769 | 2469.2287 | 2465.0804 | 2461.278 | 2457.1297 | 2452.6359 | 2448.4876 | 2444.3393 | 2439.8455 | 2435.6972 | 2431.8948 | 2427.7465 | 2423.5982 | 2419.1044 | 2414.9561 | 2411.4993 | 2407.0054 | 2402.8572 | 2398.7089
Step Change Pumped Hydro (8hrs storage) | Pumped Hydro (8hrs storage) | Step Change | 2524.8839 | 2520.3901 | 2515.8962 | 2512.4394 | 2507.9455 | 2503.7972 | 2499.3034 | 2495.1551 | 2490.6612 | 2486.513 | 2482.0191 | 2477.8708 | 2473.3769 | 2469.2287 | 2465.0804 | 2461.278 | 2457.1297 | 2452.6359 | 2448.4876 | 2444.3393 | 2439.8455 | 2435.6972 | 2431.8948 | 2427.7465 | 2423.5982 | 2419.1044 | 2414.9561 | 2411.4993 | 2407.0054 | 2402.8572 | 2398.7089
Hydrogen Superpower Pumped Hydro (8hrs storage) | Pumped Hydro (8hrs storage) | Hydrogen Superpower | 2524.8839 | 2520.3901 | 2515.8962 | 2512.4394 | 2507.9455 | 2503.7972 | 2499.3034 | 2495.1551 | 2490.6612 | 2486.513 | 2482.0191 | 2477.8708 | 2473.3769 | 2469.2287 | 2465.0804 | 2461.278 | 2457.1297 | 2452.6359 | 2448.4876 | 2444.3393 | 2439.8455 | 2435.6972 | 2431.8948 | 2427.7465 | 2423.5982 | 2419.1044 | 2414.9561 | 2411.4993 | 2407.0054 | 2402.8572 | 2398.7089
Progressive Change Pumped Hydro (8hrs storage) | Pumped Hydro (8hrs storage) | Progressive Change | 2524.8839 | 2520.3901 | 2515.8962 | 2512.4394 | 2507.9455 | 2503.7972 | 2499.3034 | 2495.1551 | 2490.6612 | 2486.513 | 2482.0191 | 2477.8708 | 2473.3769 | 2469.2287 | 2465.0804 | 2461.278 | 2457.1297 | 2452.6359 | 2448.4876 | 2444.3393 | 2439.8455 | 2435.6972 | 2431.8948 | 2427.7465 | 2423.5982 | 2419.1044 | 2414.9561 | 2411.4993 | 2407.0054 | 2402.8572 | 2398.7089
Steady Progress Pumped Hydro (8hrs storage) | Pumped Hydro (8hrs storage) | Steady Progress | 2524.8839 | 2520.3901 | 2515.8962 | 2512.4394 | 2507.9455 | 2503.7972 | 2499.3034 | 2495.1551 | 2490.6612 | 2486.513 | 2482.0191 | 2477.8708 | 2473.3769 | 2469.2287 | 2465.0804 | 2461.278 | 2457.1297 | 2452.6359 | 2448.4876 | 2444.3393 | 2439.8455 | 2435.6972 | 2431.8948 | 2427.7465 | 2423.5982 | 2419.1044 | 2414.9561 | 2411.4993 | 2407.0054 | 2402.8572 | 2398.7089
Slow Change Pumped Hydro (8hrs storage) | Pumped Hydro (8hrs storage) | Slow Change | 2524.8839 | 2520.3901 | 2515.8962 | 2512.4394 | 2507.9455 | 2503.7972 | 2499.3034 | 2495.1551 | 2490.6612 | 2486.513 | 2482.0191 | 2477.8708 | 2473.3769 | 2469.2287 | 2465.0804 | 2461.278 | 2457.1297 | 2452.6359 | 2448.4876 | 2444.3393 | 2439.8455 | 2435.6972 | 2431.8948 | 2427.7465 | 2423.5982 | 2419.1044 | 2414.9561 | 2411.4993 | 2407.0054 | 2402.8572 | 2398.7089
|  | Scenario | 2020-21 | 2021-22 | 2022-23 | 2023-24 | 2024-25 | 2025-26 | 2026-27 | 2027-28 | 2028-29 | 2029-30 | 2030-31 | 2031-32 | 2032-33 | 2033-34 | 2034-35 | 2035-36 | 2036-37 | 2037-38 | 2038-39 | 2039-40 | 2040-41 | 2041-42 | 2042-43 | 2043-44 | 2044-45 | 2045-46 | 2046-47 | 2047-48 | 2048-49 | 2049-50 | 2050-51
All scenarios Pumped Hydro (24hrs storage) | Pumped Hydro (24hrs storage) | All scenarios | 3543.2363 | 3537.0146 | 3530.793 | 3524.5713 | 3518.3496 | 3513.1649 | 3506.9433 | 3500.7216 | 3494.4999 | 3489.3152 | 3483.0936 | 3476.8719 | 3470.6502 | 3465.4655 | 3459.2439 | 3453.0222 | 3447.8375 | 3441.6158 | 3435.3941 | 3430.2094 | 3423.9878 | 3417.7661 | 3412.5814 | 3406.3597 | 3400.1381 | 3394.9533 | 3388.7317 | 3383.547 | 3377.3253 | 3372.1406 | 3365.9189
Step Change Pumped Hydro (24hrs storage) | Pumped Hydro (24hrs storage) | Step Change | 3543.2363 | 3537.0146 | 3530.793 | 3524.5713 | 3518.3496 | 3513.1649 | 3506.9433 | 3500.7216 | 3494.4999 | 3489.3152 | 3483.0936 | 3476.8719 | 3470.6502 | 3465.4655 | 3459.2439 | 3453.0222 | 3447.8375 | 3441.6158 | 3435.3941 | 3430.2094 | 3423.9878 | 3417.7661 | 3412.5814 | 3406.3597 | 3400.1381 | 3394.9533 | 3388.7317 | 3383.547 | 3377.3253 | 3372.1406 | 3365.9189
Hydrogen Superpower Pumped Hydro (24hrs storage) | Pumped Hydro (24hrs storage) | Hydrogen Superpower | 3543.2363 | 3537.0146 | 3530.793 | 3524.5713 | 3518.3496 | 3513.1649 | 3506.9433 | 3500.7216 | 3494.4999 | 3489.3152 | 3483.0936 | 3476.8719 | 3470.6502 | 3465.4655 | 3459.2439 | 3453.0222 | 3447.8375 | 3441.6158 | 3435.3941 | 3430.2094 | 3423.9878 | 3417.7661 | 3412.5814 | 3406.3597 | 3400.1381 | 3394.9533 | 3388.7317 | 3383.547 | 3377.3253 | 3372.1406 | 3365.9189
Progressive Change Pumped Hydro (24hrs storage) | Pumped Hydro (24hrs storage) | Progressive Change | 3543.2363 | 3537.0146 | 3530.793 | 3524.5713 | 3518.3496 | 3513.1649 | 3506.9433 | 3500.7216 | 3494.4999 | 3489.3152 | 3483.0936 | 3476.8719 | 3470.6502 | 3465.4655 | 3459.2439 | 3453.0222 | 3447.8375 | 3441.6158 | 3435.3941 | 3430.2094 | 3423.9878 | 3417.7661 | 3412.5814 | 3406.3597 | 3400.1381 | 3394.9533 | 3388.7317 | 3383.547 | 3377.3253 | 3372.1406 | 3365.9189
Steady Progress Pumped Hydro (24hrs storage) | Pumped Hydro (24hrs storage) | Steady Progress | 3543.2363 | 3537.0146 | 3530.793 | 3524.5713 | 3518.3496 | 3513.1649 | 3506.9433 | 3500.7216 | 3494.4999 | 3489.3152 | 3483.0936 | 3476.8719 | 3470.6502 | 3465.4655 | 3459.2439 | 3453.0222 | 3447.8375 | 3441.6158 | 3435.3941 | 3430.2094 | 3423.9878 | 3417.7661 | 3412.5814 | 3406.3597 | 3400.1381 | 3394.9533 | 3388.7317 | 3383.547 | 3377.3253 | 3372.1406 | 3365.9189
Slow Change Pumped Hydro (24hrs storage) | Pumped Hydro (24hrs storage) | Slow Change | 3543.2363 | 3537.0146 | 3530.793 | 3524.5713 | 3518.3496 | 3513.1649 | 3506.9433 | 3500.7216 | 3494.4999 | 3489.3152 | 3483.0936 | 3476.8719 | 3470.6502 | 3465.4655 | 3459.2439 | 3453.0222 | 3447.8375 | 3441.6158 | 3435.3941 | 3430.2094 | 3423.9878 | 3417.7661 | 3412.5814 | 3406.3597 | 3400.1381 | 3394.9533 | 3388.7317 | 3383.547 | 3377.3253 | 3372.1406 | 3365.9189
|  | Scenario | 2020-21 | 2021-22 | 2022-23 | 2023-24 | 2024-25 | 2025-26 | 2026-27 | 2027-28 | 2028-29 | 2029-30 | 2030-31 | 2031-32 | 2032-33 | 2033-34 | 2034-35 | 2035-36 | 2036-37 | 2037-38 | 2038-39 | 2039-40 | 2040-41 | 2041-42 | 2042-43 | 2043-44 | 2044-45 | 2045-46 | 2046-47 | 2047-48 | 2048-49 | 2049-50 | 2050-51
All scenarios Pumped Hydro (48hrs storage) | Pumped Hydro (48hrs storage) | All scenarios | 5322.7283 | 5313.3956 | 5304.063 | 5294.7303 | 5286.4346 | 5277.1019 | 5267.7693 | 5259.4736 | 5250.1409 | 5240.8082 | 5232.5125 | 5223.1799 | 5213.8472 | 5205.5515 | 5196.2189 | 5187.9232 | 5178.5905 | 5170.2948 | 5160.9621 | 5152.6664 | 5143.3338 | 5135.0381 | 5125.7054 | 5117.4097 | 5109.114 | 5099.7814 | 5091.4857 | 5082.153 | 5073.8573 | 5065.5616 | 5056.2289
Step Change Pumped Hydro (48hrs storage) | Pumped Hydro (48hrs storage) | Step Change | 5322.7283 | 5313.3956 | 5304.063 | 5294.7303 | 5286.4346 | 5277.1019 | 5267.7693 | 5259.4736 | 5250.1409 | 5240.8082 | 5232.5125 | 5223.1799 | 5213.8472 | 5205.5515 | 5196.2189 | 5187.9232 | 5178.5905 | 5170.2948 | 5160.9621 | 5152.6664 | 5143.3338 | 5135.0381 | 5125.7054 | 5117.4097 | 5109.114 | 5099.7814 | 5091.4857 | 5082.153 | 5073.8573 | 5065.5616 | 5056.2289
Hydrogen Superpower Pumped Hydro (48hrs storage) | Pumped Hydro (48hrs storage) | Hydrogen Superpower | 5322.7283 | 5313.3956 | 5304.063 | 5294.7303 | 5286.4346 | 5277.1019 | 5267.7693 | 5259.4736 | 5250.1409 | 5240.8082 | 5232.5125 | 5223.1799 | 5213.8472 | 5205.5515 | 5196.2189 | 5187.9232 | 5178.5905 | 5170.2948 | 5160.9621 | 5152.6664 | 5143.3338 | 5135.0381 | 5125.7054 | 5117.4097 | 5109.114 | 5099.7814 | 5091.4857 | 5082.153 | 5073.8573 | 5065.5616 | 5056.2289
Progressive Change Pumped Hydro (48hrs storage) | Pumped Hydro (48hrs storage) | Progressive Change | 5322.7283 | 5313.3956 | 5304.063 | 5294.7303 | 5286.4346 | 5277.1019 | 5267.7693 | 5259.4736 | 5250.1409 | 5240.8082 | 5232.5125 | 5223.1799 | 5213.8472 | 5205.5515 | 5196.2189 | 5187.9232 | 5178.5905 | 5170.2948 | 5160.9621 | 5152.6664 | 5143.3338 | 5135.0381 | 5125.7054 | 5117.4097 | 5109.114 | 5099.7814 | 5091.4857 | 5082.153 | 5073.8573 | 5065.5616 | 5056.2289
Steady Progress Pumped Hydro (48hrs storage) | Pumped Hydro (48hrs storage) | Steady Progress | 5322.7283 | 5313.3956 | 5304.063 | 5294.7303 | 5286.4346 | 5277.1019 | 5267.7693 | 5259.4736 | 5250.1409 | 5240.8082 | 5232.5125 | 5223.1799 | 5213.8472 | 5205.5515 | 5196.2189 | 5187.9232 | 5178.5905 | 5170.2948 | 5160.9621 | 5152.6664 | 5143.3338 | 5135.0381 | 5125.7054 | 5117.4097 | 5109.114 | 5099.7814 | 5091.4857 | 5082.153 | 5073.8573 | 5065.5616 | 5056.2289
Slow Change Pumped Hydro (48hrs storage) | Pumped Hydro (48hrs storage) | Slow Change | 5322.7283 | 5313.3956 | 5304.063 | 5294.7303 | 5286.4346 | 5277.1019 | 5267.7693 | 5259.4736 | 5250.1409 | 5240.8082 | 5232.5125 | 5223.1799 | 5213.8472 | 5205.5515 | 5196.2189 | 5187.9232 | 5178.5905 | 5170.2948 | 5160.9621 | 5152.6664 | 5143.3338 | 5135.0381 | 5125.7054 | 5117.4097 | 5109.114 | 5099.7814 | 5091.4857 | 5082.153 | 5073.8573 | 5065.5616 | 5056.2289
|  | Scenario | 2020-21 | 2021-22 | 2022-23 | 2023-24 | 2024-25 | 2025-26 | 2026-27 | 2027-28 | 2028-29 | 2029-30 | 2030-31 | 2031-32 | 2032-33 | 2033-34 | 2034-35 | 2035-36 | 2036-37 | 2037-38 | 2038-39 | 2039-40 | 2040-41 | 2041-42 | 2042-43 | 2043-44 | 2044-45 | 2045-46 | 2046-47 | 2047-48 | 2048-49 | 2049-50 | 2050-51
| BOTN - Cethana (20hrs storage) | All scenarios | 1800 | 1800 | 1800 | 1800 | 1800 | 1800 | 1800 | 1800 | 1800 | 1800 | 1800 | 1800 | 1800 | 1800 | 1800 | 1800 | 1800 | 1800 | 1800 | 1800 | 1800 | 1800 | 1800 | 1800 | 1800 | 1800 | 1800 | 1800 | 1800 | 1800 | 1800
| BOTN - Cethana (20hrs storage) | Step Change | 1800 | 1800 | 1800 | 1800 | 1800 | 1800 | 1800 | 1800 | 1800 | 1800 | 1800 | 1800 | 1800 | 1800 | 1800 | 1800 | 1800 | 1800 | 1800 | 1800 | 1800 | 1800 | 1800 | 1800 | 1800 | 1800 | 1800 | 1800 | 1800 | 1800 | 1800
| BOTN - Cethana (20hrs storage) | Hydrogen Superpower | 1800 | 1800 | 1800 | 1800 | 1800 | 1800 | 1800 | 1800 | 1800 | 1800 | 1800 | 1800 | 1800 | 1800 | 1800 | 1800 | 1800 | 1800 | 1800 | 1800 | 1800 | 1800 | 1800 | 1800 | 1800 | 1800 | 1800 | 1800 | 1800 | 1800 | 1800
| BOTN - Cethana (20hrs storage) | Progressive Change | 1800 | 1800 | 1800 | 1800 | 1800 | 1800 | 1800 | 1800 | 1800 | 1800 | 1800 | 1800 | 1800 | 1800 | 1800 | 1800 | 1800 | 1800 | 1800 | 1800 | 1800 | 1800 | 1800 | 1800 | 1800 | 1800 | 1800 | 1800 | 1800 | 1800 | 1800
| BOTN - Cethana (20hrs storage) | Steady Progress | 1800 | 1800 | 1800 | 1800 | 1800 | 1800 | 1800 | 1800 | 1800 | 1800 | 1800 | 1800 | 1800 | 1800 | 1800 | 1800 | 1800 | 1800 | 1800 | 1800 | 1800 | 1800 | 1800 | 1800 | 1800 | 1800 | 1800 | 1800 | 1800 | 1800 | 1800
| BOTN - Cethana (20hrs storage) | Slow Change | 1800 | 1800 | 1800 | 1800 | 1800 | 1800 | 1800 | 1800 | 1800 | 1800 | 1800 | 1800 | 1800 | 1800 | 1800 | 1800 | 1800 | 1800 | 1800 | 1800 | 1800 | 1800 | 1800 | 1800 | 1800 | 1800 | 1800 | 1800 | 1800 | 1800 | 1800
|  | Scenario | 2020-21 | 2021-22 | 2022-23 | 2023-24 | 2024-25 | 2025-26 | 2026-27 | 2027-28 | 2028-29 | 2029-30 | 2030-31 | 2031-32 | 2032-33 | 2033-34 | 2034-35 | 2035-36 | 2036-37 | 2037-38 | 2038-39 | 2039-40 | 2040-41 | 2041-42 | 2042-43 | 2043-44 | 2044-45 | 2045-46 | 2046-47 | 2047-48 | 2048-49 | 2049-50 | 2050-51
GenCost Central Hydrogen turbine (large) | Hydrogen turbine (large) | GenCost Central | 1194.624 | 1190.476 | 1188.402 | 1186.328 | 1184.254 | 1181.143 | 1179.069 | 1176.995 | 1174.921 | 1171.81 | 1170.773 | 1167.662 | 1164.551 | 1162.477 | 1160.403 | 1158.329 | 1155.218 | 1154.181 | 1152.107 | 1147.959 | 1146.922 | 1144.848 | 1141.737 | 1140.7 | 1137.589 | 1134.478 | 1133.441 | 1130.33 | 1128.256 | 1127.219 | 1124.108
GenCost High VRE Hydrogen turbine (large) | Hydrogen turbine (large) | GenCost High VRE | 1194.624 | 1190.476 | 1188.402 | 1186.328 | 1184.254 | 1181.143 | 1179.069 | 1176.995 | 1174.921 | 1171.81 | 1170.773 | 1167.662 | 1164.551 | 1162.477 | 1160.403 | 1158.329 | 1155.218 | 1154.181 | 1152.107 | 1147.959 | 1146.922 | 1144.848 | 1141.737 | 1140.7 | 1137.589 | 1134.478 | 1133.441 | 1130.33 | 1128.256 | 1127.219 | 1124.108
Step Change Hydrogen turbine (large) | Hydrogen turbine (large) | Step Change | 1194.624 | 1190.476 | 1188.402 | 1186.328 | 1184.254 | 1181.143 | 1179.069 | 1176.995 | 1174.921 | 1171.81 | 1170.773 | 1167.662 | 1164.551 | 1162.477 | 1160.403 | 1158.329 | 1155.218 | 1154.181 | 1152.107 | 1147.959 | 1146.922 | 1144.848 | 1141.737 | 1140.7 | 1137.589 | 1134.478 | 1133.441 | 1130.33 | 1128.256 | 1127.219 | 1124.108
Hydrogen Superpower Hydrogen turbine (large) | Hydrogen turbine (large) | Hydrogen Superpower | 1194.624 | 1190.476 | 1188.402 | 1186.328 | 1184.254 | 1181.143 | 1179.069 | 1176.995 | 1174.921 | 1171.81 | 1170.773 | 1167.662 | 1164.551 | 1162.477 | 1160.403 | 1158.329 | 1155.218 | 1154.181 | 1152.107 | 1147.959 | 1146.922 | 1144.848 | 1141.737 | 1140.7 | 1137.589 | 1134.478 | 1133.441 | 1130.33 | 1128.256 | 1127.219 | 1124.108
Progressive Change Hydrogen turbine (large) | Hydrogen turbine (large) | Progressive Change | 1194.624 | 1190.476 | 1188.402 | 1186.328 | 1184.254 | 1181.143 | 1179.069 | 1176.995 | 1174.921 | 1171.81 | 1170.773 | 1167.662 | 1164.551 | 1162.477 | 1160.403 | 1158.329 | 1155.218 | 1154.181 | 1152.107 | 1147.959 | 1146.922 | 1144.848 | 1141.737 | 1140.7 | 1137.589 | 1134.478 | 1133.441 | 1130.33 | 1128.256 | 1127.219 | 1124.108
Steady Progress Hydrogen turbine (large) | Hydrogen turbine (large) | Steady Progress | 1194.624 | 1190.476 | 1188.402 | 1186.328 | 1184.254 | 1181.143 | 1179.069 | 1176.995 | 1174.921 | 1171.81 | 1170.773 | 1167.662 | 1164.551 | 1162.477 | 1160.403 | 1158.329 | 1155.218 | 1154.181 | 1152.107 | 1147.959 | 1146.922 | 1144.848 | 1141.737 | 1140.7 | 1137.589 | 1134.478 | 1133.441 | 1130.33 | 1128.256 | 1127.219 | 1124.108
Slow Change Hydrogen turbine (large) | Hydrogen turbine (large) | Slow Change | 1194.624 | 1190.476 | 1188.402 | 1186.328 | 1184.254 | 1181.143 | 1179.069 | 1176.995 | 1174.921 | 1171.81 | 1170.773 | 1167.662 | 1164.551 | 1162.477 | 1160.403 | 1158.329 | 1155.218 | 1154.181 | 1152.107 | 1147.959 | 1146.922 | 1144.848 | 1141.737 | 1140.7 | 1137.589 | 1134.478 | 1133.441 | 1130.33 | 1128.256 | 1127.219 | 1124.108

## Regional Cost Factors
Go to Assumptions Summary
Regional Cost Factors
Regional cost factors for each cost region and cost component have been estimated by GHD to provide an indication of the variation in each cost component of the project costs between geographic regions. These cost factors have been adjusted to be rebased to one for each component in each region.
Technology cost break down ratios are estimated from the technology cost for each of the cost components given by Aurecon.
The technology specific regional cost adjustment factors are calculated as the sum of the regional cost adjustment factors of each technology cost component, which is calculated by multiplying its share in total capital cost of the technology by the regional cost factor.
CSIRO build costs projections for new entrants are overnight costs for construction in a low cost zone. These regional cost factors are used to convert the CSIRO cost estimates to each region-specific cost estimate.
Refer to the Renewable Energy Zones Sheet for the definition of each geographic area.
Regional cost factors
Region | Equipment costs | Fuel connection costs | Cost of land and development | Installation costs | O&M costs 2
VIC Low | 1 | 1 | 1 | 1 | 1
VIC Medium | 1.03 | 1.03 | 1 | 1.03 | 1.03
VIC High | 1.05 | 1.05 | 1 | 1.05 | 1.05
QLD Low | 1 | 1 | 1 | 1 | 1
QLD Medium | 1.05 | 1.1048 | 1 | 1.1545 | 1.1215
QLD High | 1.1 | 1.2095 | 1 | 1.3091 | 1.2523
NSW Low | 1 | 1 | 1 | 1 | 1
NSW Medium | 1.05 | 1.0734 | 1 | 1.1017 | 1.0796
NSW High | 1.1 | 1.156 | 1 | 1.2034 | 1.1681
SA Low | 1 | 1 | 1 | 1 | 1
SA Medium | 1.05 | 1.099 | 1 | 1.1471 | 1.1188
SA High | 1.1 | 1.198 | 1 | 1.2941 | 1.2376
TAS Low | 1 | 1 | 1 | 1 | 1
TAS Medium | 1.05 | 1.0673 | 1 | 1.1028 | 1.0857
TAS High | 1.1 | 1.1442 | 1 | 1.2056 | 1.1714
Notes:
1. Sourced from GHD 2018 AEMO costs and technical parameter review, adjusted to be rebased to one in each region.
2. New entry technology O&M costs are applied to fixed and variable operations and maintenance costs independent to capital costs.
Technology Cost breakdown ratios
Technology | Equipment costs | Fuel connection costs | Cost of land and development | Installation costs
Black Coal (advanced ultra supercritical PC) | 32.58% | 2.262% | 16.29% | 48.87%
Black Coal (advanced ultra supercritical PC) with CCS | 32.9% | 1.305% | 16.45% | 49.35%
OCGT (small GT) | 60.45% | 5.873% | 7.772% | 25.91%
OCGT (large GT) | 57.92% | 9.812% | 7.446% | 24.82%
CCGT | 62.02% | 3.423% | 7.974% | 26.58%
CCGT with CCS | 63.2% | 1.586% | 8.126% | 27.09%
Biomass | 33.33% | 0% | 16.67% | 50%
Battery storage (1hr storage) | 75.51% | 0% | 8.974% | 15.51%
Battery storage (2hrs storage) | 77.4% | 0% | 6.731% | 15.87%
Battery storage (4hrs storage) | 79.45% | 0% | 4.268% | 16.28%
Battery Storage (8hrs storage) | 80.95% | 0% | 2.465% | 16.58%
Large scale Solar PV | 56.67% | 0% | 5.667% | 37.66%
Solar Thermal (8hrs Storage) | 72.12% | 0% | 3.846% | 24.04%
Wind | 66.04% | 0% | 5.66% | 28.3%
Wind - Offshore | 68.63% | 0% | 1.961% | 29.41%
Hydrogen turbine (large) | 57.92% | 9.812% | 7.446% | 24.82%
Notes:
1. Calculated from technology component costs provided in Aurecon 2020-21 AEMO costs and technical parameter review.
Technology Regional and Sub-regional cost adjustment factors
| Black Coal (advanced ultra supercritical PC) | Black Coal (advanced ultra supercritical PC) with CCS | OCGT (small GT) | OCGT (large GT) | CCGT | CCGT with CCS | Biomass | Battery storage (1hr storage) | Battery storage (2hrs storage) | Battery storage (4hrs storage) | Battery Storage (8hrs storage) | Large scale Solar PV | Solar Thermal (8hrs Storage) | Wind | Wind - Offshore | Hydrogen turbine (large) | Pumped Hydro (8hrs storage) | Pumped Hydro (24hrs storage) | Pumped Hydro (48hrs storage) | BOTN - Cethana (20hrs storage)
VIC Low | 1 | 1 | 1 | 1 | 1 | 1 | 1 | 1 | 1 | 1 | 1 | 1 | 1 | 1 | 1 | 1
VIC Medium | 1.0251 | 1.0251 | 1.0277 | 1.0278 | 1.0276 | 1.0276 | 1.025 | 1.0273 | 1.028 | 1.0287 | 1.0293 | 1.0283 | 1.0288 | 1.0283 | 1.0294 | 1.0278
VIC High | 1.0419 | 1.0418 | 1.0461 | 1.0463 | 1.046 | 1.0459 | 1.0417 | 1.0455 | 1.0466 | 1.0479 | 1.0488 | 1.0472 | 1.0481 | 1.0472 | 1.049 | 1.0463
QLD Low | 1 | 1 | 1 | 1 | 1 | 1 | 1 | 1 | 1 | 1 | 1 | 1 | 1 | 1 | 1 | 1
QLD Medium | 1.0942 | 1.0941 | 1.0764 | 1.0776 | 1.0757 | 1.0751 | 1.0939 | 1.0617 | 1.0632 | 1.0649 | 1.0661 | 1.0865 | 1.0732 | 1.0768 | 1.0798 | 1.0776
QLD High | 1.1884 | 1.1882 | 1.1528 | 1.1552 | 1.1514 | 1.1502 | 1.1879 | 1.1235 | 1.1264 | 1.1298 | 1.1322 | 1.1731 | 1.1464 | 1.1535 | 1.1595 | 1.1552
NSW Low | 1 | 1 | 1 | 1 | 1 | 1 | 1 | 1 | 1 | 1 | 1 | 1 | 1 | 1 | 1 | 1
NSW Medium | 1.0676 | 1.0676 | 1.0609 | 1.0614 | 1.0606 | 1.0603 | 1.0675 | 1.0535 | 1.0548 | 1.0563 | 1.0573 | 1.0666 | 1.0605 | 1.0618 | 1.0642 | 1.0614
NSW High | 1.1355 | 1.1353 | 1.1223 | 1.1237 | 1.1214 | 1.1208 | 1.135 | 1.1071 | 1.1097 | 1.1126 | 1.1147 | 1.1333 | 1.121 | 1.1236 | 1.1284 | 1.1237
SA Low | 1 | 1 | 1 | 1 | 1 | 1 | 1 | 1 | 1 | 1 | 1 | 1 | 1 | 1 | 1 | 1
SA Medium | 1.0904 | 1.0903 | 1.0741 | 1.0752 | 1.0735 | 1.073 | 1.0902 | 1.0606 | 1.062 | 1.0637 | 1.0649 | 1.0837 | 1.0714 | 1.0746 | 1.0776 | 1.0752
SA High | 1.1808 | 1.1806 | 1.1483 | 1.1504 | 1.147 | 1.146 | 1.1804 | 1.1211 | 1.1241 | 1.1273 | 1.1297 | 1.1674 | 1.1428 | 1.1493 | 1.1551 | 1.1504
TAS Low | 1 | 1 | 1 | 1 | 1 | 1 | 1 | 1 | 1 | 1 | 1 | 1 | 1 | 1 | 1 | 1
TAS Medium | 1.0681 | 1.0681 | 1.0608 | 1.0611 | 1.0606 | 1.0605 | 1.0681 | 1.0537 | 1.055 | 1.0565 | 1.0575 | 1.0671 | 1.0608 | 1.0621 | 1.0646 | 1.0611
TAS High | 1.1363 | 1.1362 | 1.1222 | 1.1231 | 1.1216 | 1.1212 | 1.1361 | 1.1074 | 1.11 | 1.1129 | 1.115 | 1.1341 | 1.1215 | 1.1242 | 1.1291 | 1.1231
VIC | [16 empty] | 1 | 1 | 1
CNQ | [16 empty] | 1.0104 | 0.88 | 0.86391
SQ | [16 empty] | 1.1143 | 0.96444 | 0.87574
GG
NNSW | [16 empty] | 0.8815 | 0.82222 | 0.62426
CNSW | [16 empty] | 1.0249 | 1.08 | 1.1213
SNSW | [16 empty] | 1.0437 | 1.0044 | 0.91124
SNW
SA | [16 empty] | 1.3514 | 1.6667
TAS | [16 empty] | 0.74844 | 0.61778 | 0.4645 | 1
Notes:
Pumped hydro sub-regional costs adjustments are derived from the build costs provided in Entura Pumped Hydro Cost Modelling. The cost adjustments are relative to the VIC cost for the specified storage size.

## Connection cost
Go to Assumptions Summary
Initial connection costs ($/kW)
Connection costs increase the build costs of new technologies to cater for transmission infrastructure to connect to the grid, and varies depending on the proximity to transmission assets
Final connection costs will be subject to modelling outcomes
Connection Costs for Wind and Solar
REZ names | Region | REZ network voltage (kV) | Connection capacity (MVA) | Feeder length (km) | Total cost ($M) | $/kW | System Strength Remediation ($/kW) 2
Far North Queensland | QLD | 275 | 300 | 5 | 37 | 123.3333 | 106
North Queensland Clean Energy Hub | QLD | 275 | 300 | 10 | 47 | 156.6667 | 106
North Queensland | QLD | 275 | 300 | 5 | 37 | 123.3333 | 106
Isaac | QLD | 275 | 300 | 5 | 37 | 123.3333 | 106
Barcaldine | QLD | 275 | 300 | 10 | 47 | 156.6667 | 0
Fitzroy | QLD | 275 | 300 | 5 | 37 | 123.3333 | 0
Wide Bay | QLD | 275 | 300 | 5 | 37 | 123.3333 | 0
Darling Downs | QLD | 275 | 300 | 5 | 37 | 123.3333 | 0
Banana | QLD | 275 | 300 | 5 | 37 | 123.3333 | 0
North West New South Wales | NSW | 330 | 400 | 10 | 53 | 132.5 | 0
New England | NSW | 330 | 400 | 10 | 53 | 132.5 | 0
Central West New South Wales | NSW | 330 | 400 | 10 | 53 | 132.5 | 0
Cooma-Monaro | NSW | 330 | 400 | 5 | 41 | 102.5 | 0
Wagga Wagga | NSW | 330 | 400 | 10 | 53 | 132.5 | 0
Tumut | NSW | 330 | 400 | 5 | 41 | 102.5 | 106
South West New South Wales | NSW | 330 | 400 | 10 | 53 | 132.5 | 0
Broken Hill | NSW | 220 | 250 | 10 | 44 | 176 | 0
Murray River | VIC | 220 | 250 | 5 | 34 | 136 | 106
Western Victoria | VIC | 220 | 250 | 5 | 34 | 136 | 0
South West Victoria | VIC | 500 | 600 | 10 | 64 | 106.6667 | 106
Ovens Murray | VIC | 220 | 250 | 5 | 34 | 136 | 106
Gippsland | VIC | 220 | 250 | 10 | 44 | 176 | 0
Central North Victoria | VIC | 220 | 250 | 10 | 44 | 176 | 106
South-East SA | SA | 275 | 300 | 10 | 47 | 156.6667 | 0
Riverland | SA | 275 | 300 | 10 | 47 | 156.6667 | 0
Mid-North SA | SA | 275 | 300 | 5 | 37 | 123.3333 | 106
Yorke Peninsula | SA | 275 | 300 | 5 | 37 | 123.3333 | 0
Northern SA | SA | 275 | 300 | 5 | 37 | 123.3333 | 106
Leigh Creek | SA | 275 | 300 | 10 | 47 | 156.6667 | 0
Roxby Downs | SA | 275 | 300 | 10 | 47 | 156.6667 | 106
Eastern Eyre Peninsula | SA | 275 | 300 | 10 | 47 | 156.6667 | 106
Western Eyre Peninsula | SA | 275 | 300 | 10 | 47 | 156.6667 | 0
North-West Tasmania | TAS | 220 | 150 | 5 | 34 | 226.6667 | 106
Central Highlands | TAS | 220 | 150 | 5 | 34 | 226.6667 | 106
North-East Tasmania | TAS | 220 | 150 | 5 | 34 | 226.6667 | 0
Notes:
1. Connection costs for offshore have been included in the build cost of offshore wind candidates.
2. Where no costs are shown, these have been allocated to REZ expansion costs instead
Other generation - regional connection costs derived from connection voltage ($/kW)
Region | CCGT | OCGT | Reciprocating engines | Black Coal (advanced ultra supercritical PC) | Biomass | Battery Storage | Pumped Hydro
QLD | 103.3333 | 103.3333 | 103.3333 | 103.3333 | 103.3333 | 96.6667 | 0
NSW | 80 | 80 | 80 | 80 | 80 | 72.5 | 0
VIC | 75 | 108 | 108 | - | 108 | 100 | 0
SA | 103.3333 | 103.3333 | 103.3333 | - | 103.3333 | 96.6667 | 0
TAS | 108 | 108 | 108 | - | 108 | 100 | 0
CCGT and OCGT - The physical location of these regional connections will depend on fuel / network infrastructure. For Victoria, OCGTs are assumed to connect to the 220 kV network, and larger CCGTs to the 500 kV network
Pumped Hydro - Connection costs for Pumped Hydro are included in the capital costs provided by Entura.

## REZ Augmentations Options
Go to Assumptions Summary
REZ Augmentation Options
Existing Network Capacities shown are inclusive of existing generation, and not additional headroom
The transfer capacity increase represents increased limit at the time of high summer demand in the importing region. Tasmania peak demand occurs in winter and increased notional transfer capacity of VIC-TAS interconnector represents for winter as well.
Transfer capacities in the table are for long-term simulations in the generation and transmission expansion model.
Transfer capacities vary with generation dispatch, load and weather conditions. Similar to NEMDE, these variabilities are captured in the network constraint equations for simulations in short-term models using time-sequential half-hourly modelling.
Transfer capacity increase in this table are indicative and will be updated with input from TNSPs and additional power system studies.
All cost estimates are indicative and sourced from the 2021 TCD Report unless otherwise noted
QLD
REZ ID | REZ Name | Option | Description | Additional network capacity (MW) | Expected cost ($ million) | Cost estimate source | Cost estimate class | $/MW | Lead time | System Strength Remediation ($M/MW)
Q1 | Far North QLD | Option 1 | • Establish a new 275 kV substation north of Millstream. • Build a 275 kV double-circuit line from Chalumbin to Millstream. • Rebuild the double-circuit Chalumbin–Ross 275 kV line at a higher capacity (possibly timed with asset replacement). • Build additional Chalumbin-Ross 275 kV double-circuit tower but string and energise as a single-circuit line | 945 | 1264 | AEMO TCD | Class 5b | 1.3376 | Long | Included as connection cost
|  | Option 2 | • Establish a new 275 kV substation in the Lakeland area • Build a double circuit double-circuit 275 kV line from Walkamin to the new substation near Lakeland. • Build a new 275 kV Chalumbin–Walkamin single-circuit line. • Rebuild the double-circuit Chalumbin–Ross 275 kV line at a higher capacity (possibly timed with asset replacement). • Build additional Chalumbin-Ross 275 kV double-circuit tower but string and energise as a single-circuit line | 945 | 1893 | AEMO TCD | Class 5b | 2.0032 | Long
|  | Option 3 | • String and energise the other Chalumbin-Ross 275 kV additional circuit. (staged after Option 1/2). | 345 | 155 | AEMO TCD | Class 5b | 0.44928 | Medium
Q2 | North Qld Clean Energy Hub | Option 1 | • Build additional 275 kV single-circuit line from Kidston Substation to midpoint switching station | 500 | 410 | AEMO TCD | Class 5a | 0.82 | Long | Included as connection cost
Q3 | Northern Qld | - | - | - | - | - | - | - | - | Included as connection cost
Q4 | Isaac | - | - | - | - | - | - | - | - | Included as connection cost
Q5 | Barcaldine | Option 1 | • Establish a 275 kV substation in the Barcaldine region • Build a 300 km 275 kV single-circuit line on double-circuit towers from Lilyvale to Barcaldine. | 500 | 742 | AEMO TCD | Class 5b | 1.484 | Long | 0.106
|  | Option 2 | • String the second circuit on the towers established in Option 1. • Additional substation bays and reactors. | 1000 | 208 | AEMO TCD | Class 5b | 0.208 | Medium
Q6 | Fitzroy | - | [7 empty] | 0.106
Q7 | Wide Bay | Option 1 | • Rebuild Woolooga – Palmwoods – South Pine 275 kV single-circuit line as a high capacity double-circuit line • 100 MVAr reactor for voltage control | 900 | 473 | AEMO TCD | Class 5b | 0.52556 | Long | 0.106
|  | Option 2 | • Rebuild Woolooga – South Pine 275 kV single-circuit line as a high capacity double-circuit line • 100 MVAr reactor for voltage control | 900 | 443 | AEMO TCD | Class 5b | 0.49222 | Long
Q8 | Darling Downs | Option 1 | • Replace existing 1,300 MVA 330/275 kV transformer at Middle Ridge with 1,500 MVA 330/275 kV transformer. • Implement post-contingent bus splitting scheme at Middle Ridge. | 500 | 43 | AEMO TCD | Class 5b | 0.086 | Medium | 0.106
|  | Option 2 | • SPS from option 1 + 300 MW BESS | 800 | To be provided by interested parties
|  | Option 3 | 500 kV network expansion in vicinity of Halys / Western Downs | 2500 | 1160 | AEMO TCD | Class 5b | 0.464 | Long
Q9 | Banana | Option 1 | • Establish a new 500 kV substation within the Banana REZ. • Establish a new 500 kV substation near Gladstone. • 200 km double-circuit 500 kV line from the Banana REZ to Gladstone. • Three 500/275 kV 1,500 MVA transformers near Gladstone. • Switchgear at the existing Gladstone substation. • Connection from Gladstone to the new Gladstone substation. | 3000 | 1092 | AEMO TCD | Class 5b | 0.364 | Long | 0.106
|  | Option 2 | • Establish a new 275 kV substation within the Banana REZ. • 200 km double-circuit 275 kV line from Banana REZ to Gladstone. • Switchgear at Gladstone. | 1000 | 557 | AEMO TCD | Class 5b | 0.557 | Long
|  | Option 3 | • Establish a new 275 kV substation within the Banana REZ. • 195 km double-circuit 275 kV line from Banana REZ to Wandoan South. • Switchgear at Wandoan South. | 1000 | 541 | AEMO TCD | Class 5b | 0.541 | Long
NQ1 | Group constraint - Facilitating power out of North Queensland | Option 1 | • Construct an additional circuit from Ross to Strathmore to Nebo. | 740 | 801 | AEMO TCD | Class 5b | 1.0824 | Long | Included in individual REZ expansion cost
NQ2 | Group constraint - Facilitating power to Central Queensland | Option 1 | • Construct additional 275 kV circuit from Bouldercombe – Stanwell. • String and energise the second Broadsound-Stanwell 275 kV additional circuit (on existing DCST). | 400 | 137 | AEMO TCD | Class 5b | 0.3425 | Long | Included in individual REZ expansion cost
|  | Option 2 | • Additional 275 kV double-circuit lines between Central and North Queesland | 1400 | 816 | AEMO TCD | Class 5b | 0.58 | Long | Included in individual REZ expansion cost
NQ3 | Group constraint - Facilitating power to Southern Queensland | Option 1 | • A new 275 kV double-circuit line between Calvale and South West of Queensland. • 275 kV line shunt reactors at both ends of Calvale - South West of Queensland 275 circuits. | 900 | 476 | Powerlink | Class 5 | 0.52889 | Long | Included in individual REZ expansion cost
|  | Option 2 | • Mid-point switching substation on the Calvale – Halys 275 kV double-circuit line. | 300 | 55 | AEMO TCD | Class 5b | 0.18 | Short
|  | Option 3 | • Non-network option - A Virtual Transmission Line option with a 300 MW energy storage system in north of Calvale and South of Halys. | 300 | To be provided by interested parties
|  | Option 4 | • 1,500 MW bipole HVDC and overhead line between Calvale and Wandoan South | 1500 | 1615 | AEMO TCD | Class 5b | 1.08 | Long
NSW
REZ ID | REZ Name | Option | Description | Additional network capacity (MW) | Expected cost ($ million) | Estimate source | Cost estimate class | $/MW | Lead time | System Strength Remediation
N1 | North West NSW | Option 1 | • Two new 500 kV circuits from Orana REZ to locality of Gilgandra to locality of Boggabri to locality of Moree. • A new single 500 kV circuit from Orana REZ to Wollar. • New 500/330 kV substations in locality of Boggabri and Moree. • A new 500 kV switching station in locality of Gilgandra. • A new 330 kV single circuit from Sapphire to locality of Moree. • A new 330 kV circuit from Tamworth to locality of Boggabri. • Line shunt reactors at both ends of Orana REZ-locality of Gilgandra, locality of Gilgandra-locality of Boggabri, locality of Boggabri-locality of Moree 500 kV circuits. | 1660 | 3584 | AEMO TCD | Class 5b | 2.16 | Long | 0.106
N2 | New England | Option 1 | • A new 500 kV double circuit from locality of Armidale South to locality of Boggabri to Orana REZ. • A new single 500 kV circuit from Orana REZ to Wollar. • A new 500/330 kV substation in locality of Armidale South. • A new 500 kV switching station in locality of Boggabri • A new 330 kV double circuit line from a new substation in locality of Armidale South to Armidale. • Reconnect both Tamworth-Armidale 330 kV lines from Armidale to a new substation in locality of Armidale South. • 500 kV line shunt reactors at both ends of locality of Armidale South - locality of Boggabri, locality of Boggabri - Orana REZ and Orana REZ - Wollar. | 1295 | 2279 | AEMO TCD | Class 5b | 1.76 | Long | 0.106
|  | Option 2 | • A new 500 kV double circuit line from locality of Armidale South to Bayswater via east of Tamworth • A new 500/330 kV substation in locality of Armidale South. • A new 500/330 kV substation in locality of east of Tamworth. • A new 330 kV circuit from the locality of east of Tamworth to Tamworth. • A new 330 kV double circuit line from a new substation in locality of Armidale South to Armidale. • A new 330 kV double circuit line from Armidale to locality of Lower Creek. • Reconnect both Tamworth-Armidale 330 kV lines from Armidale to a new substation in locality of Armidale South. • 500 kV line shunt reactors at both ends of locality of Armidale South - locality of east of Tamworth and locality of east of Tamworth - Bayswater | 1800 | 2009 | AEMO TCD | Class 5b | 1.12 | Long
|  | Option 3 | • A new 330 kV double-circuit line from south of Armidale to Liddell. • Reconnect both Tamworth-Armidale 330 kV lines from Armidale to a new substation in locality of Armidale South. | 1590 | 891 | AEMO TCD | Class 5b | 0.56 | Long
|  | Option 4 | • A new 500 kV double circuit line from locality of Armidale South to Bayswater via east of Tamworth • A new 500/330 kV substation in locality of Armidale South. • A new 500/330 kV substation in locality of east of Tamworth. • A new 330 kV circuit from the locality of east of Tamworth to Tamworth. • A new 330 kV double circuit line from a new substation in locality of Armidale South to Armidale. • Reconnect both Tamworth-Armidale 330 kV lines from Armidale to a new substation in locality of Armidale South. • 500 kV line shunt reactors at both ends of locality of Armidale South - locality of east of Tamworth and locality of east of Tamworth - Bayswater • 330kV from Armidale South to the locality of Lower Creek | 1800 | 2316 | AEMO TCD | Class 5b | 1.29 | Long
|  | Option 5 | • 2,000 MW bi-pole HVDC transmission system between Bayswater and locality of Armidale South. • A new 330 kV double circuit line from a new substation in locality of Armidale South to Armidale. • Reconnect both Tamworth-Armidale 330 kV lines from Armidale to a new substation in locality of Armidale South. | 2000 | 2162 | AEMO TCD | Class 5b | 1.08 | Long
N3 | Central-West Orana | Option 1 | • Additonal 330 kV double circuit to Mt Piper | 1500 | 555 | AEMO TCD | Class 5b | 0.37 | Long | Included as part of network build
|  | Option 2 | • Additional 500 kV single circuit to Bayswater | 900 | 1220 | AEMO TCD | Class 5b | 1.3556 | Long
N4 | Broken Hill | Option 1 | • 500 kV double-circuit line from Bannaby – Broken Hill (>850 km). • Two mid-point switching stations and reactive plant. | 1750 | 4004 | AEMO TCD | Class 5b | 2.288 | Long | 0.106
|  | Option 2 | • 500 kV double-circuit HVDC line from Bannaby – Broken Hill (>850 km). | 1750 | 3750 | AEMO TCD | Class 5b | 2.1429 | Long
N5 | South West NSW | Option 1 | • Rebuild 330 kV Darlington Point – Wagga to a high capacity double-circuit line. • 500 kV single-circuit line from Bannaby – Wagga. • 500/330 kV 1,500 MVA transformer at Wagga. | 1500 | 1416 | AEMO TCD | Class 5b | 0.944 | Long | 0.106
|  | Option 2 | • Establish a new Darlington Point to Dinawan 330 kV transmission line, post PEC | 600 | 185 | Transgrid | Class 5a | 0.30833 | Medium
N6 | Wagga Wagga | Option 1 | • 500 kV double-circuit line from Bannaby – Wagga. • Two 500/330 kV 1,500 MVA transformers at Wagga. | 2600 | 1229 | AEMO TCD | Class 5b | 0.47269 | Long | 0.106
|  | Option 2 | • 500 kV single-circuit line from Bannaby – Wagga. • One 500/330 kV 1,500 MVA transformer at Wagga. | 1500 | 950 | AEMO TCD | Class 5b | 0.63333 | Long
N7 | Tumut | Option 1 | HumeLink | 2200 | 3315 | Transgrid | Unknown | 1.5068 | Long | Included as connection cost
N8 | Cooma-Monaro | Option 1 | • 132 kV single-circuit Williamsdale to Cooma-Monaro substation (located near generation interest). | 150 | 140 | AEMO TCD | Class 5b | 0.93333 | Long | 0.106
|  | Option 2 | • 330 kV line Cooma-Williamdale-Stockdill | 500 | 390 | AEMO TCD | Class 5b | 0.78 | Long
SA
REZ ID | REZ Name | Option | Description | Additional network capacity (MW) | Expected cost ($ million) | Estimate source | Cost estimate class | $/MW | Lead time | System Strength Remediation
S1 | South East SA | Option 1 | • String vacant circuit on the 275 kV Tungkillo – Tailem Bend line. • 100 MVAr SVC at Tailem Bend | 600 | 57 | AEMO TCD | Class 5a | 0.095 | Medium | 0.106
|  | Option 2 | • 500 kV double-circuit line connecting South East to Heywood. | 1500 | 571 | AEMO TCD | Class 5b | 0.38067 | Long
|  | Option 3 | • 275 kV double-circuit line connecting South East to Tailem Bend to Tungkillo. | 950 | 948 | AEMO TCD | Class 5b | 0.99789 | Long
S2 | Riverland | Option 1 | • Turn Bundey – Buronga 330 kV No. 1 and No. 2 lines into a new substation at Riverland (post PEC). | 700 | 77 | AEMO TCD | Class 5a | 0.11 | Medium | 0.106
S3 | Mid-North SA | Option 1 | • 275 kV double-circuit lines between Robertstown, Templers West and Para. | 950 | 340 | AEMO TCD | Class 5b | 0.35789 | Long | Included as connection cost
|  | Option 2 | • 275 kV double-circuit lines between Davenport and Robertstown. | 950 | 582 | AEMO TCD | Class 5b | 0.61263 | Long
S4 | Yorke Peninsula | Option 1 | • String first circuit of a 275 kV double-circuit line from Blythe West into new Yorke Peninsula substation. • Cut-in of Blythe West into Brinkworth-Templers West 275 kV line. | 450 | 443 | AEMO TCD | Class 5b | 0.98 | Long | 0.106
|  | Option 2 | • String second circuit of a 275 kV double-circuit line from Blythe West into new Yorke Peninsula substation. • Reinforce Templers West-Para 275 kV with 275 kV single circuit line. | 450 | 202 | AEMO TCD | Class 5b | 0.44889 | Long
S5 | Northern SA | Option 1 | • Uprate the existing 275 kV Davenport – Cultana lines with replacement CTs, isolators, circuit breakers, line droppers, line droppers and lifting of 5 spans. | 200 | 24 | AEMO TCD | Class 5b | 0.12 | Short | Included as connection cost
|  | Option 2 | • 275 kV double-circuit line, single side strung, from Davenport – Cultana. | 600 | 166 | AEMO TCD | Class 5b | 0.27667 | Long
|  | Option 3 | • String second 275 kV single-circuit from Davenport – Cultana. Requires option 2 already built. | 600 | 44 | AEMO TCD | Class 5b | 0.18 | Long
S6 | Leigh Creek | Option 1 | • 275 kV double-circuit line, single side strung from Davenport to new Leigh Creek substation. | 500 | 606 | AEMO TCD | Class 5b | 1.212 | Long | 0.106
|  | Option 2 | • String second 275 kV circuit from Davenport to new Leigh Creek substation. | 450 | 192 | AEMO TCD | Class 5b | 0.42667 | Long
S7 | Roxby Downs | Option 1 | • 275 kV double-circuit single side strung from Davenport to new Roxby Downs substation. | 500 | 424 | AEMO TCD | Class 5b | 0.848 | Long | Included as connection cost
|  | Option 2 | • String second 275 kV circuit line from Davenport to new Roxby Downs substation. | 450 | 144 | AEMO TCD | Class 5b | 0.32 | Long
S8 | Eastern Eyre Peninsula | Option 1 | • Operate the future Cultana–Yadnarie 132 kV double-circuit line (built as part of the Eyre Peninsula Link RIT-T) at 275 kV by establishing a 275 kV substation at Yadnarie | 300 | 64 | ElectraNet | Class 5a | 0.21333 | Medium | Included as connection cost
S9 | Western Eyre Peninsula | Option 1 | • 275 kV double-circuit line from Cultana/Corraberra Hill to a new Elliston substation. | 950 | 756 | AEMO TCD | Class 5b | 0.79579 | Long | 0.106
|  | Option 2 | • 275 kV single-circuit line from Yadnarie to a new Elliston substation. | 500 | 379 | AEMO TCD | Class 5b | 0.758 | Long
|  | Option 3 | • New Elliston substation. • Single-circuit 275 kV line from Cultana/Corraberra Hill to Elliston. • Single-circuit 275 kV line from Yadnarie to Elliston. | 1000 | 943 | AEMO TCD | Class 5b | 0.943 | Long
MN1_SA | Group Constraint - facilitating power out of mid-north SA | Option 1 | • 275 kV double-circuit lines between Robertstown, Templers West and Para. | 950 | 340 | AEMO TCD | Class 5b | 0.35789 | Long | Included in individual REZ expansion cost
|  | Option 2 | • 275 kV double-circuit lines between Davenport and Robertstown. | 950 | 582 | AEMO TCD | Class 5b | 0.61263 | Long
NSA1_SA | Group Constraint - facilitating power out of north SA | Option 1 | • Uprate the existing 275 kV Davenport – Cultana lines with replacement CTs, isolators, circuit breakers, line droppers, line droppers and lifting of 5 spans. | 200 | 24 | AEMO TCD | Class 5b | 0.12 | Short | Included in individual REZ expansion cost
|  | Option 2 | • 275 kV double-circuit line, single side strung, from Davenport – Cultana. | 600 | 166 | AEMO TCD | Class 5b | 0.27667 | Long
|  | Option 3 | • String second 275 kV single-circuit from Davenport – Cultana. Requires option 2 already built. | 600 | 44 | AEMO TCD | Class 5b | 0.18 | Long
|  | Option 4 | • Operate the future Cultana–Yadnarie 132 kV double-circuit line (built as part of the Eyre Peninsula Link RIT-T) at 275 kV by establishing a 275 kV substation at Yadnarie. | 300 | 64 | AEMO TCD | Class 5a | 0.21333 | Long
TAS
REZ ID | REZ Name | Option | Description | Additional network capacity (MW) | Expected cost ($ million) | Estimate source | Cost estimate class | $/MW | Lead time | System Strength Remediation
T1 | North East Tasmania | Option 1 | • 80 km 220 kV double-circuit line between George Town and a new substation in north-east Tasmania. | 500 | 230 | AEMO TCD | Class 5b | 0.46 | Long | Included as connection cost
T2 | North West Tasmania | Option 1 | • Build Burnie-Heybridge-Sheffield 220 kV double circuit transmission line. Note that Burnie-Heybridge is part of TAS-VIC Option 1 and Heybridge – Sheffield is part of TAS-VIC Option 2. • Build a double-circuit 220 kV transmission line from Hampshire to Burnie (note this is part of the Marinus Link Stage 1 augmentations). | 800 | 115 (with Marinus Link) 259 (without Marinus Link) | AEMO TCD | Class 5a | 0.32375 | Long | Included as connection cost
|  | Option 2 | • Build double-circuit West Montague - Hampshire 220 kV line. Pre-requisite: TAS-VIC Option 1 | 800 | 298 | AEMO TCD | Class 5a | 0.3725 | Long
T3 | Central Highlands | Option 1 | • If before Marinus Link 1, bring forward the rebuild of Palmerston-Sheffield 220 kV line as double-circuit and build 2 x power flow controllers on the 2 x 220 kV transmission lines from Palmerston-Hadspen. • If after Marinus Link 1, build 2 x power flow controllers on the 2 x 220 kV transmission lines from Palmerston-Hadspen. | 450 | 49 (with Marinus Link) 282 (without Marinus Link) | AEMO TCD | Class 5a | 0.62667 | Long | 0.106
|  | Option 2 | • Build a Sheffield-Palmerston-Waddamana 220 kV line strung on one side. Pre-requisite: Option 1 and TAS-VIC Option 2 | 450 | 335 | AEMO TCD | Class 5b | 0.74444 | Long
|  | Option 3 | • Build an additional Heybridge–Sheffield 220 kV single circuit transmission line. • String other side of Sheffield-Palmerston-Waddamana 220 kV line. Pre-requisites: Options 1 and 2 and TAS-VIC Option 2. | 550 | 214 | AEMO TCD | Class 5b | 0.38909 | Long
VIC
REZ ID | REZ Name | Option | Description | Additional network capacity (MW) | Expected cost ($ million) | Estimate source | Cost estimate class | $/MW | Lead time | System Strength Remediation
V2 | Murray River | Option 1 | • New double-circuit 220 kV line between Red Cliffs – Wemen – Kerang – Bendigo - north of Ballarat. • Establish new substations close to Redcliff, Kerang and Bendigo. • New 500/220 kV 1,000 MVA transformer north of Ballarat | 1200 | 1300 | AEMO TCD | Class 5b | 1.0833 | Long | 0.106
|  | Option 2 | • New double-circuit 500 kV line between Kerang – Bendigo (including 2 new 500/220 kV transformers at Kerang). • Establish new substations close to Kerang and Bendigo. • Turn the 500 kV line from north of Ballarat to Shepparton into Bendigo (including new 500 kV substation near Bendigo). Pre-requisite: VNI West (Shepparton) | 1300 | 931 | AEMO TCD | Class 5b | 0.71615 | Long
|  | Option 3 | • New double-circuit 500 kV line between north of Ballarat to Kerang (including 2 new 500/220 kV transformers at Kerang) • Establish new substation close to Kerang. | 1250 | 1165 | AEMO TCD | Class 5b | 0.932 | Long
|  | Option 4 | • New 220 kV double-circuit line from Red Cliffs – Wemen – Kerang • Establish new substations close to Redcliff and Kerang. Pre-requisite: VNI West (Kerang) | 800 | 665 | AEMO TCD | Class 5b | 0.83125 | Long
V3 | Western Victoria | Option 1 | • Build a new single-circuit 500 kV line from Mortlake to the new 500 kV substation north of Ballarat. | 1200 | 1072 | AEMO TCD | Class 5b | 0.89333 | Long | Included as connection cost
|  | Option 2 | • Build a new double-circuit line from north of Ballarat to Bulgana (with one circuit turning into Ararat and Crowlands). • Replace existing single circuit 220 kV line from north of Ballarat to Ballarat with a double circuit line. • New 1,000 MVA 500/220 kV transformer north of Ballarat. • Series reactor on Crowlands-Ararat-Bulgana circuit. | 800 | 623 | AEMO TCD | Class 5b | 0.77875 | Long
|  | Option 3 | • New 220 kV double-circuit line from Murra Warra to Bulgana via Horsham. • Establish new substation close to Horsham. Pre-requisite: V3 Option 2. | 1000 | 430 | AEMO TCD | Class 5b | 0.43 | Long
|  | Option 4 | • New 220 kV single-circuit line from Elaine to Moorabool. | 600 | 152 | AEMO TCD | Class 5b | 0.25333 | Long
|  | Option 5 | • New 500 kV double-circuit line from Bulgana to Mortlake. | 1000 | 772 | AEMO TCD | Class 5b | 0.772 | Long
V4 | South West Victoria | Option 1 | • New 500 kV single-circuit line from Mortlake – Moorabool – Sydenham. | 1500 | 930 | AEMO TCD | Class 5b | 0.62 | Long | Included as connection cost
|  | Option 2 | • New 500 kV single-circuit line from Mortlake to north of Ballarat. • Turn Tarrone – Haunted Gully line into Mortlake substation. | 1200 | 851 | AEMO TCD | Class 5b | 0.70917 | Long
V5 | Gippsland | Option 1 | • New 500 kV double-circuit line from Hazelwood to vicinity of Basslink transition station. • Two 500/220 kV transformers • 250 MVAr dynamic reactive compensation | 2000 | 588 | AEMO TCD | Class 5b | 0.294 | Long | 0.106
|  | Option 2 | • New 220 kV double-circuit line from Hazelwood to Bairnsdale. | 800 | 458 | AEMO TCD | Class 5b | 0.5725 | Long
|  | Option 3 | • New 500 kV double circuit line from Hazelwood to Loy Yang 250 MVAr dynamic reactive compensation | 2000 | 442 | AEMO TCD | Class 5b | 0.221
V6 | Central North Vic | Option 1 | • New 500 kV substation near Shepparton (including two 500/220 kV transformers). • New 500 kV double-circuit line from north of Ballarat - Shepparton. | 1700 | 1364 | AEMO TCD | Class 5b | 0.80235 | Long | Included as connection cost
|  | Option 2 | • New 220 kV double-circuit line from north of Ballarat - Bendigo - Shepparton. • Establish new substations close to Bendigo and Shepparton. | 900 | 725 | AEMO TCD | Class 5b | 0.80556 | Long
|  | Option 3 | • New 220 kV double-circuit line from north of Ballarat – Bendigo - Shepparton - Glenrowan. • Establish new substations close to Bendigo and Shepparton. | 850 | 980 | AEMO TCD | Class 5b | 1.1529 | Long
|  | Option 4 | • Replace existing 220 kV single-circuit line from Shepparton to Dederang via Glenrowan with a double circuit line. | 600 | 509 | AEMO TCD | Class 5b | 0.84833 | Long
|  | Option 5 | • New 220 kV double-circuit line from Bendigo to Shepparton. • Establish new substation close to Bendigo. | 700 | 476 | AEMO TCD | Class 5b | 0.68 | Long
Offshore Wind Zone
REZ ID | REZ Name | Option | Description | Additional network capacity (MW) | Expected cost ($ million) | Estimate source | Cost estimate class | $/MW | Lead time | System Strength Remediation
O1 | Hunter Coast | Offshore wind farms in O1 are assumed to connect to the 500 kV network around Eraring, and hence no REZ augmentation options are applicable. | [7 empty] | 0.106
O2 | Illawarra Coast | Option 1 | • 500 kV double-circuit line from Dapto – Bannaby. • Two 500/330 kV 1,500 MVA transformers at Dapto. | 2000 | 470 | AEMO TCD | Class 5b | 0.235 | Long | 0.106
O3 | Gippsland Coast | The network augmentation options for O3 are common with V6 (Gippsland) | [7 empty] | Included as part of V6 costs
O4 | North West Tasmania Coast | The network augmentation options for O4 are common with T2 (North West Tasmania) | [7 empty] | Included as part of T2 costs

## Build limits
Go to Assumptions Summary
Initial Build limits (MW)
Potential in each NEM region to build different thermal and storage capacities; potential in each zone to build new renewable energy capacity
The new renewable energy capacity in each REZ zone will be moderated by transmission expansion choices in each scenario, loss factor impacts, etc
REZ ID | REZ Name | Region | NTNDP zone | ISP Sub-region | Wind generation total limits (MW) |  |  | Solar PV plus Solar thermal Limits (MW) | REZ resource limit violation penalty factor ($M/MW) | REZ Transmission Network limit1 | Indicative transmission expansion cost ($M/MW)2 | Indicative transmission expansion cost ($M/MW)10 |  | Distance to nearest load centre (km) - Hydrogen Superpower scenario | Indicative transmission expansion cost - Hydrogen Superpower scenario ($M/MW) | Land area (km2)9
[5 empty] | High | Medium | Offshore | Solar |  |  |  | Tranche 2 | Tranche 3
Q1 | Far North QLD | QLD | NQ | CNQ | 570 | 1710 |  | 1100 | 0.25 | 750 | 1.34 |  |  | 370 | 0.67821 | 32468
Q2 | North Qld Clean Energy Hub | QLD | NQ | CNQ | 4700 | 13900 |  | 8000 | 0.25 | 700 | 0.82 |  |  | 292 | 0.53524 | 132143
Q3 | Northern Qld | QLD | NQ | CNQ | 0 | 0 |  | 3400 | 0.25 | See Group Constraint NQ1 | - |  |  | 49 | 0.089817 | 10021
Q4 | Isaac | QLD | NQ | CNQ | 1000 | 2800 |  | 6900 | 0.25 | See Group Constraint NQ2 | - |  |  | 313 | 0.57373 | 62042
Q5 | Barcaldine | QLD | CQ | CNQ | 1000 | 2900 |  | 8000 | 0.25 | 85 | 1.48 |  |  | 415 | 0.7607 | 25540
Q6 | Fitzroy | QLD | CQ | CNQ | 900 | 2600 |  | 7533 | 0.25 | See Group Constraint NQ3 (Note 11) | - |  |  | 181 | 0.33177 | 23623
Q7 | Wide Bay | QLD | SQ | SQ | 300 | 800 |  | 2200 | 0.25 | 500 | 0.53 |  |  | 66 | 0.12098 | 13957
Q8 | Darling Downs | QLD | SWQ | SQ | 1400 | 4200 |  | 6992 | 0.25 | 3000 | 0.09 | 0.46 (apply from 3,800 MW) |  | 147 | 0.26945 | 46171
Q9 | Banana | QLD | CQ | SQ | 900 | 2500 |  | 6100 | 0.25 | 150 | 0.54 |  |  | 238 | 0.43625 | 54833
N1 | North West NSW | NSW | NNS | NNSW | 0 | 0 |  | 6385 | 0.25 | 171 | 2.16 |  |  | 205 (Note 8) | 0.37577 | 22824
N2 | New England | NSW | NNS | NNSW | 1800 | 5600 |  | 2985 | 0.25 | 577 | 1.08 |  |  | 298 | 0.54623 | 22088
N3 | Central-West Orana | NSW | NCEN | CNSW | 800 | 2200 |  | 6850 | 0.25 | 3,900 (Note 7) | 0 | 0.37 (apply from 3,900 MW) | 1.36 (apply from 5,400 MW) | 143 | 0.26212 | 51151
N4 | Broken Hill | NSW | CAN | SNSW | 1300 | 3800 |  | 8000 | 0.25 | 250 | 2.14 |  |  | 1032 | 1.8917 | 30302
N5 | South West NSW | NSW | SWNSW | SNSW | 1100 | 3200 |  | 3964 | 0.25 | 550 | 0.94 |  |  | 532 | 0.97516 | 36717
N6 | Wagga Wagga | NSW | SWNSW | SNSW | 300 | 700 |  | 1028 | 0.25 | 1100 | 0.63 |  |  | 265 | 0.48574 | 10111
N7 | Tumut | NSW | SWNSW | SNSW | 0 | 0 |  | 0 | 0.25 | 0 | N/A (Note 3) |  |  | 260 | 0.47658 | 13533
N8 | Cooma-Monaro | NSW | CAN | SNSW | 100 | 200 |  | 0 | 0.25 | 350 | 0.93 |  |  | 260 | 0.47658 | 3976
V1 | Ovens Murray | VIC | NVIC | VIC | 0 | 0 |  | 1000 | 0.25 | 350 | 0 |  |  | 189 | 0.34644 | 14802
V2 | Murray River | VIC | CVIC | VIC | 0 | 0 |  | 4700 | 0.25 | 440 | 1.08 |  |  | 297 | 0.5444 | 24684
V3 | Western Victoria | VIC | CVIC | VIC | 700 | 1900 |  | 400 | 0.25 | 1,250 (Note 4) | 0.89 |  |  | 191 | 0.3501 | 21705
V4 | South West Victoria | VIC | MEL | VIC | 860.5 | 2581.5 |  | 0 | 0.25 | 2500 | 0.62 |  |  | 89 | 0.16314 | 14530
V5 | Gippsland | VIC | LV | VIC | 500 | 1500 |  | 500 | 0.25 | 2000 | 0.57 (Note 5) |  |  | 183 | 0.33544 | 4947
V6 | Central North Vic | VIC | NVIC | VIC | 400 | 1200 |  | 1700 | 0.25 | 650 | 0.8 |  |  | 131 | 0.24012 | 6018
S1 | South East SA | SA | SESA | SA | 800 | 2400 |  | 100 | 0.25 | 400 | 0.1 | 1.00 (apply from 1,000 MW) |  | 230 | 0.42159 | 26539
S2 | Riverland | SA | NSA | SA | 400 | 1000 |  | 4000 | 0.25 | 130 | 0.11 |  |  | 165 | 0.30245 | 4055
S3 | Mid-North SA | SA | ADE | SA | 1200 | 3400 |  | 1300 | 0.25 | See Group Constraint MN1 | 0 |  |  | 116 | 0.21263 | 29968
S4 | Yorke Peninsula | SA | NSA | SA | 400 | 1000 |  | 0 | 0.25 | 100 | 0.98 |  |  | 81 | 0.14847 | 8015
S5 | Northern SA | SA | NSA | SA | 0 | 0 |  | 2900 | 0.25 | See Group Constraint NSA1 | 0 |  |  | 55 | 0.10082 | 8922
S6 | Leigh Creek | SA | NSA | SA | 600 | 1800 |  | 6500 | 0.25 | 0 | 0.84 |  |  | 279 | 0.51141 | 16729
S7 | Roxby Downs | SA | NSA | SA | 0 | 0 |  | 3400 | 0.25 | 500 | 0.59 |  |  | 288 | 0.5279 | 23545
S8 | Eastern Eyre Peninsula | SA | NSA | SA | 600 | 1700 |  | 5000 | 0.25 | 300 (Note 6) | 0.21 |  |  | 46 | 0.084318 | 16681
S9 | Western Eyre Peninsula | SA | NSA | SA | 400 | 1100 |  | 4000 | 0.25 | 0 | 0.8 |  |  | 180 | 0.32994 | 10632
T1 | North East Tasmania | TAS | TAS | TAS | 400 | 1000 |  | 300 | 0.25 | 268 | 0.46 |  |  | 62 | 0.11365 | 15034
T2 | North West Tasmania | TAS | TAS | TAS | 1300 | 3700 |  | 150 | 0.25 | 592 | 0.33 |  |  | 124 | 0.22729 | 6352
T3 | Central Highlands | TAS | TAS | TAS | 900 | 2500 |  | 150 | 0.25 | 622 | 0.63 | 0.74 (apply after ML stage 1) |  | 111 | 0.20346 | 11128
O1 | Hunter Coast | NSW | NCEN | SNW | 0 | 0 | 10000 | 0 | 0 | 5650 | 0.476 (Note 12) |  |  | 26 | 0.047658 | 0
O2 | Illawarra Coast | NSW | NCEN | SNW | 0 | 0 | 10000 | 0 | 0 | 1000 | 0.24 |  |  | 24 | 0.043992 | 0
O3 | Gippsland Coast | VIC | LV | VIC | 0 | 0 | 10000 | 0 | 0 | Included in V5 limit | As per V5 |  |  | 222 | 0.40693 | 0
O4 | North West Tasmania Coast | TAS | TAS | TAS | 0 | 0 | 10000 | 0 | 0 | Included in T2 limit | As per T2 |  |  | 112 | 0.2053 | 0
O5 | Portland Coast | VIC | MEL | VIC | 0 | 0 | 10000 | 0 | 0 | Included in V4 limit | As per V4 |  |  | 242 | 0.44359 | 0
O6 | South East SA Coast | SA | SESA | SA | 0 | 0 | 10000 | 0 | 0 | Included in S1 limit | As per S1 |  |  | 325 | 0.59572 | 0
Notes:
1. Intraregional transmission augmentations may be selected by the model if economic to access larger new renewable resource locations.
2. Indicative transmission cost represents indicative network expansion to connect the REZ to the nearest major load center.
3. Available wind and solar resource capacity is less than the existing transmission capacity.
4. Western Renewables Link (formerly Western Victoria Transmission Project) augmentation included
5. Transmission limited total build in this REZ will increase with expected coal power station closures.
6. This capacity assumes the committed Eyre Peninsula Reinforcement Project due for completion Dec 2022.
7. Build limit includes the capacity gained by the development of the Central-West Orana REZ Pilot project supported by NSW Government.
8. For REZs in NNSW, distance to Armidale used, for REZs in CNSW distance to Bayswater used, and REZs in SNSW distance to Bannaby used. This is to allow for the NSW sub-regional modelling
9. A land use limit of 5% for onshore wind and 1% for solar is applied for all scenarios but Hydrogen Superpower. The limit for Hydrogen Superpower is 25% and 5% for onshore wind and solar respectively. AEMO assumed an indicative land usage of 0.24 km2/MW for wind and 0.02km2/MW for solar.
10. Where expansion cost vary for larger VRE build, additional cost estimates are modelled when VRE exceeds a threshold to capture changes in costs for staged upgrades.
11. A REZ network limit of 3,000 MW has been modelled for the Hydrogen Superpower scenario for Q6 to reflect changes in power flow direction associated with significant Hydrogen demand in the CNQ sub-region
12. Expansion cost based on CNSW to SNW Option 1
Group Constraints Summary
REZ ID | REZ Name | Group Constraint | Transmission-limited total build | Indicative transmission expansion cost ($M/MW) | Indicative transmission expansion cost ($M/MW)
Tranche 2
Q1 | Far North QLD | NQ1 | 2200 | 1.08
Q2 | North Qld Clean Energy Hub
Q3 | Northern Qld
Q1 | Far North QLD | NQ2 | 2500 | 0.34 | 0.58 (Apply from 2,900 MW)
Q2 | North Qld Clean Energy Hub
Q3 | Northern Qld |  |  |  | 0.58286
Q4 | Isaac
Q5 | Barcaldine
Q1 | Far North QLD | NQ3 | Note 1 | N/A
Q2 | North Qld Clean Energy Hub
Q3 | Northern Qld
Q4 | Isaac
Q5 | Barcaldine
Q6 | Fitzroy
S3 | Mid-North SA | MN1 (Note 2) | 2400 | 0.36
0.5 x S4 | Yorke Peninsula
S5 | Northern SA
S6 | Leigh Creek
S7 | Roxby Downs
S8 | Eastern Eyre Peninsula
S9 | Western Eyre Peninsula
0.5 x S5 | Northern SA | NSA1 (Note 2) | 1000 | 0
S8 | Eastern Eyre Peninsula
S9 | Western Eyre Peninsula
Notes
1. This network limit has been modelled using the CNQ-SQ sub-regional cut-set.
2. MN1, NSA1 in Hydrogen Superpower scenario removed due to location of new load for hydrogen production

## Build limits - PHES
Go to Assumptions Summary
Initial Build limits - PHES
Potential in each NEM sub-region to build pumped hydro energy storage capacities
Sub-regional limits are considered to reflect sub-regional configuration of the capacity outlook models.
Pumped hydro build limits are based on Entura report.
AEMO has modified to reflect latest info and generator interest while still observing the sub-regional based on Entura sub-regions breakdown. AEMO has also combined 6 and 12-hour PHES into a single 8-hour PHES option.
Pumped Hydro Energy Storage (PHES) (MW)
Name | ISP Sub-region | Region | 8hrs storage | 24hrs storage | 48hrs storage | BOTN - Cethana
Central and North Queensland | CNQ | QLD | 2250 | 3000 | 200 | -
Gladstone Grid | GG | QLD | - | - | - | -
Southern Queensland | SQ | QLD | 1350 | 1000 | 300 | -
Northern New South Wales | NNSW | NSW | 1125 | 500 | 500 | -
Central New South Wales | CNSW | NSW | 1750 | 166.6667 | 83.3333 | -
Southern New South Wales | SNSW | NSW | 2500 | 583.3333 | 166.6667 | -
Sydney, Newcastle and Wollongong | SNW | NSW | - | - | - | -
Victoria | VIC | VIC | 2700 | 700 | 400 | -
South Australia | SA | SA | 1525.5 | 452 | 0 | -
Tasmania | TAS | TAS | 1624.5 | 1200 | 371 | 750
Notes:
1. Pump Hydro limits for NSW are based on 24 energy projects shortlisted for potential development as part of the NSW Government Pumped Hydro Roadmap. Total value excludes the contribution of the proposed Snowy 2.0 project. NSW Pumped Hydro Roadmap, available at: https://energy.nsw.gov.au/renewables/clean-energy-initiatives/hydro-energy-and-storage#-pumped-hydro-roadmap-
2. South Australian PHES limits adjusted to reflect Generation Information submissions, applying the project size ratios as specified in the Entura report.
3. Tasmanian PHES storage limits informed by underlying analysis of the detailed project information within the Entura report, provided by contributors to the Entura report (but not published). This data avoids misinterpretation of projects that may not be mutually exclusive, and is aligned reasonably with Tasmanian PHES Generation Information submissions.
4. The SQ PHES limit for 24-hour storage has been increased to account for the Borumba Dam Pumped Hydro Project. The CNQ PHES limits for 24-hour storage has been increased based on information provided by the Queensland Government.

## Non-REZ Assumptions
Go to Assumptions Summary
Non-REZ Connection Assumptions
Within the capacity outlook model, VRE can be connected into REZs or into other areas within 10 km of an existing transmission line. This is done to consider options that avoid the need to expand the transmission network. These areas are not part of the standard group of REZs due to them being located on/near sensitive environmental/community/cultural land, having lower quality resources or other detrimental factors.
Candidates for connection of VRE outside REZs
Region | Approximate location of connections | Resource Limit (MW) | Resource limit violation penalty factor ($M/MW) | Land area (km2)1
New South Wales Non-REZ | Within 10 km of the 500 kV network between Mt Piper and Bayswater | 0 | 0.25 | 7920
Victoria Non-REZ | Within 10 km of the 500 kV network between Latrobe Valley and Cranbourne/South Morang | 0 | 0.25 | 1957
Connection Costs for Wind and Solar outside REZs
Non-REZ name | Region | Network voltage (kV) | Connection capacity (MVA) | Feeder length (km) | Total cost ($M) | $/kW | System Strength Remediation ($/kW)2
New South Wales Non-REZ | NSW | 500 | 600 | 10 | 64 | 106.6667
Victoria Non-REZ | VIC | 500 | 600 | 10 | 64 | 106.6667 | 106
Notes:
1. A land use limit of 5% for onshore wind and 1% for solar is applied for all scenarios.
2. Where no costs are shown, these have been allocated to REZ expansion costs instead

## Power System Constraints
Go to Assumptions Summary
Power System Constraints - Synchronous Generating Units
These are constraints which reflect the operational limits which need to be observed in the ST model. For discussion on these power system security constraints please see the 2021 IASR.
Region | Condition | No. large synchronous units always online1
New South Wales | Now | ≥7
| From 2025-26 | ≥0
Queensland | Now2 | ≥11
| From 2025-26 | ≥0
| Post second QNI | ≥0
South Australia | Now (Synchronous Condensers installed) | ≥2
| Post Project EnergyConnect | ≥0
Tasmania | Now | ≥3
| Post Marinus Link | ≥3
Victoria | Now | ≥5
| From 2025-26 | ≥0
Notes:
1 . Numbers shown are high-level planning assumptions only, not operational advice. Comprehensive studies with detailed models will be required closer to these time periods as the power system evolves.
When assessing system strength and inertia shortfalls, the requirement to always keep minimum units online is relaxed in market modelling in order to determine timing and size of potential shortfalls.
2. Additional smaller synchronous units may be required online to deliver the minimum synchronous machine dispatch for Queensland
3. Future AEMO reports such as the System Strength and Inertia reports may test interim numbers of machines as part of their detailed studies and assessments.

## Capacity Factors
Go to Assumptions Summary
Capacity factors for new large-scale renewables
Approximate capacity factors of renewable resources. Capacity factors depend on the reference year modelled - estimates below for reference years where data available.
Capacity factors are static for all installations. No capacity factor improvement / degradation due to technology improvement / natural reduction in best installation sites, however for wind farms the expected capacity factor improvement through time is reflected as capital cost reductions to maintain an equivalent $/kWh capex.
Wind High | [13 empty] | Wind Medium
Candidate REZ name | Region | Reference year (Financial year ending) | [10 empty] | Avg of ref years | Candidate REZ name | Region | Reference year (Financial year ending) | [10 empty] | Avg of ref years
|  | 2011 | 2012 | 2013 | 2014 | 2015 | 2016 | 2017 | 2018 | 2019 | 2020 | 2021 |  |  |  | 2011 | 2012 | 2013 | 2014 | 2015 | 2016 | 2017 | 2018 | 2019 | 2020 | 2021
Far North QLD | QLD | 51.13% | 53.05% | 55.87% | 55.75% | 56.83% | 50.54% | 50.75% | 53.95% | 55.95% | 51.11% | 49.61% | 53.14% | Far North QLD | QLD | 46% | 48.22% | 49.51% | 48% | 49.25% | 42.29% | 44.43% | 46.6% | 49.08% | 45.96% | 45.16% | 46.77%
North Qld Clean Energy Hub | QLD | 45.4% | 44.2% | 43.89% | 45.15% | 42.9% | 37.92% | 41.89% | 43.17% | 44.52% | 40.82% | 41.26% | 42.83% | North Qld Clean Energy Hub | QLD | 36.38% | 36.12% | 37.4% | 37.61% | 37.16% | 32.67% | 33.86% | 35.58% | 38.28% | 33.91% | 34.11% | 35.73%
Northern Qld | QLD | 32.91% | 35.05% | 38.93% | 40.21% | 39.78% | 37.16% | 36.19% | 36.83% | 39.36% | 36.7% | 38.07% | 37.38% | Northern Qld | QLD | 25.95% | 28.08% | 31.38% | 33.29% | 31.91% | 29.21% | 29.21% | 28.19% | 32.03% | 28.54% | 30.48% | 29.84%
Isaac | QLD | 35.65% | 35.46% | 37.81% | 38.58% | 36.09% | 34.2% | 35.35% | 33.98% | 38.62% | 33.24% | 35.57% | 35.87% | Isaac | QLD | 30.03% | 29.53% | 32.43% | 34.1% | 30.23% | 28.96% | 30.33% | 29.32% | 33.22% | 28.87% | 29.43% | 30.59%
Barcaldine | QLD | 32.22% | 31.42% | 33.05% | 34.34% | 34.45% | 31.83% | 33.33% | 33.46% | 35.28% | 30.16% | 31.41% | 32.81% | Barcaldine | QLD | 30.26% | 29.69% | 30.43% | 31.5% | 31.23% | 28.88% | 29.53% | 29.47% | 32.54% | 27.65% | 29.01% | 30.02%
Fitzroy | QLD | 37.98% | 38.88% | 38.96% | 38.88% | 37% | 35.97% | 35.86% | 35.5% | 39.22% | 35.25% | 36.84% | 37.3% | Fitzroy | QLD | 34.48% | 33.46% | 33.71% | 31.92% | 32.3% | 30% | 31.14% | 30.22% | 32.63% | 30.83% | 31.12% | 31.99%
Wide Bay | QLD | 33.57% | 33.17% | 32.86% | 29.48% | 31.8% | 30.39% | 30.48% | 30.71% | 31.86% | 30.29% | 31.39% | 31.46% | Wide Bay | QLD | 30.93% | 31.25% | 31.62% | 29.54% | 29.96% | 28.77% | 28.67% | 29.33% | 30.66% | 28.26% | 28.68% | 29.79%
Darling Downs | QLD | 38.23% | 38.65% | 38.71% | 39.39% | 39.04% | 38.98% | 36.42% | 37.86% | 39.78% | 37.64% | 38.24% | 38.45% | Darling Downs | QLD | 34.04% | 32.61% | 34.33% | 33.18% | 34% | 33.8% | 32.44% | 33.08% | 34.36% | 32.69% | 34.11% | 33.51%
Banana | QLD | 32.12% | 30.8% | 31.98% | 30.92% | 30.88% | 29.32% | 29.31% | 30.38% | 32.15% | 29.27% | 29.18% | 30.57% | Banana | QLD | 28.75% | 27.43% | 28.57% | 26.17% | 28.98% | 25.55% | 26.68% | 25.9% | 27.46% | 26.4% | 25.74% | 27.06%
North West NSW | NSW | 32.96% | 31.99% | 31.44% | 29.95% | 31.27% | 29.87% | 29.68% | 31.33% | 29.67% | 32.33% | 33.91% | 31.31% | North West NSW | NSW | 26.82% | 26.5% | 28.35% | 27.25% | 26.67% | 27.2% | 27.36% | 27.46% | 26.74% | 26.67% | 27.96% | 27.18%
New England | NSW | 42.02% | 39.23% | 38.84% | 37.88% | 38.42% | 37.34% | 37.14% | 38.84% | 38.47% | 38.32% | 41.23% | 38.88% | New England | NSW | 40.48% | 37.5% | 38.16% | 35.32% | 37.2% | 35.23% | 36.18% | 38.81% | 38.05% | 36.02% | 38.38% | 37.39%
Central-West Orana | NSW | 37.42% | 36.52% | 36.69% | 35.64% | 35.64% | 36.44% | 33.76% | 37.41% | 36.21% | 35.53% | 37.74% | 36.27% | Central-West Orana | NSW | 34.87% | 34.88% | 34.12% | 32.73% | 33.3% | 32.96% | 32.58% | 33.66% | 34.95% | 34.36% | 35.31% | 33.97%
Broken Hill | NSW | 31.53% | 32.77% | 32.17% | 33.54% | 32.45% | 33.34% | 30.51% | 32.83% | 32.45% | 32.99% | 33.29% | 32.53% | Broken Hill | NSW | 29.27% | 30.26% | 29.94% | 31.14% | 30.74% | 31.48% | 28.55% | 30.83% | 30.52% | 31.03% | 30.68% | 30.41%
South West NSW | NSW | 28.51% | 29.68% | 29.19% | 31.01% | 28.8% | 29.32% | 27.25% | 29.74% | 30.07% | 29.5% | 29.74% | 29.35% | South West NSW | NSW | 28.5% | 29.5% | 29.21% | 30.81% | 28.86% | 29.3% | 27.56% | 29.51% | 29.92% | 29.57% | 29.61% | 29.3%
Wagga Wagga | NSW | 27.09% | 27.79% | 27.98% | 28.39% | 26.69% | 27.88% | 26.35% | 27.73% | 28.87% | 28.32% | 29.24% | 27.85% | Wagga Wagga | NSW | 26.2% | 27.16% | 27% | 28.01% | 26% | 27.09% | 25.31% | 26.78% | 28.36% | 27.52% | 28.34% | 27.07%
Tumut | NSW | 41.19% | 40.46% | 43.09% | 45.87% | 40.69% | 42.78% | 43.47% | 45.04% | 44.16% | 45.27% | 42.97% | 43.18% | Tumut | NSW | 39.38% | 38.33% | 41.03% | 43.29% | 38.9% | 40.72% | 41.29% | 42.81% | 42.04% | 42.97% | 41% | 41.07%
Cooma-Monaro | NSW | 41.39% | 41.51% | 44.18% | 44.13% | 41.52% | 42.62% | 43.5% | 43.34% | 42.01% | 44.64% | 44.81% | 43.06% | Cooma-Monaro | NSW | 38.9% | 39.39% | 41.66% | 41.41% | 38.95% | 40.22% | 40.12% | 41.06% | 39.98% | 41.12% | 41.77% | 40.42%
Ovens Murray | VIC | 41.59% | 43.39% | 45.91% | 47.53% | 43.38% | 44.23% | 44.77% | 44.61% | 44.82% | 47.55% | 46.82% | 44.96% | Ovens Murray | VIC | 35.18% | 39.3% | 37.94% | 40.18% | 35.94% | 37.77% | 34.96% | 36.31% | 37% | 36.96% | 38.88% | 37.31%
Murray River | VIC | 29.1% | 30.09% | 29.08% | 31.86% | 29.45% | 29.61% | 27.98% | 29.83% | 30.35% | 30.19% | 30.26% | 29.8% | Murray River | VIC | 29.13% | 29.76% | 28.48% | 31.46% | 28.53% | 29.87% | 27.93% | 30.83% | 29.42% | 30.66% | 29.94% | 29.64%
Western Victoria | VIC | 39.14% | 42.84% | 39.64% | 45.05% | 39.73% | 40.6% | 38.83% | 40.78% | 41.39% | 42.36% | 42.42% | 41.16% | Western Victoria | VIC | 35.25% | 37.45% | 34.82% | 39.55% | 34.94% | 35.67% | 34.29% | 36.57% | 36.39% | 36.89% | 37.05% | 36.26%
South West Victoria | VIC | 38.07% | 41.85% | 39.25% | 44.73% | 39.29% | 40.82% | 39.66% | 40.25% | 41.98% | 43.24% | 41.26% | 40.95% | South West Victoria | VIC | 37.03% | 39.92% | 37.33% | 42.02% | 36.78% | 39.16% | 38.05% | 38.27% | 40.24% | 40.45% | 38.62% | 38.9%
Gippsland | VIC | 37.19% | 38.71% | 37.3% | 42.69% | 37.76% | 39.12% | 38.63% | 38.65% | 38.62% | 40.9% | 40.12% | 39.06% | Gippsland | VIC | 32.23% | 34.45% | 32.87% | 37.26% | 33.57% | 34.47% | 33.35% | 34.06% | 33.49% | 35.9% | 35.47% | 34.28%
Central North Vic | VIC | 32.18% | 32.33% | 32.54% | 33.96% | 33.84% | 32.72% | 30.3% | 32.6% | 33.38% | 32.81% | 33.56% | 32.75% | Central North Vic | VIC | 30.52% | 30.28% | 31.12% | 32.26% | 31.42% | 30.93% | 28.81% | 30.79% | 31.94% | 30.93% | 31.65% | 30.97%
South East SA | SA | 37.01% | 38.99% | 36.36% | 42.88% | 37.71% | 39.48% | 36.41% | 40.14% | 39.53% | 40.08% | 39.5% | 38.92% | South East SA | SA | 34.42% | 37.74% | 34.82% | 40.69% | 35.52% | 37.02% | 35.26% | 36.87% | 38.34% | 38.66% | 37.59% | 36.99%
Riverland | SA | 26.88% | 28.62% | 27.23% | 30.78% | 27.14% | 28.63% | 26.6% | 29.59% | 28.77% | 29.57% | 29.51% | 28.49% | Riverland | SA | 26.55% | 28.15% | 26.91% | 29.87% | 26.95% | 28.33% | 26.29% | 29.1% | 28.37% | 29.16% | 28.95% | 28.06%
Mid-North SA | SA | 38.56% | 39.87% | 37.87% | 39.65% | 39.02% | 39.13% | 35.62% | 39.95% | 38.71% | 39.36% | 39.63% | 38.85% | Mid-North SA | SA | 35.9% | 37.18% | 34.92% | 39.54% | 35.73% | 37.19% | 34.11% | 38.13% | 37.14% | 37.58% | 37.48% | 36.81%
Yorke Peninsula | SA | 34.97% | 36.77% | 34.37% | 39.79% | 34.77% | 36.27% | 33.89% | 36.88% | 38.08% | 36.79% | 37.94% | 36.41% | Yorke Peninsula | SA | 34.76% | 36.14% | 33.95% | 39% | 34.24% | 35.56% | 33.66% | 36.38% | 37.52% | 36.13% | 37.41% | 35.89%
Northern SA | SA | 35.64% | 37.27% | 35.17% | 37.64% | 35.46% | 36.44% | 33.72% | 37.87% | 37.14% | 36.83% | 36.84% | 36.37% | Northern SA | SA | 33.69% | 34.89% | 33.13% | 36.08% | 33.46% | 34.79% | 32% | 35.94% | 35.35% | 35.24% | 35.02% | 34.51%
Leigh Creek | SA | 41.26% | 42.11% | 40.32% | 40.22% | 40.77% | 40% | 38.09% | 41.46% | 39.45% | 39.93% | 40.94% | 40.41% | Leigh Creek | SA | 39.47% | 40.41% | 39.21% | 38.19% | 39.87% | 38.56% | 36.97% | 39.02% | 39.13% | 39.65% | 40.59% | 39.19%
Roxby Downs | SA | 29.22% | 30.61% | 29.41% | 32.23% | 28.54% | 29.83% | 27.86% | 30.21% | 31.21% | 30.31% | 30.4% | 29.98% | Roxby Downs | SA | 28.38% | 29.63% | 28.87% | 30.4% | 27.89% | 28.89% | 26.76% | 29.07% | 30.47% | 28.92% | 28.89% | 28.92%
Eastern Eyre Peninsula | SA | 37.56% | 39.3% | 37.99% | 41.72% | 38.25% | 38.97% | 36.16% | 40.18% | 40.67% | 38.54% | 40.77% | 39.1% | Eastern Eyre Peninsula | SA | 35.72% | 37.3% | 36.09% | 40.23% | 36.62% | 37.51% | 34.57% | 38.7% | 39.09% | 37.7% | 39% | 37.5%
Western Eyre Peninsula | SA | 37.97% | 38.35% | 37.84% | 41.72% | 37.36% | 38.89% | 36.34% | 39.74% | 40.47% | 38.42% | 41.39% | 38.95% | Western Eyre Peninsula | SA | 36.52% | 37.05% | 36.19% | 40.71% | 35.91% | 37.22% | 35.5% | 38.91% | 38.99% | 37.55% | 39.63% | 37.65%
North East Tasmania | TAS | 45.08% | 43.51% | 43.04% | 44.22% | 44.48% | 44.79% | 47.94% | 44.03% | 47.82% | 48.28% | 45.54% | 45.34% | North East Tasmania | TAS | 42.39% | 40.26% | 40.79% | 41.71% | 42.85% | 43.59% | 46.11% | 41.61% | 45.36% | 46.42% | 43.24% | 43.12%
North West Tasmania | TAS | 50.73% | 49.12% | 47.64% | 51.23% | 50.73% | 48.92% | 49.88% | 50.1% | 50.36% | 53.72% | 51.87% | 50.39% | North West Tasmania | TAS | 46% | 45.5% | 44.76% | 48.32% | 47.12% | 43.21% | 44.37% | 45.57% | 46.9% | 47.16% | 46.55% | 45.95%
Central Highlands | TAS | 56.51% | 55.65% | 54.26% | 57.97% | 56.22% | 53.64% | 56.34% | 56.28% | 58.37% | 59.8% | 55.68% | 56.43% | Central Highlands | TAS | 53.96% | 51.63% | 52.06% | 55.08% | 54.66% | 51.22% | 53.92% | 53.43% | 54.72% | 57.07% | 53.34% | 53.74%
New South Wales Non-REZ | NSW | 41.7% | 37.59% | 39.15% | 39.38% | 37.93% | 39.45% | 37.45% | 39.96% | 38.42% | 40.62% | 41.93% | 39.42% | New South Wales Non-REZ | NSW | 38.6% | 36.67% | 36.42% | 35.49% | 35.66% | 37.18% | 34.58% | 36.41% | 36.28% | 37.64% | 38.9% | 36.71%
Victoria Non-REZ | VIC | 36.98% | 40.86% | 37.1% | 43.55% | 36.39% | 38.99% | 38.08% | 38.64% | 39.53% | 41.06% | 39.95% | 39.19% | Victoria Shadow Non-REZ | VIC | 36.13% | 40.12% | 36.93% | 42.51% | 35.65% | 38.7% | 36.94% | 37.6% | 38.99% | 39.76% | 39.61% | 38.45%
Solar PV | [13 empty] | Solar Thermal
Candidate REZ name | Region | Reference year (Financial year ending) 2011: Reference year (Financial year ending) | Avg of ref years | Candidate REZ name | Region | Reference year (Financial year ending) | [10 empty] | Avg of ref years
|  | 2011 | 2012 | 2013 | 2014 | 2015 | 2016 | 2017 | 2018 | 2019 | 2020 | 2021 |  |  |  | 2011 | 2012 | 2013 | 2014 | 2015 | 2016 | 2017 | 2018 | 2019 | 2020 | 2021
Far North QLD | QLD | 23.03% | 25.98% | 27.23% | 26.03% | 28.52% | 28.2% | 27.6% | 28.31% | 27.38% | 29.03% | 27.35% | 27.15% | Far North QLD | QLD | 31.68% | 39.2% | 42.22% | 38.73% | 43.51% | 42.83% | 42.73% | 44.38% | 42.09% | 44.83% | 42.56% | 41.34%
North Qld Clean Energy Hub | QLD | 25.86% | 28.77% | 29.6% | 29.62% | 31.3% | 30.86% | 30.53% | 30.26% | 30.67% | 32.26% | 30.6% | 30.03% | North Qld Clean Energy Hub | QLD | 36.79% | 43.21% | 44.97% | 45.31% | 49.75% | 48.09% | 47.57% | 46.62% | 46.75% | 51.03% | 47.28% | 46.12%
Northern Qld | QLD | 22.57% | 26.16% | 28.08% | 27.13% | 29.01% | 29.73% | 29.01% | 29.12% | 28.76% | 30.81% | 28.39% | 28.07% | Northern Qld | QLD | 27.39% | 34.45% | 38.19% | 36.51% | 40.07% | 42.42% | 41.37% | 42.71% | 41.91% | 46.49% | 40.69% | 39.29%
Isaac | QLD | 23.43% | 26.95% | 27.98% | 28.55% | 29.7% | 29.71% | 28.95% | 29.65% | 29.25% | 30.94% | 29.15% | 28.57% | Isaac | QLD | 32.05% | 38.76% | 41.26% | 42.92% | 44.97% | 45.36% | 44.92% | 46.41% | 45.29% | 48.62% | 45.03% | 43.24%
Barcaldine | QLD | 27.71% | 29.75% | 31.5% | 32.37% | 33.12% | 32.13% | 31.35% | 32.49% | 33.31% | 33.27% | 32.5% | 31.77% | Barcaldine | QLD | 42.36% | 46.86% | 51.44% | 53.62% | 55.52% | 52.77% | 51.94% | 53.36% | 56.42% | 55.36% | 53.22% | 52.08%
Fitzroy | QLD | 23.3% | 26.49% | 27.22% | 28.72% | 28.73% | 29.48% | 28.64% | 28.95% | 29.1% | 30.22% | 28.8% | 28.15% | Fitzroy | QLD | 31.51% | 37.23% | 39.05% | 43.28% | 42.3% | 42.94% | 41.16% | 42.53% | 41.06% | 44.46% | 40.43% | 40.54%
Wide Bay | QLD | 22.19% | 24.91% | 26% | 27.6% | 26.74% | 27.61% | 27.56% | 27.87% | 27.81% | 28.67% | 26.93% | 26.72% | Wide Bay | QLD | 29.43% | 35.05% | 36.86% | 40.14% | 38.39% | 39.23% | 39.07% | 39.77% | 37.68% | 39.99% | 35.59% | 37.38%
Darling Downs | QLD | 23.09% | 25.56% | 27.2% | 28.58% | 27.57% | 28.24% | 28.5% | 29.26% | 29.4% | 29.73% | 28.06% | 27.75% | Darling Downs | QLD | 32.93% | 37.17% | 41.07% | 44.32% | 42.17% | 43.57% | 45.05% | 47.64% | 45.13% | 46.71% | 42.52% | 42.57%
Banana | QLD | 24.31% | 27.54% | 28.46% | 30.28% | 30.02% | 30.19% | 29.86% | 30.71% | 30.69% | 31.53% | 29.88% | 29.41% | Banana | QLD | 33.84% | 40.88% | 43.22% | 47.41% | 46.97% | 46.78% | 47.03% | 49.73% | 47.89% | 49.4% | 46.15% | 45.39%
North West NSW | NSW | 25.15% | 26.51% | 29.28% | 29.83% | 29.18% | 29.71% | 28.81% | 30.57% | 30.82% | 29.55% | 28.24% | 28.88% | North West NSW | NSW | 36.47% | 42.39% | 47.12% | 48.72% | 48.36% | 47.07% | 45.53% | 51.8% | 51.02% | 48.42% | 45.46% | 46.58%
New England | NSW | 21.96% | 23.5% | 25.79% | 27.18% | 25.91% | 27.12% | 26% | 27.96% | 27.9% | 26.86% | 25.47% | 25.97% | New England | NSW | 28.84% | 32.15% | 38.46% | 42.96% | 38.07% | 40.92% | 37.37% | 43.41% | 41.45% | 38.43% | 35.72% | 37.98%
Central-West Orana | NSW | 23.28% | 24.59% | 27.72% | 27.86% | 27.28% | 27.31% | 27.32% | 28.81% | 28.72% | 28.12% | 26.66% | 27.06% | Central-West Orana | NSW | 37.48% | 43.17% | 47.98% | 48.85% | 48.4% | 45.9% | 46.77% | 51.16% | 51.43% | 50.37% | 47.38% | 47.17%
Broken Hill | NSW | 26.87% | 28.52% | 30.15% | 29.94% | 30.41% | 28.9% | 29.58% | 30.63% | 31.58% | 32.73% | 30.59% | 29.99% | Broken Hill | NSW | 39.99% | 44.9% | 48.32% | 48.32% | 50.02% | 44.12% | 47.19% | 50.2% | 52.6% | 55.17% | 49.75% | 48.24%
South West NSW | NSW | 24.79% | 26.33% | 27.92% | 26.83% | 28.19% | 27.48% | 27.01% | 28.35% | 28.77% | 28.66% | 27.69% | 27.46% | South West NSW | NSW | 35.99% | 39.23% | 42.39% | 39.67% | 43.63% | 41.42% | 40.62% | 44.06% | 45.31% | 44.81% | 42.57% | 41.79%
Wagga Wagga | NSW | 23.66% | 25.27% | 27.09% | 25.87% | 27.06% | 26.56% | 25.96% | 27.21% | 27.51% | 26.77% | 26.02% | 26.27% | Wagga Wagga | NSW | 34.83% | 37.94% | 41.93% | 38.97% | 42.05% | 40.22% | 37.66% | 41.83% | 42.25% | 38.35% | 38.98% | 39.55%
Tumut | NSW | 21.93% | 22.51% | 24.86% | 23.39% | 24.7% | 24.91% | 23.77% | 24.72% | 25.09% | 24.22% | 23.97% | 24.01% | Tumut | NSW | 34.79% | 35.27% | 39.94% | 36.75% | 39.82% | 39.61% | 36.48% | 39.67% | 40.41% | 34.7% | 37.83% | 37.75%
Cooma-Monaro | NSW | 22.27% | 21.69% | 24.63% | 24.16% | 23.72% | 24.46% | 24.08% | 25.64% | 25.79% | 25.84% | 24.72% | 24.27% | Cooma-Monaro | NSW | 31.56% | 30.92% | 36.49% | 35.95% | 35.65% | 36.55% | 35.31% | 38.96% | 39.32% | 37.73% | 36.83% | 35.94%
Ovens Murray | VIC | 21.46% | 23.1% | 24.37% | 22.33% | 24.41% | 24.59% | 23.54% | 24.8% | 24.62% | 24% | 24% | 23.75% | Ovens Murray | VIC | 33.09% | 35.99% | 38.78% | 32.2% | 39.92% | 38.06% | 35.86% | 39.14% | 37.87% | 35.78% | 37.46% | 36.74%
Murray River | VIC | 24.69% | 26.39% | 27.82% | 26.37% | 28.12% | 27.49% | 27.06% | 27.93% | 28.68% | 28.48% | 27.53% | 27.32% | Murray River | VIC | 37.88% | 40.87% | 43.66% | 41.83% | 46% | 41.38% | 42.07% | 44.27% | 46.21% | 44.77% | 42.87% | 42.89%
Western Victoria | VIC | 20.07% | 22.19% | 23.15% | 21.75% | 23.27% | 23.52% | 23.22% | 24.26% | 24.63% | 23.46% | 22.88% | 22.95% | Western Victoria | VIC | 28.63% | 34.15% | 34.69% | 31.97% | 37.53% | 35.77% | 35.13% | 35.19% | 37.82% | 33.83% | 34.83% | 34.5%
South West Victoria | VIC | 18.41% | 20.52% | 21.31% | 20.03% | 20.47% | 21.71% | 21.27% | 22.43% | 22.45% | 20.83% | 20.69% | 20.92% | South West Victoria | VIC | 20.32% | 24.55% | 25.95% | 23.97% | 24.28% | 25.86% | 24.19% | 26.42% | 27.04% | 21.46% | 22.47% | 24.23%
Gippsland | VIC | 17.78% | 18.57% | 20.38% | 19.36% | 19.83% | 20.38% | 21.1% | 21.78% | 21.74% | 20.58% | 20.57% | 20.19% | Gippsland | VIC | 20.1% | 21.66% | 24.88% | 22.62% | 24.93% | 24.82% | 25.2% | 26.52% | 26.93% | 22.58% | 23.67% | 23.99%
Central North Vic | VIC | 23.49% | 25.26% | 26.28% | 24.69% | 26.37% | 26.18% | 25.46% | 26.53% | 26.56% | 26.08% | 25.85% | 25.71% | Central North Vic | VIC | 33.19% | 37.97% | 39.9% | 35.53% | 40.45% | 38.53% | 36.71% | 39.89% | 39.37% | 37.32% | 37.69% | 37.87%
South East SA | SA | 21.16% | 23.35% | 23.77% | 22.61% | 23.47% | 23.98% | 23.66% | 24.04% | 24.38% | 24.17% | 23.72% | 23.48% | South East SA | SA | 30.53% | 35.14% | 36.08% | 34.82% | 36.3% | 35.22% | 34.39% | 35.59% | 38.22% | 36.55% | 35.62% | 35.31%
Riverland | SA | 24.25% | 25.91% | 27.2% | 26.59% | 27.71% | 27.4% | 27.04% | 27.55% | 28.73% | 29.04% | 27.8% | 27.2% | Riverland | SA | 33.65% | 38.17% | 40.9% | 39.98% | 43.66% | 39.97% | 40% | 39.96% | 43.8% | 42.75% | 41.07% | 40.36%
Mid-North SA | SA | 23.09% | 24.82% | 26.04% | 25.03% | 26.18% | 26.12% | 25.67% | 25.87% | 27.02% | 27.5% | 26.52% | 25.8% | Mid-North SA | SA | 29.65% | 32.37% | 34.34% | 33.01% | 35.32% | 34.92% | 33.43% | 33.9% | 35.87% | 35.37% | 35.36% | 33.96%
Yorke Peninsula | SA | 23.23% | 24.29% | 25.58% | 24.46% | 25.53% | 25.98% | 25.77% | 25.46% | 26.7% | 26.9% | 26.09% | 25.45% | Yorke Peninsula | SA | 27.95% | 30.79% | 32.88% | 29.08% | 32.9% | 32.84% | 34.25% | 31.61% | 35.12% | 34.79% | 34.6% | 32.44%
Northern SA | SA | 25.35% | 27.04% | 28.05% | 27.04% | 28.32% | 27.95% | 27.97% | 28.16% | 28.74% | 29.88% | 28.27% | 27.89% | Northern SA | SA | 38.46% | 43.13% | 42.64% | 40.84% | 45.8% | 42.62% | 45.34% | 44.32% | 46.29% | 49.28% | 44.94% | 43.97%
Leigh Creek | SA | 27.72% | 29.63% | 30.13% | 30.92% | 31.44% | 29.55% | 30.1% | 31.04% | 32.35% | 33.2% | 31.33% | 30.67% | Leigh Creek | SA | 42.31% | 47.98% | 47.96% | 50.83% | 52.14% | 46.18% | 47.92% | 50.73% | 54.9% | 56.39% | 52.45% | 49.98%
Roxby Downs | SA | 27.65% | 29.17% | 30.35% | 30.19% | 30.4% | 29.76% | 30.33% | 30.56% | 31.69% | 33.28% | 31.12% | 30.41% | Roxby Downs | SA | 41.52% | 46.57% | 47.69% | 48.1% | 48.57% | 45.32% | 48.55% | 50.21% | 52.67% | 58.03% | 53.05% | 49.12%
Eastern Eyre Peninsula | SA | 21.52% | 23.57% | 25.29% | 23.88% | 24.62% | 24.93% | 25.12% | 24.8% | 26.19% | 26.23% | 25.25% | 24.67% | Eastern Eyre Peninsula | SA | 24.78% | 29.18% | 31.93% | 29.65% | 29.77% | 29.13% | 29.68% | 28.96% | 32.37% | 30.86% | 29.72% | 29.64%
Western Eyre Peninsula | SA | 24.32% | 26.1% | 27.65% | 26.83% | 28.04% | 27.51% | 27.74% | 27.62% | 28.29% | 29.14% | 27.88% | 27.38% | Western Eyre Peninsula | SA | 33.49% | 37.66% | 40.69% | 39.24% | 42.27% | 39.19% | 41% | 40.64% | 42.3% | 43.14% | 41.13% | 40.07%
North East Tasmania | TAS | 20.19% | 21.19% | 22.12% | 20.02% | 21.3% | 22.79% | 23% | 23.67% | 22.83% | 22.16% | 22.07% | 21.94% | North East Tasmania | TAS | 26.8% | 28.9% | 30.6% | 26.26% | 30.04% | 31.67% | 31.97% | 34.05% | 31.1% | 28.75% | 29.87% | 30%
North West Tasmania | TAS | 17.24% | 19.12% | 19.45% | 18.11% | 18.51% | 20.77% | 19.65% | 20.3% | 20.07% | 19.55% | 19.74% | 19.32% | North West Tasmania | TAS | 20.85% | 24.7% | 24.92% | 21.43% | 23.63% | 26.88% | 24.38% | 25.02% | 24.08% | 21.78% | 24.55% | 23.84%
Central Highlands | TAS | 18.68% | 19.01% | 20.49% | 19.36% | 20.09% | 21.75% | 21.26% | 21.71% | 21.98% | 21.4% | 20.76% | 20.59% | Central Highlands | TAS | 23.84% | 23.97% | 27.36% | 24.2% | 28.48% | 30.11% | 28.73% | 30.3% | 28.83% | 27.45% | 26.99% | 27.3%
New South Wales Non-REZ | NSW | 20.61% | 21.59% | 24.83% | 25.67% | 24.45% | 24.56% | 24.51% | 26.07% | 25.64% | 24.98% | 23.56% | 24.22% | New South Wales Non-REZ | NSW | 28% | 32.36% | 39.94% | 40.53% | 37.6% | 39.22% | 38.37% | 43.71% | 41.74% | 38.11% | 34.8% | 37.67%
Victoria Non-REZ | VIC | 17.78% | 18.57% | 20.38% | 19.36% | 19.83% | 20.38% | 21.1% | 21.78% | 21.74% | 20.58% | 20.57% | 20.19% | Victoria Shadow Non-REZ | VIC | 20.1% | 21.66% | 24.88% | 22.62% | 24.93% | 24.82% | 25.2% | 26.52% | 26.93% | 22.58% | 23.67% | 23.99%
Offshore Wind
Candidate REZ name | Region | Reference year (Financial year ending) 2011: Reference year (Financial year ending) | Avg of ref years
|  | 2011 | 2012 | 2013 | 2014 | 2015 | 2016 | 2017 | 2018 | 2019 | 2020 | 2021
Hunter Coast | NSW | 42.28% | 37.8% | 41.16% | 38.71% | 38.44% | 40.08% | 40.03% | 41.29% | 40.99% | 40.06% | 42.12% | 40.27%
Illawarra Coast | NSW | 41.71% | 39.14% | 42.92% | 41.75% | 40.73% | 43.63% | 41.48% | 42.45% | 41% | 40.79% | 43.5% | 41.74%
Gippsland Coast | VIC | 44.47% | 45.46% | 43.5% | 49.38% | 44.2% | 45.28% | 45.14% | 44.55% | 44.25% | 47.97% | 46.7% | 45.54%
North West Tasmanian Coast | TAS | 49.21% | 49.44% | 46.53% | 51.28% | 48.39% | 48.13% | 48.25% | 48.2% | 50.15% | 52.19% | 52.42% | 49.47%
Portland Coast | VIC | 42.35% | 46.48% | 43.42% | 48.88% | 42.93% | 44.6% | 43.52% | 43.33% | 45.41% | 47.89% | 45.75% | 44.96%
South East SA Coast | SA | 42.27% | 46.11% | 42.31% | 48.99% | 42.81% | 44.35% | 42.3% | 44.34% | 45.31% | 46.73% | 45.04% | 44.6%

## Lead time and project life
Go to Assumptions Summary
Lead time and project life
Development lead time considers the time necessary to undertake feasibility studies, secure necessary development approvals, and to construct the project. For capacity planning therefore, the lead time reflects the shortest time before a technology can commence operation.
Aurecon have provided lead time as a combination of lead time for development, total lead time and construction time. These values have been adjusted for some technologies to reflect the degree of active development interest, as demonstrated by the projects proposed, advancing or committed in AEMO's Generation Information page, particularly for Wind, Battery and Solar technologies.
Technology | Lead time for development (years)3, 4 | Lead time (years)5 | Construction Time (years) | Total lead time (years)6 | Economic Life (years) 7 | Technical Life (years) 8
Black Coal (advanced ultra supercritical PC) | 3 | 2 | 2 | 7 | 30 | 50
Black Coal (advanced ultra supercritical PC) with CCS | 3 | 2 | 2 | 7 | 30 | 50
OCGT (small GT) | 0 | 0.75 | 1.25 | 2 | 25 | 40
OCGT (large GT) | 0 | 1 | 1.1154 | 2 | 25 | 40
CCGT | 2 | 1 | 1.5 | 5 | 25 | 40
CCGT with CCS | 3 | 1 | 1.5 | 6 | 25 | 40
Biomass | 3 | 1.75 | 1.25 | 6 | 30 | 50
Large scale Solar PV | 0 | 1 | 0.5 | 2 | 25 | 30
Solar Thermal (8hrs Storage) | 2 | 1.75 | 1.75 | 6 | 25 | 40
Battery storage (1hr storage) | 0 | 0.6 | 0.15385 | 1 | 20 | 20
Battery storage (2hrs storage) | 0 | 0.8 | 0.15385 | 1 | 20 | 20
Battery storage (4hrs storage) | 0 | 0.9 | 0.23077 | 1 | 20 | 20
Battery Storage (8hrs storage) | 0 | 1.1 | 0.38462 | 1 | 20 | 20
Wind | 0 | 1 | 1 | 2 | 25 | 30
Wind - Offshore | 4 | 2 | 3 | 9 | 25 | 35
Pumped Hydro (8hrs storage) | 2 | 0 | 4 | 6 | 40 | 50
Pumped Hydro (24hrs storage) | 2 | 0 | 4 | 6 | 40 | 50
Pumped Hydro (48hrs storage) | 2 | 0 | 4 | 6 | 40 | 50
BOTN - Cethana | 2 | 0 | 4 | 6 | 40 | 50
Hydrogen turbine (large) | 0 | 1 | 1.1154 | 2 | 25 | 40
Notes:
1. Sourced from Aurecon 2020-21 AEMO costs and technical parameter review.
2. Pumped Hydro is sourced from GHD 2018 AEMO costs and technical parameter review, except the economic life which is source from CSIRO GenCost 2020-21
3. Aurecon has assumed that Lead time for development is the time to undertake feasibility studies, procurement and contract negotiations, obtain permits and approvals, secure land agreements, fuel supply and obtain financing.
4. Given existing development activity in these technologies, AEMO has removed the lead time for development for onshore wind, batteries and large-scale solar PV as stated by Aurecon. The total lead time therefore reflects construction and lead time only. Similarly given the 3GW of proposed gas generation across the NEM, AEMO has removed the lead time for development for OCGT technologies.
5. Aurecon has assumed Lead time as the time from issue of Notice to Proceed (NTP) to the EPC contractor up to the delivery of all major equipment to site.
6. Aurecon has provided some components of lead time in weeks or fractions of years. AEMO has rounded the total lead time to the nearest whole number of years for capacity planning.
7. Period of time required for the project to recover build costs.
8. Period of time the project is operational before life extension refurbishment or retirement.

## Financial parameters
Go to Assumptions Summary
Discount rate
The discount rate is used to determine the present value of future cash flows during the cost benefit analysis process.
Weighted Average Cost of Capital (WACC) expresses the costs incurred to obtain finance for capital expenditure
The discount rate presented is pre-tax, real.
| Central assumption | Lower Bound | Upper Bound | Alternative Upper Bound
Discount rate (%) | 5.5% | 2% | 7.5% | 10%
WACC, all new generation and transmission (%) | 5.5% | 2% | 7.5% | 10%
Value of customer reliability (VCR)
A VCR expresses the value that customers place on having a reliable supply of electricity
VCRs are used to quantify the differences in market benefits between development pathways arising from changes in involuntary load shedding.
| QLD | NSW | VIC | SA | TAS
Value of customer reliability ($/MWh, real 2021) | 41366.472 | 43526.2503 | 42585.8683 | 44673.3096 | 33233.7182
Source:
https://www.aer.gov.au/system/files/AER%20-%20Values%20of%20Customer%20Reliability%20Review%20-%20Final%20Report%20-%20December%202019.pdf
(Table 5.22)

## Storage properties
Go to Assumptions Summary
Battery properties
Property | Battery storage (1hr storage) | Battery storage (2hrs storage) | Battery storage (4hrs storage) | Battery storage (8hrs storage) | Virtual Power Plants (aggregated ESS) | Units
Maximum power1 | 1 | 1 | 1 | 1 | 1 | MW
Energy capacity2 | 1 | 2 | 4 | 8 | 2.2 | MWh
Round trip efficiency (aggregated)3 % |  |  |  |  | 85 | %
Charge efficiency (utility) % | 91.6515 | 91.6515 | 92.1954 | 91.1043 |  | %
Discharge efficiency (utility) % | 91.6515 | 91.6515 | 92.1954 | 91.1043 |  | %
Round trip efficiency (utility) % | 84 | 84 | 85 | 83 |  | %
Annual degradation (utility) % | 2.2 | 2.2 | 2.2 | 2.2 |  | %
Allowable Max State of Charge | 100 | 100 | 100 | 100 | 85 | %
Allowable Min State of Charge | 0 | 0 | 0 | 0 | 0 | %
Notes:
1. Large scale battery storage operating parameters are sourced from Aurecon 2020-21 AEMO costs and technical parameter review.
2. Capacities for Large scale batteries are before any degradation.
3. VPP values have been sourced from CSIRO Small-scale solar and battery projections 2021 (p59).
Pumped hydro properties
Property | Existing and committed projects |  |  |  |  | New entrant assumptions |  | Units
| Snowy 2.01 | Lower Tumut2 | Wivenhoe | Shoalhaven | Kidston | Cethana3 | New Entrant PHES3
Installed Capacity3 | 2040 |  | 570 | 240 | 250 | 750 | - | MW
Storage Capacity | 168 |  | 10 | 63.5 | 8 | 20 | 8 to 48 | hours
Pumping efficiency | 76 | 78 | 70 | 70 | 76 | 76 | 76 | %
Notes:
1. Snowy 2.0 Round Trip efficiency has been sourced from Snowy Hydro Limited's report on NEM outlook and Snowy 2.0. Source: https://www.snowyhydro.com.au/wp-content/uploads/2018/01/MJA_ReportFinal_Jan2018.pdf (p50)
2. Lower Tumut Pumping Efficiency based on discussions with participant
3. Pumping Efficiency for new entrant generators based on information provided by Hydro Tasmania.

## Coal and Biomass price
Go to Assumptions Summary
Coal price ($/GJ, real 2021 dollars)
Coal Prices based on the 2021 coal price forecast update by Wood Mackenzie.
Biomass is based on an AEMO assumption. | [7 empty] | Scenario mapping
[9 empty] | Slow Change | Steady Progress | Progressive Change | Step Change | Hydrogen Superpower
Modelling Scenario | [7 empty] | Fuel Cost Scenario | High Price | Central | Central | Low Price | Low Price
Steady progress, Progressive Change
Generator | Coal Price Scenario | 2020-21 | 2021-22 | 2022-23 | 2023-24 | 2024-25 | 2025-26 | 2026-27 | 2027-28 | 2028-29 | 2029-30 | 2030-31 | 2031-32 | 2032-33 | 2033-34 | 2034-35 | 2035-36 | 2036-37 | 2037-38 | 2038-39 | 2039-40 | 2040-41 | 2041-42 | 2042-43 | 2043-44 | 2044-45 | 2045-46 | 2046-47 | 2047-48 | 2048-49 | 2049-50
Bayswater | Central | 1.7417 | 1.7496 | 1.767 | 1.7966 | 1.7527 | 1.716 | 1.6924 | 2.4431 | 3.2379 | 3.2558 | 3.2488 | 3.2394 | 3.2322 | 3.2251 | 3.2053 | 3.1824 | 3.1513 | 3.124 | 3.0968 | 3.0968 | 3.0968 | 3.0968 | 3.0968 | 3.0968 | 3.0968 | 3.0968 | 3.0968 | 3.0968 | 3.0968 | 3.0968
Eraring | Central | 3.1351 | 3.2776 | 3.567 | 3.6424 | 3.5535 | 3.4766 | 3.4818 | 3.4995 | 3.5002 | 3.5043 | 3.4971 | 3.4874 | 3.48 | 3.4721 | 3.4497 | 3.4238 | 3.3887 | 3.3577 | 3.327 | 3.2776 | 3.253 | 3.253 | 3.253 | 3.253 | 3.253 | 3.253 | 3.253 | 3.253 | 3.253 | 3.253
Liddell | Central | 1.7417 | 1.7496 | 1.767 | 1.7966 | 1.7527 | 1.716 | 1.6924 | 2.4431 | 3.2379 | 3.2558 | 3.2488 | 3.2394 | 3.2322 | 3.2251 | 3.2053 | 3.1824 | 3.1513 | 3.124 | 3.0968 | 3.0968 | 3.0968 | 3.0968 | 3.0968 | 3.0968 | 3.0968 | 3.0968 | 3.0968 | 3.0968 | 3.0968 | 3.0968
Mt Piper | Central | 3.1351 | 3.2776 | 3.567 | 3.6424 | 3.5535 | 3.4766 | 3.4818 | 3.4995 | 3.5002 | 3.5043 | 3.4971 | 3.4874 | 3.48 | 3.4721 | 3.4497 | 3.4238 | 3.3887 | 3.3577 | 3.327 | 3.2776 | 3.253 | 3.253 | 3.253 | 3.253 | 3.253 | 3.253 | 3.253 | 3.253 | 3.253 | 3.253
Vales Point B | Central | 2.9759 | 3.0428 | 3.1842 | 3.2309 | 3.1983 | 3.1601 | 3.1544 | 3.1576 | 3.158 | 3.1601 | 3.1564 | 3.1515 | 3.1478 | 3.1438 | 3.1325 | 3.1194 | 3.1017 | 3.0861 | 3.0706 | 3.0457 | 3.0333 | 3.0333 | 3.0333 | 3.0333 | 3.0333 | 3.0333 | 3.0333 | 3.0333 | 3.0333 | 3.0333
Callide B | Central | 2.0371 | 2.0328 | 2.0338 | 2.0437 | 2.0497 | 2.0504 | 2.051 | 2.0517 | 2.0523 | 2.053 | 2.0537 | 2.0543 | 2.055 | 2.0553 | 2.0553 | 2.0553 | 2.0553 | 2.0553 | 2.0553 | 2.0553 | 2.0553 | 2.0553 | 2.0553 | 2.0553 | 2.0553 | 2.0553 | 2.0553 | 2.0553 | 2.0553 | 2.0553
Callide C | Central | 2.0371 | 2.0328 | 2.0338 | 2.0437 | 2.0497 | 2.0504 | 2.051 | 2.0517 | 2.0523 | 2.053 | 2.0537 | 2.0543 | 2.055 | 2.0553 | 2.0553 | 2.0553 | 2.0553 | 2.0553 | 2.0553 | 2.0553 | 2.0553 | 2.0553 | 2.0553 | 2.0553 | 2.0553 | 2.0553 | 2.0553 | 2.0553 | 2.0553 | 2.0553
Gladstone | Central | 2.6074 | 2.635 | 2.6801 | 2.7162 | 2.7438 | 2.77 | 2.8094 | 2.8503 | 2.8852 | 2.919 | 2.9325 | 2.9248 | 2.9189 | 2.9126 | 2.8947 | 2.874 | 2.846 | 2.8213 | 2.7967 | 2.7573 | 2.7377 | 2.7377 | 2.7377 | 2.7377 | 2.7377 | 2.7377 | 2.7377 | 2.7377 | 2.7377 | 2.7377
Kogan Creek | Central | 1.354 | 1.3708 | 1.3797 | 1.3834 | 1.3899 | 1.3976 | 1.4053 | 1.4178 | 1.4262 | 1.4262 | 1.4262 | 1.4262 | 1.4262 | 1.4262 | 1.4262 | 1.4262 | 1.4262 | 1.4262 | 1.4262 | 1.4262 | 1.4262 | 1.4262 | 1.4262 | 1.4262 | 1.4262 | 1.4262 | 1.4262 | 1.4262 | 1.4262 | 1.4262
Millmerran | Central | 1.2271 | 1.2529 | 1.2623 | 1.2613 | 1.2695 | 1.2796 | 1.2901 | 1.304 | 1.3034 | 1.2955 | 1.2967 | 1.2972 | 1.2976 | 1.2974 | 1.2974 | 1.2974 | 1.2974 | 1.2974 | 1.2974 | 1.2974 | 1.2974 | 1.2974 | 1.2974 | 1.2974 | 1.2974 | 1.2974 | 1.2974 | 1.2974 | 1.2974 | 1.2974
Stanwell | Central | 2.4113 | 2.4732 | 2.5075 | 2.5154 | 2.5185 | 2.5457 | 2.6778 | 2.7736 | 2.7602 | 2.7651 | 2.7663 | 2.7465 | 2.7256 | 2.7116 | 2.6949 | 2.6832 | 2.6832 | 2.6832 | 2.6832 | 2.6832 | 2.6832 | 2.6832 | 2.6832 | 2.6832 | 2.6832 | 2.6832 | 2.6832 | 2.6832 | 2.6832 | 2.6832
Tarong | Central | 2.5836 | 2.6313 | 2.6555 | 2.6668 | 2.6754 | 2.6755 | 2.6755 | 2.6796 | 2.682 | 2.682 | 2.682 | 2.682 | 2.682 | 2.682 | 2.682 | 2.682 | 2.682 | 2.682 | 2.682 | 2.682 | 2.682 | 2.682 | 2.682 | 2.682 | 2.682 | 2.682 | 2.682 | 2.682 | 2.682 | 2.682
Tarong North | Central | 2.5836 | 2.6313 | 2.6555 | 2.6668 | 2.6754 | 2.6755 | 2.6755 | 2.6796 | 2.682 | 2.682 | 2.682 | 2.682 | 2.682 | 2.682 | 2.682 | 2.682 | 2.682 | 2.682 | 2.682 | 2.682 | 2.682 | 2.682 | 2.682 | 2.682 | 2.682 | 2.682 | 2.682 | 2.682 | 2.682 | 2.682
Loy Yang A | Central | 0.66902 | 0.66902 | 0.66902 | 0.66902 | 0.66902 | 0.66902 | 0.66902 | 0.66902 | 0.66902 | 0.66902 | 0.66902 | 0.66902 | 0.66902 | 0.66902 | 0.66902 | 0.66902 | 0.66902 | 0.66902 | 0.66902 | 0.66902 | 0.66902 | 0.66902 | 0.66902 | 0.66902 | 0.66902 | 0.66902 | 0.66902 | 0.66902 | 0.66902 | 0.66902
Loy Yang B | Central | 0.66902 | 0.66902 | 0.66902 | 0.66902 | 0.66902 | 0.66902 | 0.66902 | 0.66902 | 0.66902 | 0.66902 | 0.66902 | 0.66902 | 0.66902 | 0.66902 | 0.66902 | 0.66902 | 0.66902 | 0.66902 | 0.66902 | 0.66902 | 0.66902 | 0.66902 | 0.66902 | 0.66902 | 0.66902 | 0.66902 | 0.66902 | 0.66902 | 0.66902 | 0.66902
Yallourn W | Central | 0.6624 | 0.6624 | 0.6624 | 0.6624 | 0.6624 | 0.6624 | 0.6624 | 0.6624 | 0.6624 | 0.6624 | 0.6624 | 0.6624 | 0.6624 | 0.6624 | 0.6624 | 0.6624 | 0.6624 | 0.6624 | 0.6624 | 0.6624 | 0.6624 | 0.6624 | 0.6624 | 0.6624 | 0.6624 | 0.6624 | 0.6624 | 0.6624 | 0.6624 | 0.6624
New generating stations
North Queensland | Central | 3.0552 | 3.0118 | 2.9919 | 2.9941 | 3.0064 | 3.022 | 3.0338 | 3.0319 | 3.0166 | 3.0049 | 3.0068 | 3.012 | 3.0145 | 3.0158 | 3.0158 | 3.0158 | 3.0158 | 3.0158 | 3.0158 | 3.0158 | 3.0158 | 3.0158 | 3.0158 | 3.0158 | 3.0158 | 3.0158 | 3.0158 | 3.0158 | 3.0158 | 3.0158
Central Queensland | Central | 1.9988 | 2.3339 | 2.5783 | 2.7171 | 2.8106 | 2.8743 | 2.9304 | 2.9347 | 2.8958 | 2.877 | 2.8617 | 2.8435 | 2.8351 | 2.83 | 2.8264 | 2.8219 | 2.8039 | 2.778 | 2.724 | 2.6627 | 2.6435 | 2.6435 | 2.6435 | 2.6435 | 2.6435 | 2.6435 | 2.6435 | 2.6435 | 2.6435 | 2.6435
Southwest Queensland | Central | 2.3828 | 2.8067 | 3.208 | 3.4094 | 3.4938 | 3.5586 | 3.6159 | 3.6405 | 3.6414 | 3.6466 | 3.6375 | 3.6253 | 3.6159 | 3.6059 | 3.5777 | 3.5451 | 3.5008 | 3.4617 | 3.423 | 3.3607 | 3.3297 | 3.3297 | 3.3297 | 3.3297 | 3.3297 | 3.3297 | 3.3297 | 3.3297 | 3.3297 | 3.3297
Northern NSW | Central | 2.2594 | 2.6833 | 3.0845 | 3.286 | 3.3704 | 3.4352 | 3.4925 | 3.5171 | 3.5179 | 3.5232 | 3.514 | 3.5019 | 3.4925 | 3.4825 | 3.4543 | 3.4216 | 3.3773 | 3.3383 | 3.2995 | 3.2373 | 3.2063 | 3.2063 | 3.2063 | 3.2063 | 3.2063 | 3.2063 | 3.2063 | 3.2063 | 3.2063 | 3.2063
North-Central NSW | Central | 2.375 | 2.7418 | 3.0422 | 3.2034 | 3.2937 | 3.3578 | 3.4143 | 3.4259 | 3.4006 | 3.3897 | 3.3767 | 3.3606 | 3.3518 | 3.345 | 3.3326 | 3.318 | 3.2906 | 3.2601 | 3.2115 | 3.1499 | 3.1264 | 3.1264 | 3.1264 | 3.1264 | 3.1264 | 3.1264 | 3.1264 | 3.1264 | 3.1264 | 3.1264
Latrobe Valley | Central | 0.6911 | 0.6911 | 0.6911 | 0.6911 | 0.6911 | 0.6911 | 0.6911 | 0.6911 | 0.6911 | 0.6911 | 0.6911 | 0.6911 | 0.6911 | 0.6911 | 0.6911 | 0.6911 | 0.6911 | 0.6911 | 0.6911 | 0.6911 | 0.6911 | 0.6911 | 0.6911 | 0.6911 | 0.6911 | 0.6911 | 0.6911 | 0.6911 | 0.6911 | 0.6911
Step Change, Hydrogen Superpower
Generator | Coal Price Scenario | 2020-21 | 2021-22 | 2022-23 | 2023-24 | 2024-25 | 2025-26 | 2026-27 | 2027-28 | 2028-29 | 2029-30 | 2030-31 | 2031-32 | 2032-33 | 2033-34 | 2034-35 | 2035-36 | 2036-37 | 2037-38 | 2038-39 | 2039-40 | 2040-41 | 2041-42 | 2042-43 | 2043-44 | 2044-45 | 2045-46 | 2046-47 | 2047-48 | 2048-49 | 2049-50
Bayswater | Low Price | 1.7378 | 1.7392 | 1.7466 | 1.7676 | 1.7234 | 1.6868 | 1.6773 | 2.1541 | 2.642 | 2.6354 | 2.6157 | 2.5965 | 2.5773 | 2.5592 | 2.5421 | 2.5064 | 2.4522 | 2.398 | 2.3437 | 2.3437 | 2.3437 | 2.3437 | 2.3437 | 2.3437 | 2.3437 | 2.3437 | 2.3437 | 2.3437 | 2.3437 | 2.3437
Eraring | Low Price | 3.1021 | 3.1739 | 3.2827 | 3.1969 | 3.1029 | 3.0245 | 2.958 | 2.9113 | 2.8861 | 2.8651 | 2.8448 | 2.825 | 2.8052 | 2.7855 | 2.7657 | 2.7244 | 2.6617 | 2.5989 | 2.5361 | 2.4733 | 2.442 | 2.442 | 2.442 | 2.442 | 2.442 | 2.442 | 2.442 | 2.442 | 2.442 | 2.442
Liddell | Low Price | 1.7378 | 1.7392 | 1.7466 | 1.7676 | 1.7234 | 1.6868 | 1.6773 | 2.1541 | 2.642 | 2.6354 | 2.6157 | 2.5965 | 2.5773 | 2.5592 | 2.5421 | 2.5064 | 2.4522 | 2.398 | 2.3437 | 2.3437 | 2.3437 | 2.3437 | 2.3437 | 2.3437 | 2.3437 | 2.3437 | 2.3437 | 2.3437 | 2.3437 | 2.3437
Mt Piper | Low Price | 3.1021 | 3.1739 | 3.2827 | 3.1969 | 3.1029 | 3.0245 | 2.958 | 2.9113 | 2.8861 | 2.8651 | 2.8448 | 2.825 | 2.8052 | 2.7855 | 2.7657 | 2.7244 | 2.6617 | 2.5989 | 2.5361 | 2.4733 | 2.442 | 2.442 | 2.442 | 2.442 | 2.442 | 2.442 | 2.442 | 2.442 | 2.442 | 2.442
Vales Point B | Low Price | 2.9592 | 2.9911 | 3.0435 | 3.0052 | 2.9627 | 2.9226 | 2.886 | 2.8609 | 2.8482 | 2.8376 | 2.8274 | 2.8174 | 2.8074 | 2.7974 | 2.7875 | 2.7666 | 2.735 | 2.7033 | 2.6717 | 2.64 | 2.6242 | 2.6242 | 2.6242 | 2.6242 | 2.6242 | 2.6242 | 2.6242 | 2.6242 | 2.6242 | 2.6242
Callide B | Low Price | 2.0371 | 2.0328 | 2.0338 | 2.0437 | 2.0497 | 2.0504 | 2.051 | 2.0517 | 2.0523 | 2.053 | 2.0537 | 2.0543 | 2.055 | 2.0553 | 2.0553 | 2.0553 | 2.0553 | 2.0553 | 2.0553 | 2.0553 | 2.0553 | 2.0553 | 2.0553 | 2.0553 | 2.0553 | 2.0553 | 2.0553 | 2.0553 | 2.0553 | 2.0553
Callide C | Low Price | 2.0371 | 2.0328 | 2.0338 | 2.0437 | 2.0497 | 2.0504 | 2.051 | 2.0517 | 2.0523 | 2.053 | 2.0537 | 2.0543 | 2.055 | 2.0553 | 2.0553 | 2.0553 | 2.0553 | 2.0553 | 2.0553 | 2.0553 | 2.0553 | 2.0553 | 2.0553 | 2.0553 | 2.0553 | 2.0553 | 2.0553 | 2.0553 | 2.0553 | 2.0553
Gladstone | Low Price | 2.6023 | 2.619 | 2.6368 | 2.6496 | 2.6769 | 2.7021 | 2.7289 | 2.7582 | 2.7901 | 2.8227 | 2.8298 | 2.8113 | 2.7928 | 2.7743 | 2.7558 | 2.7171 | 2.6583 | 2.5995 | 2.5407 | 2.4819 | 2.4525 | 2.4525 | 2.4525 | 2.4525 | 2.4525 | 2.4525 | 2.4525 | 2.4525 | 2.4525 | 2.4525
Kogan Creek | Low Price | 1.354 | 1.3708 | 1.3797 | 1.3834 | 1.3899 | 1.3976 | 1.4053 | 1.4178 | 1.4262 | 1.4262 | 1.4262 | 1.4262 | 1.4262 | 1.4262 | 1.4262 | 1.4262 | 1.4262 | 1.4262 | 1.4262 | 1.4262 | 1.4262 | 1.4262 | 1.4262 | 1.4262 | 1.4262 | 1.4262 | 1.4262 | 1.4262 | 1.4262 | 1.4262
Millmerran | Low Price | 1.2271 | 1.2529 | 1.2623 | 1.2613 | 1.2695 | 1.2796 | 1.2901 | 1.304 | 1.3034 | 1.2955 | 1.2967 | 1.2972 | 1.2976 | 1.2974 | 1.2974 | 1.2974 | 1.2974 | 1.2974 | 1.2974 | 1.2974 | 1.2974 | 1.2974 | 1.2974 | 1.2974 | 1.2974 | 1.2974 | 1.2974 | 1.2974 | 1.2974 | 1.2974
Stanwell | Low Price | 2.4113 | 2.4732 | 2.5075 | 2.5154 | 2.5185 | 2.4915 | 2.3797 | 2.2801 | 2.2471 | 2.2301 | 2.2187 | 2.1923 | 2.1632 | 2.141 | 2.1267 | 2.1196 | 2.1196 | 2.1196 | 2.1196 | 2.1196 | 2.1196 | 2.1196 | 2.1196 | 2.1196 | 2.1196 | 2.1196 | 2.1196 | 2.1196 | 2.1196 | 2.1196
Tarong | Low Price | 2.5836 | 2.6313 | 2.6555 | 2.6668 | 2.6754 | 2.6755 | 2.6755 | 2.6796 | 2.682 | 2.682 | 2.682 | 2.682 | 2.682 | 2.682 | 2.682 | 2.682 | 2.682 | 2.682 | 2.682 | 2.682 | 2.682 | 2.682 | 2.682 | 2.682 | 2.682 | 2.682 | 2.682 | 2.682 | 2.682 | 2.682
Tarong North | Low Price | 2.5836 | 2.6313 | 2.6555 | 2.6668 | 2.6754 | 2.6755 | 2.6755 | 2.6796 | 2.682 | 2.682 | 2.682 | 2.682 | 2.682 | 2.682 | 2.682 | 2.682 | 2.682 | 2.682 | 2.682 | 2.682 | 2.682 | 2.682 | 2.682 | 2.682 | 2.682 | 2.682 | 2.682 | 2.682 | 2.682 | 2.682
Loy Yang A | Low Price | 0.66902 | 0.66902 | 0.66902 | 0.66902 | 0.66902 | 0.66902 | 0.66902 | 0.66902 | 0.66902 | 0.66902 | 0.66902 | 0.66902 | 0.66902 | 0.66902 | 0.66902 | 0.66902 | 0.66902 | 0.66902 | 0.66902 | 0.66902 | 0.66902 | 0.66902 | 0.66902 | 0.66902 | 0.66902 | 0.66902 | 0.66902 | 0.66902 | 0.66902 | 0.66902
Loy Yang B | Low Price | 0.66902 | 0.66902 | 0.66902 | 0.66902 | 0.66902 | 0.66902 | 0.66902 | 0.66902 | 0.66902 | 0.66902 | 0.66902 | 0.66902 | 0.66902 | 0.66902 | 0.66902 | 0.66902 | 0.66902 | 0.66902 | 0.66902 | 0.66902 | 0.66902 | 0.66902 | 0.66902 | 0.66902 | 0.66902 | 0.66902 | 0.66902 | 0.66902 | 0.66902 | 0.66902
Yallourn W | Low Price | 0.6624 | 0.6624 | 0.6624 | 0.6624 | 0.6624 | 0.6624 | 0.6624 | 0.6624 | 0.6624 | 0.6624 | 0.6624 | 0.6624 | 0.6624 | 0.6624 | 0.6624 | 0.6624 | 0.6624 | 0.6624 | 0.6624 | 0.6624 | 0.6624 | 0.6624 | 0.6624 | 0.6624 | 0.6624 | 0.6624 | 0.6624 | 0.6624 | 0.6624 | 0.6624
New generating stations
North Queensland | Low Price | 3.0552 | 3.0118 | 2.9919 | 2.9941 | 3.0064 | 3.022 | 3.0338 | 3.0319 | 3.0166 | 3.0049 | 3.0068 | 3.012 | 3.0145 | 3.0158 | 3.0158 | 3.0158 | 3.0158 | 3.0158 | 3.0158 | 3.0158 | 3.0158 | 3.0158 | 3.0158 | 3.0158 | 3.0158 | 3.0158 | 3.0158 | 3.0158 | 3.0158 | 3.0158
Central Queensland | Low Price | 2.0383 | 2.3786 | 2.5178 | 2.5227 | 2.5424 | 2.5027 | 2.4637 | 2.4268 | 2.3701 | 2.3057 | 2.2555 | 2.2067 | 2.1645 | 2.1263 | 2.1013 | 2.0768 | 2.0076 | 1.9291 | 1.8483 | 1.7768 | 1.7497 | 1.7497 | 1.7497 | 1.7497 | 1.7497 | 1.7497 | 1.7497 | 1.7497 | 1.7497 | 1.7497
Southwest Queensland | Low Price | 2.4288 | 2.8592 | 3.1332 | 3.1735 | 3.1702 | 3.1114 | 3.0552 | 3.0279 | 3.0005 | 2.946 | 2.8926 | 2.8411 | 2.7899 | 2.7398 | 2.6899 | 2.6382 | 2.5365 | 2.4352 | 2.3577 | 2.2801 | 2.2413 | 2.2413 | 2.2413 | 2.2413 | 2.2413 | 2.2413 | 2.2413 | 2.2413 | 2.2413 | 2.2413
Northern NSW | Low Price | 2.3053 | 2.7357 | 3.0097 | 3.05 | 3.0467 | 2.988 | 2.9318 | 2.9044 | 2.877 | 2.8226 | 2.7691 | 2.7177 | 2.6664 | 2.6163 | 2.5664 | 2.5147 | 2.413 | 2.3118 | 2.2342 | 2.1566 | 2.1178 | 2.1178 | 2.1178 | 2.1178 | 2.1178 | 2.1178 | 2.1178 | 2.1178 | 2.1178 | 2.1178
North-Central NSW | Low Price | 2.4168 | 2.7893 | 2.9766 | 2.9942 | 3.0057 | 2.9592 | 2.914 | 2.8805 | 2.8337 | 2.7722 | 2.7209 | 2.6711 | 2.6257 | 2.5832 | 2.5493 | 2.5151 | 2.4343 | 2.3477 | 2.268 | 2.1944 | 2.1631 | 2.1631 | 2.1631 | 2.1631 | 2.1631 | 2.1631 | 2.1631 | 2.1631 | 2.1631 | 2.1631
Latrobe Valley | Low Price | 0.6911 | 0.6911 | 0.6911 | 0.6911 | 0.6911 | 0.6911 | 0.6911 | 0.6911 | 0.6911 | 0.6911 | 0.6911 | 0.6911 | 0.6911 | 0.6911 | 0.6911 | 0.6911 | 0.6911 | 0.6911 | 0.6911 | 0.6911 | 0.6911 | 0.6911 | 0.6911 | 0.6911 | 0.6911 | 0.6911 | 0.6911 | 0.6911 | 0.6911 | 0.6911
Slow Change
Generator | Coal Price Scenario | 2020-21 | 2021-22 | 2022-23 | 2023-24 | 2024-25 | 2025-26 | 2026-27 | 2027-28 | 2028-29 | 2029-30 | 2030-31 | 2031-32 | 2032-33 | 2033-34 | 2034-35 | 2035-36 | 2036-37 | 2037-38 | 2038-39 | 2039-40 | 2040-41 | 2041-42 | 2042-43 | 2043-44 | 2044-45 | 2045-46 | 2046-47 | 2047-48 | 2048-49 | 2049-50
Bayswater | High Price | 1.7645 | 1.7926 | 1.8014 | 1.8238 | 1.7808 | 1.7449 | 1.7062 | 2.6404 | 3.6395 | 3.6667 | 3.6641 | 3.6579 | 3.6547 | 3.6514 | 3.6295 | 3.6104 | 3.5866 | 3.5682 | 3.5501 | 3.5501 | 3.5501 | 3.5501 | 3.5501 | 3.5501 | 3.5501 | 3.5501 | 3.5501 | 3.5501 | 3.5501 | 3.5501
Eraring | High Price | 3.3057 | 3.6671 | 4.0087 | 4.0663 | 3.9925 | 3.9331 | 3.9041 | 3.9065 | 3.914 | 3.9277 | 3.925 | 3.9186 | 3.9154 | 3.9115 | 3.887 | 3.8656 | 3.839 | 3.8184 | 3.7981 | 3.7512 | 3.7279 | 3.7279 | 3.7279 | 3.7279 | 3.7279 | 3.7279 | 3.7279 | 3.7279 | 3.7279 | 3.7279
Liddell | High Price | 1.7645 | 1.7926 | 1.8014 | 1.8238 | 1.7808 | 1.7449 | 1.7062 | 2.6404 | 3.6395 | 3.6667 | 3.6641 | 3.6579 | 3.6547 | 3.6514 | 3.6295 | 3.6104 | 3.5866 | 3.5682 | 3.5501 | 3.5501 | 3.5501 | 3.5501 | 3.5501 | 3.5501 | 3.5501 | 3.5501 | 3.5501 | 3.5501 | 3.5501 | 3.5501
Mt Piper | High Price | 3.3057 | 3.6671 | 4.0087 | 4.0663 | 3.9925 | 3.9331 | 3.9041 | 3.9065 | 3.914 | 3.9277 | 3.925 | 3.9186 | 3.9154 | 3.9115 | 3.887 | 3.8656 | 3.839 | 3.8184 | 3.7981 | 3.7512 | 3.7279 | 3.7279 | 3.7279 | 3.7279 | 3.7279 | 3.7279 | 3.7279 | 3.7279 | 3.7279 | 3.7279
Vales Point B | High Price | 3.0627 | 3.2375 | 3.4027 | 3.4453 | 3.428 | 3.4 | 3.3713 | 3.363 | 3.3667 | 3.3736 | 3.3723 | 3.3691 | 3.3674 | 3.3655 | 3.3531 | 3.3423 | 3.3289 | 3.3185 | 3.3082 | 3.2846 | 3.2729 | 3.2729 | 3.2729 | 3.2729 | 3.2729 | 3.2729 | 3.2729 | 3.2729 | 3.2729 | 3.2729
Callide B | High Price | 2.0371 | 2.0328 | 2.0338 | 2.0437 | 2.0497 | 2.0504 | 2.051 | 2.0517 | 2.0523 | 2.053 | 2.0537 | 2.0543 | 2.055 | 2.0553 | 2.0553 | 2.0553 | 2.0553 | 2.0553 | 2.0553 | 2.0553 | 2.0553 | 2.0553 | 2.1487 | 2.1487 | 2.1487 | 2.1487 | 2.1487 | 2.1487 | 2.1487 | 2.1487
Callide C | High Price | 2.0371 | 2.0328 | 2.0338 | 2.0437 | 2.0497 | 2.0504 | 2.051 | 2.0517 | 2.0523 | 2.053 | 2.0537 | 2.0543 | 2.055 | 2.0553 | 2.0553 | 2.0553 | 2.0553 | 2.0553 | 2.0553 | 2.0553 | 2.0553 | 2.0553 | 2.1487 | 2.1487 | 2.1487 | 2.1487 | 2.1487 | 2.1487 | 2.1487 | 2.1487
Gladstone | High Price | 2.6336 | 2.7358 | 2.7872 | 2.7776 | 2.8077 | 2.8379 | 2.8737 | 2.9134 | 2.9487 | 2.9822 | 2.9972 | 2.9925 | 2.9901 | 2.9873 | 2.9694 | 2.9537 | 2.9343 | 2.9192 | 2.9044 | 2.8702 | 2.8531 | 2.8531 | 2.8531 | 2.8531 | 2.8531 | 2.8531 | 2.8531 | 2.8531 | 2.8531 | 2.8531
Kogan Creek | High Price | 1.354 | 1.3708 | 1.3797 | 1.3834 | 1.3899 | 1.3976 | 1.4053 | 1.4178 | 1.4262 | 1.4262 | 1.4262 | 1.4262 | 1.4262 | 1.4262 | 1.4262 | 1.4262 | 1.4262 | 1.4262 | 1.4262 | 1.4262 | 1.4262 | 1.4262 | 1.4262 | 1.4262 | 1.4262 | 1.4262 | 1.4262 | 1.4262 | 1.4262 | 1.4262
Millmerran | High Price | 1.2271 | 1.2529 | 1.2623 | 1.2613 | 1.2695 | 1.2796 | 1.2901 | 1.304 | 1.3034 | 1.2955 | 1.2967 | 1.2972 | 1.2976 | 1.2974 | 1.2974 | 1.2974 | 1.2974 | 1.2974 | 1.2974 | 1.2974 | 1.2974 | 1.2974 | 1.2974 | 1.2974 | 1.2974 | 1.2974 | 1.2974 | 1.2974 | 1.2974 | 1.2974
Stanwell | High Price | 2.4113 | 2.4732 | 2.5075 | 2.5154 | 2.5185 | 2.5955 | 2.8963 | 3.1103 | 3.1012 | 3.1144 | 3.1204 | 3.1022 | 3.0832 | 3.0716 | 3.0532 | 3.0391 | 3.0391 | 3.0391 | 3.0391 | 3.0391 | 3.0391 | 3.0391 | 3.0391 | 3.0391 | 3.0391 | 3.0391 | 3.0391 | 3.0391 | 3.0391 | 3.0391
Tarong | High Price | 2.5836 | 2.6313 | 2.6555 | 2.6668 | 2.6754 | 2.6755 | 2.6755 | 2.6796 | 2.682 | 2.682 | 2.682 | 2.682 | 2.682 | 2.682 | 2.682 | 2.682 | 2.682 | 2.682 | 2.682 | 2.682 | 2.682 | 2.682 | 2.682 | 2.682 | 2.682 | 2.682 | 2.682 | 2.682 | 2.682 | 2.682
Tarong North | High Price | 2.5836 | 2.6313 | 2.6555 | 2.6668 | 2.6754 | 2.6755 | 2.6755 | 2.6796 | 2.682 | 2.682 | 2.682 | 2.682 | 2.682 | 2.682 | 2.682 | 2.682 | 2.682 | 2.682 | 2.682 | 2.682 | 2.682 | 2.682 | 2.682 | 2.682 | 2.682 | 2.682 | 2.682 | 2.682 | 2.682 | 2.682
Loy Yang A | High Price | 0.66902 | 0.66902 | 0.66902 | 0.66902 | 0.66902 | 0.66902 | 0.66902 | 0.66902 | 0.66902 | 0.66902 | 0.66902 | 0.66902 | 0.66902 | 0.66902 | 0.66902 | 0.66902 | 0.66902 | 0.66902 | 0.66902 | 0.66902 | 0.66902 | 0.66902 | 0.66902 | 0.66902 | 0.66902 | 0.66902 | 0.66902 | 0.66902 | 0.66902 | 0.66902
Loy Yang B | High Price | 0.66902 | 0.66902 | 0.66902 | 0.66902 | 0.66902 | 0.66902 | 0.66902 | 0.66902 | 0.66902 | 0.66902 | 0.66902 | 0.66902 | 0.66902 | 0.66902 | 0.66902 | 0.66902 | 0.66902 | 0.66902 | 0.66902 | 0.66902 | 0.66902 | 0.66902 | 0.66902 | 0.66902 | 0.66902 | 0.66902 | 0.66902 | 0.66902 | 0.66902 | 0.66902
Yallourn W | High Price | 0.6624 | 0.6624 | 0.6624 | 0.6624 | 0.6624 | 0.6624 | 0.6624 | 0.6624 | 0.6624 | 0.6624 | 0.6624 | 0.6624 | 0.6624 | 0.6624 | 0.6624 | 0.6624 | 0.6624 | 0.6624 | 0.6624 | 0.6624 | 0.6624 | 0.6624 | 0.6624 | 0.6624 | 0.6624 | 0.6624 | 0.6624 | 0.6624 | 0.6624 | 0.6624
New generating stations
North Queensland | High Price | 3.0552 | 3.0118 | 2.9919 | 2.9941 | 3.0064 | 3.022 | 3.0338 | 3.0319 | 3.0166 | 3.0049 | 3.0068 | 3.012 | 3.0145 | 3.0158 | 3.0158 | 3.0158 | 3.0158 | 3.0158 | 3.0158 | 3.0158 | 3.0158 | 3.0158 | 3.0158 | 3.0158 | 3.0158 | 3.0158 | 3.0158 | 3.0158 | 3.0158 | 3.0158
Central Queensland | High Price | 2.0383 | 2.3786 | 2.63 | 2.7819 | 2.8999 | 3.0183 | 3.127 | 3.1746 | 3.1705 | 3.1594 | 3.1484 | 3.133 | 3.1587 | 3.1879 | 3.215 | 3.2484 | 3.2416 | 3.2587 | 3.2436 | 3.1831 | 3.1659 | 3.1659 | 3.1659 | 3.1659 | 3.1659 | 3.1659 | 3.1659 | 3.1659 | 3.1659 | 3.1659
Southwest Queensland | High Price | 2.4288 | 2.8592 | 3.2704 | 3.4881 | 3.6017 | 3.7319 | 3.8521 | 3.9301 | 3.9763 | 3.993 | 3.9897 | 3.982 | 4.0146 | 4.0464 | 4.0534 | 4.0641 | 4.0309 | 4.043 | 4.055 | 3.9955 | 3.9659 | 3.9659 | 3.9659 | 3.9659 | 3.9659 | 3.9659 | 3.9659 | 3.9659 | 3.9659 | 3.9659
Northern NSW | High Price | 2.3053 | 2.7357 | 3.1469 | 3.3646 | 3.4783 | 3.6085 | 3.7286 | 3.8067 | 3.8528 | 3.8696 | 3.8663 | 3.8585 | 3.8912 | 3.9229 | 3.93 | 3.9407 | 3.9074 | 3.9195 | 3.9316 | 3.872 | 3.8424 | 3.8424 | 3.8424 | 3.8424 | 3.8424 | 3.8424 | 3.8424 | 3.8424 | 3.8424 | 3.8424
North-Central NSW | High Price | 2.4168 | 2.7893 | 3.0978 | 3.2732 | 3.3897 | 3.5123 | 3.6251 | 3.6835 | 3.6968 | 3.695 | 3.6867 | 3.6741 | 3.7023 | 3.7324 | 3.7523 | 3.7776 | 3.7614 | 3.7767 | 3.7713 | 3.7111 | 3.6895 | 3.6895 | 3.6895 | 3.6895 | 3.6895 | 3.6895 | 3.6895 | 3.6895 | 3.6895 | 3.6895
Latrobe Valley | High Price | 0.6911 | 0.6911 | 0.6911 | 0.6911 | 0.6911 | 0.6911 | 0.6911 | 0.6911 | 0.6911 | 0.6911 | 0.6911 | 0.6911 | 0.6911 | 0.6911 | 0.6911 | 0.6911 | 0.6911 | 0.6911 | 0.6911 | 0.6911 | 0.6911 | 0.6911 | 0.6911 | 0.6911 | 0.6911 | 0.6911 | 0.6911 | 0.6911 | 0.6911 | 0.6911
All scenarios
Biomass price | Price Scenario | 2020-21 | 2021-22 | 2022-23 | 2023-24 | 2024-25 | 2025-26 | 2026-27 | 2027-28 | 2028-29 | 2029-30 | 2030-31 | 2031-32 | 2032-33 | 2033-34 | 2034-35 | 2035-36 | 2036-37 | 2037-38 | 2038-39 | 2039-40 | 2040-41 | 2041-42 | 2042-43 | 2043-44 | 2044-45 | 2045-46 | 2046-47 | 2047-48 | 2048-49 | 2049-50
Biomass | Central | 0.54754 | 0.54754 | 0.54754 | 0.54754 | 0.54754 | 0.54754 | 0.54754 | 0.54754 | 0.54754 | 0.54754 | 0.54754 | 0.54754 | 0.54754 | 0.54754 | 0.54754 | 0.54754 | 0.54754 | 0.54754 | 0.54754 | 0.54754 | 0.54754 | 0.54754 | 0.54754 | 0.54754 | 0.54754 | 0.54754 | 0.54754 | 0.54754 | 0.54754 | 0.54754
Biomass | Low Price | 0.54754 | 0.54754 | 0.54754 | 0.54754 | 0.54754 | 0.54754 | 0.54754 | 0.54754 | 0.54754 | 0.54754 | 0.54754 | 0.54754 | 0.54754 | 0.54754 | 0.54754 | 0.54754 | 0.54754 | 0.54754 | 0.54754 | 0.54754 | 0.54754 | 0.54754 | 0.54754 | 0.54754 | 0.54754 | 0.54754 | 0.54754 | 0.54754 | 0.54754 | 0.54754
Biomass | High Price | 0.54754 | 0.54754 | 0.54754 | 0.54754 | 0.54754 | 0.54754 | 0.54754 | 0.54754 | 0.54754 | 0.54754 | 0.54754 | 0.54754 | 0.54754 | 0.54754 | 0.54754 | 0.54754 | 0.54754 | 0.54754 | 0.54754 | 0.54754 | 0.54754 | 0.54754 | 0.54754 | 0.54754 | 0.54754 | 0.54754 | 0.54754 | 0.54754 | 0.54754 | 0.54754

## Gas, Liquid fuel, H2 price
Go to Assumptions Summary
Gas price ($/GJ, real 2021 dollars)
Gas prices based on price forecasts deliver by Lewis Grey Advisory for the 2021 GSOO | [5 empty] | Scenario mapping
[9 empty] | Slow Change | Steady Progress | Progressive Change | Step Change | Hydrogen Superpower
[6 empty] | Gas price scenario |  |  | High Trajectory | Medium Trajectory | Medium Trajectory | Low Trajectory | Low Trajectory
[6 empty] | Low gas price sensitivity |  |  | Lowest Trajectory
[6 empty] | Liquid fuel price scenario |  |  | Central | Central | Central | Central | Central
Gas powered generation fuel costs | [5 empty] | Hydrogen price scenario |  |  | - | - | - | - | Hydrogen Superpower
Progressive Change, Steady Progress
| Gas price scenario | 2020-21 | 2021-22 | 2022-23 | 2023-24 | 2024-25 | 2025-26 | 2026-27 | 2027-28 | 2028-29 | 2029-30 | 2030-31 | 2031-32 | 2032-33 | 2033-34 | 2034-35 | 2035-36 | 2036-37 | 2037-38 | 2038-39 | 2039-40 | 2040-41 | 2041-42 | 2042-43 | 2043-44 | 2044-45 | 2045-46 | 2046-47 | 2047-48 | 2048-49 | 2049-50
Bairnsdale | Medium Trajectory | 9.965 | 10.8573 | 11.2944 | 11.748 | 12.0183 | 12.0261 | 11.9792 | 11.9775 | 12.0862 | 12.3113 | 12.5603 | 12.7897 | 12.9868 | 13.1091 | 13.2657 | 13.4604 | 13.591 | 13.6716 | 13.7159 | 13.7391 | 13.755 | 13.7708 | 13.7867 | 13.8026 | 13.8184 | 13.8343 | 13.8501 | 13.866 | 13.8819 | 13.8977
Barcaldine Power Station | Medium Trajectory | 9.4639 | 9.9787 | 9.9297 | 9.7926 | 9.739 | 9.7982 | 9.9039 | 9.9726 | 9.9628 | 9.917 | 9.8782 | 9.8588 | 9.8597 | 9.8737 | 9.8806 | 9.8816 | 9.8847 | 9.8976 | 9.9197 | 9.9422 | 9.9652 | 9.9882 | 10.0111 | 10.0341 | 10.057 | 10.08 | 10.1029 | 10.1259 | 10.1489 | 10.1718
Barker Inlet Power Station | Medium Trajectory | 11.3225 | 11.8798 | 11.7444 | 11.6927 | 11.8337 | 11.966 | 12.0161 | 12.0668 | 12.1148 | 12.1442 | 12.1898 | 12.2762 | 12.3608 | 12.4073 | 12.4442 | 12.4869 | 12.5225 | 12.5471 | 12.5657 | 12.5803 | 12.5933 | 12.6062 | 12.6192 | 12.6321 | 12.6451 | 12.658 | 12.671 | 12.6839 | 12.6969 | 12.7098
Braemar | Medium Trajectory | 9.4639 | 9.9787 | 9.9297 | 9.7926 | 9.739 | 9.7982 | 9.9039 | 9.9726 | 9.9628 | 9.917 | 9.8782 | 9.8588 | 9.8597 | 9.8737 | 9.8806 | 9.8816 | 9.8847 | 9.8976 | 9.9197 | 9.9422 | 9.9652 | 9.9882 | 10.0111 | 10.0341 | 10.057 | 10.08 | 10.1029 | 10.1259 | 10.1489 | 10.1718
Braemar 2 Power Station | Medium Trajectory | 9.4639 | 9.9787 | 9.9297 | 9.7926 | 9.739 | 9.7982 | 9.9039 | 9.9726 | 9.9628 | 9.917 | 9.8782 | 9.8588 | 9.8597 | 9.8737 | 9.8806 | 9.8816 | 9.8847 | 9.8976 | 9.9197 | 9.9422 | 9.9652 | 9.9882 | 10.0111 | 10.0341 | 10.057 | 10.08 | 10.1029 | 10.1259 | 10.1489 | 10.1718
Colongra | Medium Trajectory | 11.0957 | 11.6459 | 11.5988 | 11.5854 | 11.7156 | 11.8698 | 12.0013 | 12.1297 | 12.2504 | 12.3465 | 12.4234 | 12.4925 | 12.5394 | 12.5555 | 12.5726 | 12.6005 | 12.6238 | 12.6412 | 12.6561 | 12.6696 | 12.6825 | 12.6953 | 12.7081 | 12.7209 | 12.7337 | 12.7466 | 12.7594 | 12.7722 | 12.785 | 12.7979
Condamine A | Medium Trajectory | 8.1615 | 8.7108 | 8.6848 | 8.5649 | 8.5173 | 8.5773 | 8.682 | 8.7495 | 8.7384 | 8.6937 | 8.6573 | 8.6388 | 8.6402 | 8.6546 | 8.6606 | 8.6597 | 8.6613 | 8.6734 | 8.6953 | 8.7178 | 8.7408 | 8.7637 | 8.7867 | 8.8097 | 8.8326 | 8.8556 | 8.8785 | 8.9015 | 8.9244 | 8.9474
Darling Downs | Medium Trajectory | 8.1162 | 8.631 | 8.582 | 8.4449 | 8.3913 | 8.4505 | 9.23 | 9.9726 | 9.9628 | 9.917 | 9.8782 | 9.8588 | 9.8597 | 9.8737 | 9.8806 | 9.8816 | 9.8847 | 9.8976 | 9.9197 | 9.9422 | 9.9652 | 9.9882 | 10.0111 | 10.0341 | 10.057 | 10.08 | 10.1029 | 10.1259 | 10.1489 | 10.1718
Dry Creek GT | Medium Trajectory | 11.4262 | 11.9835 | 11.8481 | 11.7963 | 11.9373 | 12.0697 | 12.1198 | 12.1705 | 12.2185 | 12.2478 | 12.2934 | 12.3799 | 12.4645 | 12.5109 | 12.5478 | 12.5905 | 12.6262 | 12.6508 | 12.6693 | 12.684 | 12.697 | 12.7099 | 12.7229 | 12.7358 | 12.7487 | 12.7617 | 12.7746 | 12.7876 | 12.8005 | 12.8135
Hallett GT | Medium Trajectory | 11.4262 | 11.9835 | 11.8481 | 11.7963 | 11.9373 | 12.0697 | 12.1198 | 12.1705 | 12.2185 | 12.2478 | 12.2934 | 12.3799 | 12.4645 | 12.5109 | 12.5478 | 12.5905 | 12.6262 | 12.6508 | 12.6693 | 12.684 | 12.697 | 12.7099 | 12.7229 | 12.7358 | 12.7487 | 12.7617 | 12.7746 | 12.7876 | 12.8005 | 12.8135
Jeeralang A | Medium Trajectory | 9.965 | 10.8573 | 11.2944 | 11.748 | 12.0183 | 12.0261 | 11.9792 | 11.9775 | 12.0862 | 12.3113 | 12.5603 | 12.7897 | 12.9868 | 13.1091 | 13.2657 | 13.4604 | 13.591 | 13.6716 | 13.7159 | 13.7391 | 13.755 | 13.7708 | 13.7867 | 13.8026 | 13.8184 | 13.8343 | 13.8501 | 13.866 | 13.8819 | 13.8977
Jeeralang B | Medium Trajectory | 9.965 | 10.8573 | 11.2944 | 11.748 | 12.0183 | 12.0261 | 11.9792 | 11.9775 | 12.0862 | 12.3113 | 12.5603 | 12.7897 | 12.9868 | 13.1091 | 13.2657 | 13.4604 | 13.591 | 13.6716 | 13.7159 | 13.7391 | 13.755 | 13.7708 | 13.7867 | 13.8026 | 13.8184 | 13.8343 | 13.8501 | 13.866 | 13.8819 | 13.8977
Ladbroke Grove | Medium Trajectory | 11.4262 | 11.9835 | 11.8481 | 11.7963 | 11.9373 | 12.0697 | 12.1198 | 12.1705 | 12.2185 | 12.2478 | 12.2934 | 12.3799 | 12.4645 | 12.5109 | 12.5478 | 12.5905 | 12.6262 | 12.6508 | 12.6693 | 12.684 | 12.697 | 12.7099 | 12.7229 | 12.7358 | 12.7487 | 12.7617 | 12.7746 | 12.7876 | 12.8005 | 12.8135
Laverton North | Medium Trajectory | 9.965 | 10.8573 | 11.2944 | 11.748 | 12.0183 | 12.0261 | 11.9792 | 11.9775 | 12.0862 | 12.3113 | 12.5603 | 12.7897 | 12.9868 | 13.1091 | 13.2657 | 13.4604 | 13.591 | 13.6716 | 13.7159 | 13.7391 | 13.755 | 13.7708 | 13.7867 | 13.8026 | 13.8184 | 13.8343 | 13.8501 | 13.866 | 13.8819 | 13.8977
Mintaro GT | Medium Trajectory | 11.4262 | 11.9835 | 11.8481 | 11.7963 | 11.9373 | 12.0697 | 12.1198 | 12.1705 | 12.2185 | 12.2478 | 12.2934 | 12.3799 | 12.4645 | 12.5109 | 12.5478 | 12.5905 | 12.6262 | 12.6508 | 12.6693 | 12.684 | 12.697 | 12.7099 | 12.7229 | 12.7358 | 12.7487 | 12.7617 | 12.7746 | 12.7876 | 12.8005 | 12.8135
Mortlake | Medium Trajectory | 9.654 | 10.5463 | 10.9834 | 11.437 | 11.7073 | 11.7151 | 11.6682 | 11.6665 | 11.7752 | 12.0003 | 12.2493 | 12.4787 | 12.6758 | 12.7981 | 12.9547 | 13.1494 | 13.28 | 13.3606 | 13.4049 | 13.4281 | 13.4439 | 13.4598 | 13.4757 | 13.4915 | 13.5074 | 13.5233 | 13.5391 | 13.555 | 13.5709 | 13.5867
Newport | Medium Trajectory | 9.965 | 10.8573 | 11.2944 | 11.748 | 12.0183 | 12.0261 | 11.9792 | 11.9775 | 12.0862 | 12.3113 | 12.5603 | 12.7897 | 12.9868 | 13.1091 | 13.2657 | 13.4604 | 13.591 | 13.6716 | 13.7159 | 13.7391 | 13.755 | 13.7708 | 13.7867 | 13.8026 | 13.8184 | 13.8343 | 13.8501 | 13.866 | 13.8819 | 13.8977
Oakey Power Station | Medium Trajectory | 9.4639 | 9.9787 | 9.9297 | 9.7926 | 9.739 | 9.7982 | 9.9039 | 9.9726 | 9.9628 | 9.917 | 9.8782 | 9.8588 | 9.8597 | 9.8737 | 9.8806 | 9.8816 | 9.8847 | 9.8976 | 9.9197 | 9.9422 | 9.9652 | 9.9882 | 10.0111 | 10.0341 | 10.057 | 10.08 | 10.1029 | 10.1259 | 10.1489 | 10.1718
Osborne | Medium Trajectory | 11.2189 | 11.7761 | 11.6408 | 11.589 | 11.73 | 11.8623 | 11.9124 | 11.9631 | 12.0112 | 12.0405 | 12.0861 | 12.1725 | 12.2571 | 12.3036 | 12.3405 | 12.3832 | 12.4189 | 12.4434 | 12.462 | 12.4767 | 12.4896 | 12.5026 | 12.5155 | 12.5285 | 12.5414 | 12.5543 | 12.5673 | 12.5802 | 12.5932 | 12.6061
Pelican Point | Medium Trajectory | 11.4262 | 11.9835 | 11.8481 | 11.7963 | 11.9373 | 12.0697 | 12.1198 | 12.1705 | 12.2185 | 12.2478 | 12.2934 | 12.3799 | 12.4645 | 12.5109 | 12.5478 | 12.5905 | 12.6262 | 12.6508 | 12.6693 | 12.684 | 12.697 | 12.7099 | 12.7229 | 12.7358 | 12.7487 | 12.7617 | 12.7746 | 12.7876 | 12.8005 | 12.8135
Quarantine | Medium Trajectory | 11.4262 | 11.9835 | 11.8481 | 11.7963 | 11.9373 | 12.0697 | 12.1198 | 12.1705 | 12.2185 | 12.2478 | 12.2934 | 12.3799 | 12.4645 | 12.5109 | 12.5478 | 12.5905 | 12.6262 | 12.6508 | 12.6693 | 12.684 | 12.697 | 12.7099 | 12.7229 | 12.7358 | 12.7487 | 12.7617 | 12.7746 | 12.7876 | 12.8005 | 12.8135
Roma | Medium Trajectory | 9.4639 | 9.9787 | 9.9297 | 9.7926 | 9.739 | 9.7982 | 9.9039 | 9.9726 | 9.9628 | 9.917 | 9.8782 | 9.8588 | 9.8597 | 9.8737 | 9.8806 | 9.8816 | 9.8847 | 9.8976 | 9.9197 | 9.9422 | 9.9652 | 9.9882 | 10.0111 | 10.0341 | 10.057 | 10.08 | 10.1029 | 10.1259 | 10.1489 | 10.1718
Smithfield Energy Facility | Medium Trajectory | 11.0957 | 11.6459 | 11.5988 | 11.5854 | 11.7156 | 11.8698 | 12.0013 | 12.1297 | 12.2504 | 12.3465 | 12.4234 | 12.4925 | 12.5394 | 12.5555 | 12.5726 | 12.6005 | 12.6238 | 12.6412 | 12.6561 | 12.6696 | 12.6825 | 12.6953 | 12.7081 | 12.7209 | 12.7337 | 12.7466 | 12.7594 | 12.7722 | 12.785 | 12.7979
Somerton | Medium Trajectory | 9.965 | 10.8573 | 11.2944 | 11.748 | 12.0183 | 12.0261 | 11.9792 | 11.9775 | 12.0862 | 12.3113 | 12.5603 | 12.7897 | 12.9868 | 13.1091 | 13.2657 | 13.4604 | 13.591 | 13.6716 | 13.7159 | 13.7391 | 13.755 | 13.7708 | 13.7867 | 13.8026 | 13.8184 | 13.8343 | 13.8501 | 13.866 | 13.8819 | 13.8977
Swanbank E GT | Medium Trajectory | 9.0245 | 9.5738 | 9.5478 | 9.4279 | 9.3803 | 9.4403 | 9.545 | 9.6125 | 9.6014 | 9.5567 | 9.5203 | 9.5018 | 9.5032 | 9.5176 | 9.5236 | 9.5227 | 9.5243 | 9.5364 | 9.5583 | 9.5808 | 9.6038 | 9.6267 | 9.6497 | 9.6727 | 9.6956 | 9.7186 | 9.7415 | 9.7645 | 9.7874 | 9.8104
Tallawarra | Medium Trajectory | 10.6291 | 11.1793 | 11.1323 | 11.1189 | 11.249 | 11.4033 | 11.5347 | 11.6632 | 11.7839 | 11.88 | 11.9568 | 12.026 | 12.0729 | 12.089 | 12.106 | 12.134 | 12.1573 | 12.1747 | 12.1896 | 12.2031 | 12.2159 | 12.2288 | 12.2416 | 12.2544 | 12.2672 | 12.28 | 12.2929 | 12.3057 | 12.3185 | 12.3313
Tamar Valley Combined Cycle | Medium Trajectory | 11.5424 | 12.3542 | 12.7401 | 13.1403 | 13.4122 | 13.4682 | 13.4685 | 13.5165 | 13.6414 | 13.85 | 14.0789 | 14.2877 | 14.4654 | 14.5828 | 14.7217 | 14.8819 | 14.9881 | 15.0558 | 15.0957 | 15.1182 | 15.1341 | 15.15 | 15.1658 | 15.1817 | 15.1975 | 15.2134 | 15.2293 | 15.2451 | 15.261 | 15.2769
Tamar Valley Peaking | Medium Trajectory | 11.5424 | 12.3542 | 12.7401 | 13.1403 | 13.4122 | 13.4682 | 13.4685 | 13.5165 | 13.6414 | 13.85 | 14.0789 | 14.2877 | 14.4654 | 14.5828 | 14.7217 | 14.8819 | 14.9881 | 15.0558 | 15.0957 | 15.1182 | 15.1341 | 15.15 | 15.1658 | 15.1817 | 15.1975 | 15.2134 | 15.2293 | 15.2451 | 15.261 | 15.2769
Torrens Island A | Medium Trajectory | 11.2189 | 11.7761 | 11.6408 | 11.589 | 11.73 | 11.8623 | 11.9124 | 11.9631 | 12.0112 | 12.0405 | 12.0861 | 12.1725 | 12.2571 | 12.3036 | 12.3405 | 12.3832 | 12.4189 | 12.4434 | 12.462 | 12.4767 | 12.4896 | 12.5026 | 12.5155 | 12.5285 | 12.5414 | 12.5543 | 12.5673 | 12.5802 | 12.5932 | 12.6061
Torrens Island B | Medium Trajectory | 11.2189 | 11.7761 | 11.6408 | 11.589 | 11.73 | 11.8623 | 11.9124 | 11.9631 | 12.0112 | 12.0405 | 12.0861 | 12.1725 | 12.2571 | 12.3036 | 12.3405 | 12.3832 | 12.4189 | 12.4434 | 12.462 | 12.4767 | 12.4896 | 12.5026 | 12.5155 | 12.5285 | 12.5414 | 12.5543 | 12.5673 | 12.5802 | 12.5932 | 12.6061
Townsville Power Station | Medium Trajectory | 7.883 | 9.0947 | 9.2709 | 9.4484 | 10.0353 | 10.5966 | 10.6281 | 10.2431 | 9.909 | 10.064 | 10.642 | 11.1805 | 11.2997 | 11.0386 | 10.7562 | 10.6513 | 10.6104 | 10.5798 | 10.5996 | 10.6572 | 10.7261 | 10.795 | 10.8639 | 10.9327 | 11.0016 | 11.0705 | 11.1394 | 11.2083 | 11.2772 | 11.3461
Uranquinty | Medium Trajectory | 10.681 | 11.2312 | 11.1841 | 11.1707 | 11.3009 | 11.4552 | 11.5866 | 11.715 | 11.8357 | 11.9318 | 12.0087 | 12.0778 | 12.1247 | 12.1408 | 12.1579 | 12.1858 | 12.2091 | 12.2265 | 12.2414 | 12.2549 | 12.2678 | 12.2806 | 12.2934 | 12.3062 | 12.3191 | 12.3319 | 12.3447 | 12.3575 | 12.3704 | 12.3832
Valley Power | Medium Trajectory | 9.965 | 10.8573 | 11.2944 | 11.748 | 12.0183 | 12.0261 | 11.9792 | 11.9775 | 12.0862 | 12.3113 | 12.5603 | 12.7897 | 12.9868 | 13.1091 | 13.2657 | 13.4604 | 13.591 | 13.6716 | 13.7159 | 13.7391 | 13.755 | 13.7708 | 13.7867 | 13.8026 | 13.8184 | 13.8343 | 13.8501 | 13.866 | 13.8819 | 13.8977
Yarwun Cogen | Medium Trajectory | 7.883 | 9.0947 | 9.2709 | 9.4484 | 10.0353 | 10.5966 | 10.6281 | 10.2431 | 9.909 | 10.064 | 10.642 | 11.1805 | 11.2997 | 11.0386 | 10.7562 | 10.6513 | 10.6104 | 10.5798 | 10.5996 | 10.6572 | 10.7261 | 10.795 | 10.8639 | 10.9327 | 11.0016 | 11.0705 | 11.1394 | 11.2083 | 11.2772 | 11.3461
New generating stations
NSW new CCGT | Medium Trajectory | 11.3548 | 11.905 | 11.858 | 11.8446 | 11.9747 | 12.129 | 12.2604 | 12.3889 | 12.5096 | 12.6057 | 12.6825 | 12.7517 | 12.7986 | 12.8147 | 12.8317 | 12.8597 | 12.883 | 12.9004 | 12.9153 | 12.9288 | 12.9416 | 12.9545 | 12.9673 | 12.9801 | 12.9929 | 13.0057 | 13.0186 | 13.0314 | 13.0442 | 13.057
NSW new OCGT | Medium Trajectory | 11.8732 | 12.4234 | 12.3764 | 12.363 | 12.4931 | 12.6474 | 12.7788 | 12.9073 | 13.0279 | 13.1241 | 13.2009 | 13.2701 | 13.3169 | 13.333 | 13.3501 | 13.378 | 13.4014 | 13.4187 | 13.4337 | 13.4472 | 13.46 | 13.4728 | 13.4856 | 13.4985 | 13.5113 | 13.5241 | 13.5369 | 13.5498 | 13.5626 | 13.5754
QLD new CCGT | Medium Trajectory | 9.8786 | 10.3934 | 10.3444 | 10.2073 | 10.1537 | 10.2129 | 10.3186 | 10.3873 | 10.3775 | 10.3317 | 10.2929 | 10.2735 | 10.2744 | 10.2884 | 10.2953 | 10.2963 | 10.2994 | 10.3122 | 10.3343 | 10.3569 | 10.3799 | 10.4028 | 10.4258 | 10.4488 | 10.4717 | 10.4947 | 10.5176 | 10.5406 | 10.5635 | 10.5865
QLD new OCGT | Medium Trajectory | 10.2414 | 10.7563 | 10.7072 | 10.5702 | 10.5165 | 10.5758 | 10.6814 | 10.7501 | 10.7403 | 10.6945 | 10.6558 | 10.6363 | 10.6372 | 10.6512 | 10.6581 | 10.6592 | 10.6623 | 10.6751 | 10.6972 | 10.7198 | 10.7427 | 10.7657 | 10.7886 | 10.8116 | 10.8346 | 10.8575 | 10.8805 | 10.9034 | 10.9264 | 10.9494
SA new CCGT | Medium Trajectory | 11.9446 | 12.5018 | 12.3665 | 12.3147 | 12.4557 | 12.588 | 12.6381 | 12.6888 | 12.7369 | 12.7662 | 12.8118 | 12.8982 | 12.9828 | 13.0293 | 13.0662 | 13.1089 | 13.1446 | 13.1691 | 13.1877 | 13.2024 | 13.2153 | 13.2283 | 13.2412 | 13.2542 | 13.2671 | 13.28 | 13.293 | 13.3059 | 13.3189 | 13.3318
SA new OCGT | Medium Trajectory | 12.4629 | 13.0202 | 12.8848 | 12.833 | 12.974 | 13.1064 | 13.1565 | 13.2072 | 13.2552 | 13.2845 | 13.3301 | 13.4166 | 13.5012 | 13.5476 | 13.5846 | 13.6273 | 13.6629 | 13.6875 | 13.7061 | 13.7207 | 13.7337 | 13.7466 | 13.7596 | 13.7725 | 13.7855 | 13.7984 | 13.8113 | 13.8243 | 13.8372 | 13.8502
TAS new CCGT | Medium Trajectory | 12.7535 | 13.5653 | 13.9512 | 14.3515 | 14.6233 | 14.6793 | 14.6796 | 14.7277 | 14.8525 | 15.0611 | 15.29 | 15.4988 | 15.6765 | 15.7939 | 15.9328 | 16.0931 | 16.1993 | 16.267 | 16.3069 | 16.3293 | 16.3452 | 16.3611 | 16.3769 | 16.3928 | 16.4087 | 16.4245 | 16.4404 | 16.4563 | 16.4721 | 16.488
TAS new OCGT | Medium Trajectory | 12.7535 | 13.5653 | 13.9512 | 14.3515 | 14.6233 | 14.6793 | 14.6796 | 14.7277 | 14.8525 | 15.0611 | 15.29 | 15.4988 | 15.6765 | 15.7939 | 15.9328 | 16.0931 | 16.1993 | 16.267 | 16.3069 | 16.3293 | 16.3452 | 16.3611 | 16.3769 | 16.3928 | 16.4087 | 16.4245 | 16.4404 | 16.4563 | 16.4721 | 16.488
VIC new CCGT | Medium Trajectory | 10.4834 | 11.3756 | 11.8128 | 12.2664 | 12.5366 | 12.5445 | 12.4976 | 12.4959 | 12.6045 | 12.8297 | 13.0786 | 13.3081 | 13.5052 | 13.6274 | 13.7841 | 13.9787 | 14.1094 | 14.1899 | 14.2342 | 14.2575 | 14.2733 | 14.2892 | 14.305 | 14.3209 | 14.3368 | 14.3526 | 14.3685 | 14.3844 | 14.4002 | 14.4161
VIC new OCGT | Medium Trajectory | 11.0017 | 11.894 | 12.3311 | 12.7847 | 13.055 | 13.0628 | 13.0159 | 13.0143 | 13.1229 | 13.348 | 13.597 | 13.8265 | 14.0235 | 14.1458 | 14.3024 | 14.4971 | 14.6277 | 14.7083 | 14.7526 | 14.7758 | 14.7917 | 14.8075 | 14.8234 | 14.8393 | 14.8551 | 14.871 | 14.8869 | 14.9027 | 14.9186 | 14.9345
Step Change, Hydrogen Superpower
Generator | Gas price scenario | 2020-21 | 2021-22 | 2022-23 | 2023-24 | 2024-25 | 2025-26 | 2026-27 | 2027-28 | 2028-29 | 2029-30 | 2030-31 | 2031-32 | 2032-33 | 2033-34 | 2034-35 | 2035-36 | 2036-37 | 2037-38 | 2038-39 | 2039-40 | 2040-41 | 2041-42 | 2042-43 | 2043-44 | 2044-45 | 2045-46 | 2046-47 | 2047-48 | 2048-49 | 2049-50
Bairnsdale | Low Trajectory | 9.874 | 10.6298 | 10.9454 | 11.2963 | 11.4835 | 11.5172 | 11.549 | 11.5656 | 11.6085 | 11.665 | 11.6934 | 11.7008 | 11.7656 | 11.904 | 12.085 | 12.2546 | 12.3645 | 12.433 | 12.4638 | 12.4701 | 12.4685 | 12.4669 | 12.4653 | 12.4637 | 12.4621 | 12.4604 | 12.4588 | 12.4572 | 12.4556 | 12.454
Barcaldine Power Station | Low Trajectory | 9.297 | 9.4798 | 9.2261 | 9.0408 | 8.9715 | 9 | 9.0652 | 9.0899 | 9.0451 | 8.9619 | 8.9004 | 8.8726 | 8.8597 | 8.8745 | 8.9336 | 8.9812 | 8.9957 | 9.0083 | 9.0156 | 9.0168 | 9.0155 | 9.0143 | 9.013 | 9.0118 | 9.0105 | 9.0092 | 9.008 | 9.0067 | 9.0055 | 9.0042
Barker Inlet Power Station | Low Trajectory | 11.1949 | 11.4252 | 11.0746 | 10.9754 | 11.142 | 11.3614 | 11.5016 | 11.5957 | 11.6937 | 11.7706 | 11.8171 | 11.8297 | 11.7939 | 11.7673 | 11.7884 | 11.7968 | 11.7831 | 11.7785 | 11.7797 | 11.7798 | 11.7784 | 11.7771 | 11.7758 | 11.7744 | 11.7731 | 11.7717 | 11.7704 | 11.7691 | 11.7677 | 11.7664
Braemar | Low Trajectory | 9.297 | 9.4798 | 9.2261 | 9.0408 | 8.9715 | 9 | 9.0652 | 9.0899 | 9.0451 | 8.9619 | 8.9004 | 8.8726 | 8.8597 | 8.8745 | 8.9336 | 8.9812 | 8.9957 | 9.0083 | 9.0156 | 9.0168 | 9.0155 | 9.0143 | 9.013 | 9.0118 | 9.0105 | 9.0092 | 9.008 | 9.0067 | 9.0055 | 9.0042
Braemar 2 Power Station | Low Trajectory | 9.297 | 9.4798 | 9.2261 | 9.0408 | 8.9715 | 9 | 9.0652 | 9.0899 | 9.0451 | 8.9619 | 8.9004 | 8.8726 | 8.8597 | 8.8745 | 8.9336 | 8.9812 | 8.9957 | 9.0083 | 9.0156 | 9.0168 | 9.0155 | 9.0143 | 9.013 | 9.0118 | 9.0105 | 9.0092 | 9.008 | 9.0067 | 9.0055 | 9.0042
Colongra | Low Trajectory | 11.0115 | 11.3297 | 11.1078 | 11.0263 | 11.1051 | 11.2253 | 11.3334 | 11.4314 | 11.5315 | 11.6131 | 11.69 | 11.7552 | 11.7894 | 11.807 | 11.8279 | 11.8462 | 11.8554 | 11.8602 | 11.8631 | 11.8633 | 11.862 | 11.8607 | 11.8594 | 11.858 | 11.8567 | 11.8554 | 11.8541 | 11.8528 | 11.8514 | 11.8501
Condamine A | Low Trajectory | 7.9754 | 8.1954 | 7.9702 | 7.8085 | 7.7501 | 7.7819 | 7.848 | 7.8713 | 7.8246 | 7.7408 | 7.6797 | 7.6537 | 7.6418 | 7.6559 | 7.7142 | 7.7612 | 7.7754 | 7.7878 | 7.795 | 7.7962 | 7.7949 | 7.7937 | 7.7924 | 7.7912 | 7.7899 | 7.7886 | 7.7874 | 7.7861 | 7.7849 | 7.7836
Darling Downs | Low Trajectory | 7.9493 | 8.1321 | 7.8784 | 7.693 | 7.6237 | 7.6523 | 8.3913 | 9.0899 | 9.0451 | 8.9619 | 8.9004 | 8.8726 | 8.8597 | 8.8745 | 8.9336 | 8.9812 | 8.9957 | 9.0083 | 9.0156 | 9.0168 | 9.0155 | 9.0143 | 9.013 | 9.0118 | 9.0105 | 9.0092 | 9.008 | 9.0067 | 9.0055 | 9.0042
Dry Creek GT | Low Trajectory | 11.2986 | 11.5289 | 11.1782 | 11.0791 | 11.2457 | 11.465 | 11.6053 | 11.6994 | 11.7974 | 11.8743 | 11.9208 | 11.9334 | 11.8976 | 11.871 | 11.8921 | 11.9005 | 11.8868 | 11.8821 | 11.8833 | 11.8834 | 11.8821 | 11.8808 | 11.8794 | 11.8781 | 11.8768 | 11.8754 | 11.8741 | 11.8727 | 11.8714 | 11.8701
Hallett GT | Low Trajectory | 11.2986 | 11.5289 | 11.1782 | 11.0791 | 11.2457 | 11.465 | 11.6053 | 11.6994 | 11.7974 | 11.8743 | 11.9208 | 11.9334 | 11.8976 | 11.871 | 11.8921 | 11.9005 | 11.8868 | 11.8821 | 11.8833 | 11.8834 | 11.8821 | 11.8808 | 11.8794 | 11.8781 | 11.8768 | 11.8754 | 11.8741 | 11.8727 | 11.8714 | 11.8701
Jeeralang A | Low Trajectory | 9.874 | 10.6298 | 10.9454 | 11.2963 | 11.4835 | 11.5172 | 11.549 | 11.5656 | 11.6085 | 11.665 | 11.6934 | 11.7008 | 11.7656 | 11.904 | 12.085 | 12.2546 | 12.3645 | 12.433 | 12.4638 | 12.4701 | 12.4685 | 12.4669 | 12.4653 | 12.4637 | 12.4621 | 12.4604 | 12.4588 | 12.4572 | 12.4556 | 12.454
Jeeralang B | Low Trajectory | 9.874 | 10.6298 | 10.9454 | 11.2963 | 11.4835 | 11.5172 | 11.549 | 11.5656 | 11.6085 | 11.665 | 11.6934 | 11.7008 | 11.7656 | 11.904 | 12.085 | 12.2546 | 12.3645 | 12.433 | 12.4638 | 12.4701 | 12.4685 | 12.4669 | 12.4653 | 12.4637 | 12.4621 | 12.4604 | 12.4588 | 12.4572 | 12.4556 | 12.454
Ladbroke Grove | Low Trajectory | 11.2986 | 11.5289 | 11.1782 | 11.0791 | 11.2457 | 11.465 | 11.6053 | 11.6994 | 11.7974 | 11.8743 | 11.9208 | 11.9334 | 11.8976 | 11.871 | 11.8921 | 11.9005 | 11.8868 | 11.8821 | 11.8833 | 11.8834 | 11.8821 | 11.8808 | 11.8794 | 11.8781 | 11.8768 | 11.8754 | 11.8741 | 11.8727 | 11.8714 | 11.8701
Laverton North | Low Trajectory | 9.874 | 10.6298 | 10.9454 | 11.2963 | 11.4835 | 11.5172 | 11.549 | 11.5656 | 11.6085 | 11.665 | 11.6934 | 11.7008 | 11.7656 | 11.904 | 12.085 | 12.2546 | 12.3645 | 12.433 | 12.4638 | 12.4701 | 12.4685 | 12.4669 | 12.4653 | 12.4637 | 12.4621 | 12.4604 | 12.4588 | 12.4572 | 12.4556 | 12.454
Mintaro GT | Low Trajectory | 11.2986 | 11.5289 | 11.1782 | 11.0791 | 11.2457 | 11.465 | 11.6053 | 11.6994 | 11.7974 | 11.8743 | 11.9208 | 11.9334 | 11.8976 | 11.871 | 11.8921 | 11.9005 | 11.8868 | 11.8821 | 11.8833 | 11.8834 | 11.8821 | 11.8808 | 11.8794 | 11.8781 | 11.8768 | 11.8754 | 11.8741 | 11.8727 | 11.8714 | 11.8701
Mortlake | Low Trajectory | 9.5629 | 10.3188 | 10.6344 | 10.9853 | 11.1725 | 11.2062 | 11.238 | 11.2546 | 11.2975 | 11.354 | 11.3824 | 11.3898 | 11.4546 | 11.593 | 11.774 | 11.9436 | 12.0535 | 12.122 | 12.1528 | 12.1591 | 12.1575 | 12.1559 | 12.1543 | 12.1527 | 12.151 | 12.1494 | 12.1478 | 12.1462 | 12.1446 | 12.143
Newport | Low Trajectory | 9.874 | 10.6298 | 10.9454 | 11.2963 | 11.4835 | 11.5172 | 11.549 | 11.5656 | 11.6085 | 11.665 | 11.6934 | 11.7008 | 11.7656 | 11.904 | 12.085 | 12.2546 | 12.3645 | 12.433 | 12.4638 | 12.4701 | 12.4685 | 12.4669 | 12.4653 | 12.4637 | 12.4621 | 12.4604 | 12.4588 | 12.4572 | 12.4556 | 12.454
Oakey Power Station | Low Trajectory | 9.297 | 9.4798 | 9.2261 | 9.0408 | 8.9715 | 9 | 9.0652 | 9.0899 | 9.0451 | 8.9619 | 8.9004 | 8.8726 | 8.8597 | 8.8745 | 8.9336 | 8.9812 | 8.9957 | 9.0083 | 9.0156 | 9.0168 | 9.0155 | 9.0143 | 9.013 | 9.0118 | 9.0105 | 9.0092 | 9.008 | 9.0067 | 9.0055 | 9.0042
Osborne | Low Trajectory | 11.0912 | 11.3215 | 10.9709 | 10.8718 | 11.0384 | 11.2577 | 11.3979 | 11.492 | 11.59 | 11.6669 | 11.7135 | 11.726 | 11.6903 | 11.6636 | 11.6847 | 11.6931 | 11.6794 | 11.6748 | 11.676 | 11.6761 | 11.6748 | 11.6734 | 11.6721 | 11.6707 | 11.6694 | 11.6681 | 11.6667 | 11.6654 | 11.6641 | 11.6627
Pelican Point | Low Trajectory | 11.2986 | 11.5289 | 11.1782 | 11.0791 | 11.2457 | 11.465 | 11.6053 | 11.6994 | 11.7974 | 11.8743 | 11.9208 | 11.9334 | 11.8976 | 11.871 | 11.8921 | 11.9005 | 11.8868 | 11.8821 | 11.8833 | 11.8834 | 11.8821 | 11.8808 | 11.8794 | 11.8781 | 11.8768 | 11.8754 | 11.8741 | 11.8727 | 11.8714 | 11.8701
Quarantine | Low Trajectory | 11.2986 | 11.5289 | 11.1782 | 11.0791 | 11.2457 | 11.465 | 11.6053 | 11.6994 | 11.7974 | 11.8743 | 11.9208 | 11.9334 | 11.8976 | 11.871 | 11.8921 | 11.9005 | 11.8868 | 11.8821 | 11.8833 | 11.8834 | 11.8821 | 11.8808 | 11.8794 | 11.8781 | 11.8768 | 11.8754 | 11.8741 | 11.8727 | 11.8714 | 11.8701
Roma | Low Trajectory | 9.297 | 9.4798 | 9.2261 | 9.0408 | 8.9715 | 9 | 9.0652 | 9.0899 | 9.0451 | 8.9619 | 8.9004 | 8.8726 | 8.8597 | 8.8745 | 8.9336 | 8.9812 | 8.9957 | 9.0083 | 9.0156 | 9.0168 | 9.0155 | 9.0143 | 9.013 | 9.0118 | 9.0105 | 9.0092 | 9.008 | 9.0067 | 9.0055 | 9.0042
Smithfield Energy Facility | Low Trajectory | 11.0115 | 11.3297 | 11.1078 | 11.0263 | 11.1051 | 11.2253 | 11.3334 | 11.4314 | 11.5315 | 11.6131 | 11.69 | 11.7552 | 11.7894 | 11.807 | 11.8279 | 11.8462 | 11.8554 | 11.8602 | 11.8631 | 11.8633 | 11.862 | 11.8607 | 11.8594 | 11.858 | 11.8567 | 11.8554 | 11.8541 | 11.8528 | 11.8514 | 11.8501
Somerton | Low Trajectory | 9.874 | 10.6298 | 10.9454 | 11.2963 | 11.4835 | 11.5172 | 11.549 | 11.5656 | 11.6085 | 11.665 | 11.6934 | 11.7008 | 11.7656 | 11.904 | 12.085 | 12.2546 | 12.3645 | 12.433 | 12.4638 | 12.4701 | 12.4685 | 12.4669 | 12.4653 | 12.4637 | 12.4621 | 12.4604 | 12.4588 | 12.4572 | 12.4556 | 12.454
Swanbank E GT | Low Trajectory | 8.8384 | 9.0584 | 8.8332 | 8.6715 | 8.6131 | 8.6449 | 8.711 | 8.7343 | 8.6876 | 8.6038 | 8.5427 | 8.5167 | 8.5048 | 8.5189 | 8.5772 | 8.6242 | 8.6384 | 8.6508 | 8.658 | 8.6592 | 8.6579 | 8.6567 | 8.6554 | 8.6542 | 8.6529 | 8.6516 | 8.6504 | 8.6491 | 8.6479 | 8.6466
Tallawarra | Low Trajectory | 10.545 | 10.8631 | 10.6413 | 10.5598 | 10.6386 | 10.7588 | 10.8669 | 10.9649 | 11.065 | 11.1465 | 11.2235 | 11.2887 | 11.3229 | 11.3405 | 11.3614 | 11.3797 | 11.3889 | 11.3937 | 11.3966 | 11.3968 | 11.3955 | 11.3942 | 11.3928 | 11.3915 | 11.3902 | 11.3889 | 11.3876 | 11.3862 | 11.3849 | 11.3836
Tamar Valley Combined Cycle | Low Trajectory | 11.4601 | 12.1281 | 12.3665 | 12.6212 | 12.7593 | 12.7988 | 12.8542 | 12.9125 | 12.985 | 13.071 | 13.1427 | 13.1931 | 13.2773 | 13.4194 | 13.5914 | 13.7383 | 13.8322 | 13.8922 | 13.9201 | 13.9259 | 13.9243 | 13.9227 | 13.9211 | 13.9195 | 13.9179 | 13.9163 | 13.9146 | 13.913 | 13.9114 | 13.9098
Tamar Valley Peaking | Low Trajectory | 11.4601 | 12.1281 | 12.3665 | 12.6212 | 12.7593 | 12.7988 | 12.8542 | 12.9125 | 12.985 | 13.071 | 13.1427 | 13.1931 | 13.2773 | 13.4194 | 13.5914 | 13.7383 | 13.8322 | 13.8922 | 13.9201 | 13.9259 | 13.9243 | 13.9227 | 13.9211 | 13.9195 | 13.9179 | 13.9163 | 13.9146 | 13.913 | 13.9114 | 13.9098
Torrens Island A | Low Trajectory | 11.0912 | 11.3215 | 10.9709 | 10.8718 | 11.0384 | 11.2577 | 11.3979 | 11.492 | 11.59 | 11.6669 | 11.7135 | 11.726 | 11.6903 | 11.6636 | 11.6847 | 11.6931 | 11.6794 | 11.6748 | 11.676 | 11.6761 | 11.6748 | 11.6734 | 11.6721 | 11.6707 | 11.6694 | 11.6681 | 11.6667 | 11.6654 | 11.6641 | 11.6627
Torrens Island B | Low Trajectory | 11.0912 | 11.3215 | 10.9709 | 10.8718 | 11.0384 | 11.2577 | 11.3979 | 11.492 | 11.59 | 11.6669 | 11.7135 | 11.726 | 11.6903 | 11.6636 | 11.6847 | 11.6931 | 11.6794 | 11.6748 | 11.676 | 11.6761 | 11.6748 | 11.6734 | 11.6721 | 11.6707 | 11.6694 | 11.6681 | 11.6667 | 11.6654 | 11.6641 | 11.6627
Townsville Power Station | Low Trajectory | 7.5338 | 8.2756 | 8.278 | 8.2479 | 8.4213 | 8.6629 | 8.5993 | 8.1318 | 7.7015 | 7.7422 | 8.1874 | 8.5997 | 8.6295 | 8.3531 | 8.0886 | 7.9596 | 7.8687 | 7.788 | 7.7474 | 7.7342 | 7.7287 | 7.7233 | 7.7179 | 7.7124 | 7.707 | 7.7016 | 7.6961 | 7.6907 | 7.6853 | 7.6798
Uranquinty | Low Trajectory | 10.5968 | 10.915 | 10.6931 | 10.6116 | 10.6904 | 10.8106 | 10.9187 | 11.0167 | 11.1168 | 11.1984 | 11.2753 | 11.3406 | 11.3747 | 11.3923 | 11.4132 | 11.4315 | 11.4407 | 11.4455 | 11.4484 | 11.4486 | 11.4473 | 11.446 | 11.4447 | 11.4434 | 11.442 | 11.4407 | 11.4394 | 11.4381 | 11.4368 | 11.4354
Valley Power | Low Trajectory | 9.874 | 10.6298 | 10.9454 | 11.2963 | 11.4835 | 11.5172 | 11.549 | 11.5656 | 11.6085 | 11.665 | 11.6934 | 11.7008 | 11.7656 | 11.904 | 12.085 | 12.2546 | 12.3645 | 12.433 | 12.4638 | 12.4701 | 12.4685 | 12.4669 | 12.4653 | 12.4637 | 12.4621 | 12.4604 | 12.4588 | 12.4572 | 12.4556 | 12.454
Yarwun Cogen | Low Trajectory | 7.5338 | 8.2756 | 8.278 | 8.2479 | 8.4213 | 8.6629 | 8.5993 | 8.1318 | 7.7015 | 7.7422 | 8.1874 | 8.5997 | 8.6295 | 8.3531 | 8.0886 | 7.9596 | 7.8687 | 7.788 | 7.7474 | 7.7342 | 7.7287 | 7.7233 | 7.7179 | 7.7124 | 7.707 | 7.7016 | 7.6961 | 7.6907 | 7.6853 | 7.6798
New generating stations
NSW new CCGT | Low Trajectory | 11.2707 | 11.5888 | 11.367 | 11.2855 | 11.3643 | 11.4845 | 11.5926 | 11.6906 | 11.7907 | 11.8722 | 11.9492 | 12.0144 | 12.0486 | 12.0662 | 12.0871 | 12.1054 | 12.1146 | 12.1194 | 12.1223 | 12.1225 | 12.1212 | 12.1199 | 12.1185 | 12.1172 | 12.1159 | 12.1146 | 12.1133 | 12.1119 | 12.1106 | 12.1093
NSW new OCGT | Low Trajectory | 11.7891 | 12.1072 | 11.8854 | 11.8038 | 11.8826 | 12.0028 | 12.1109 | 12.2089 | 12.309 | 12.3906 | 12.4675 | 12.5328 | 12.5669 | 12.5845 | 12.6054 | 12.6238 | 12.6329 | 12.6377 | 12.6406 | 12.6409 | 12.6395 | 12.6382 | 12.6369 | 12.6356 | 12.6343 | 12.6329 | 12.6316 | 12.6303 | 12.629 | 12.6277
QLD new CCGT | Low Trajectory | 9.7117 | 9.8945 | 9.6408 | 9.4555 | 9.3862 | 9.4147 | 9.4799 | 9.5045 | 9.4598 | 9.3766 | 9.3151 | 9.2873 | 9.2744 | 9.2892 | 9.3482 | 9.3958 | 9.4104 | 9.423 | 9.4303 | 9.4315 | 9.4302 | 9.429 | 9.4277 | 9.4264 | 9.4252 | 9.4239 | 9.4227 | 9.4214 | 9.4201 | 9.4189
QLD new OCGT | Low Trajectory | 10.0745 | 10.2573 | 10.0037 | 9.8183 | 9.749 | 9.7776 | 9.8427 | 9.8674 | 9.8226 | 9.7394 | 9.6779 | 9.6501 | 9.6373 | 9.652 | 9.7111 | 9.7587 | 9.7733 | 9.7858 | 9.7931 | 9.7943 | 9.7931 | 9.7918 | 9.7905 | 9.7893 | 9.788 | 9.7868 | 9.7855 | 9.7843 | 9.783 | 9.7817
SA new CCGT | Low Trajectory | 11.8169 | 12.0472 | 11.6966 | 11.5975 | 11.7641 | 11.9834 | 12.1236 | 12.2177 | 12.3157 | 12.3926 | 12.4392 | 12.4517 | 12.416 | 12.3893 | 12.4104 | 12.4188 | 12.4051 | 12.4005 | 12.4017 | 12.4018 | 12.4005 | 12.3991 | 12.3978 | 12.3964 | 12.3951 | 12.3938 | 12.3924 | 12.3911 | 12.3898 | 12.3884
SA new OCGT | Low Trajectory | 12.3353 | 12.5656 | 12.2149 | 12.1158 | 12.2824 | 12.5017 | 12.642 | 12.7361 | 12.8341 | 12.911 | 12.9575 | 12.9701 | 12.9343 | 12.9077 | 12.9288 | 12.9372 | 12.9235 | 12.9188 | 12.9201 | 12.9202 | 12.9188 | 12.9175 | 12.9161 | 12.9148 | 12.9135 | 12.9121 | 12.9108 | 12.9094 | 12.9081 | 12.9068
TAS new CCGT | Low Trajectory | 12.6712 | 13.3393 | 13.5776 | 13.8323 | 13.9704 | 14.0099 | 14.0653 | 14.1236 | 14.1961 | 14.2821 | 14.3539 | 14.4042 | 14.4884 | 14.6305 | 14.8025 | 14.9495 | 15.0433 | 15.1033 | 15.1312 | 15.1371 | 15.1355 | 15.1338 | 15.1322 | 15.1306 | 15.129 | 15.1274 | 15.1258 | 15.1242 | 15.1225 | 15.1209
TAS new OCGT | Low Trajectory | 12.6712 | 13.3393 | 13.5776 | 13.8323 | 13.9704 | 14.0099 | 14.0653 | 14.1236 | 14.1961 | 14.2821 | 14.3539 | 14.4042 | 14.4884 | 14.6305 | 14.8025 | 14.9495 | 15.0433 | 15.1033 | 15.1312 | 15.1371 | 15.1355 | 15.1338 | 15.1322 | 15.1306 | 15.129 | 15.1274 | 15.1258 | 15.1242 | 15.1225 | 15.1209
VIC new CCGT | Low Trajectory | 10.3923 | 11.1482 | 11.4638 | 11.8147 | 12.0018 | 12.0356 | 12.0674 | 12.084 | 12.1269 | 12.1833 | 12.2118 | 12.2192 | 12.2839 | 12.4224 | 12.6034 | 12.773 | 12.8829 | 12.9514 | 12.9821 | 12.9885 | 12.9869 | 12.9853 | 12.9836 | 12.982 | 12.9804 | 12.9788 | 12.9772 | 12.9756 | 12.974 | 12.9723
VIC new OCGT | Low Trajectory | 10.9107 | 11.6665 | 11.9821 | 12.333 | 12.5202 | 12.554 | 12.5857 | 12.6023 | 12.6452 | 12.7017 | 12.7301 | 12.7375 | 12.8023 | 12.9407 | 13.1217 | 13.2913 | 13.4012 | 13.4697 | 13.5005 | 13.5068 | 13.5052 | 13.5036 | 13.502 | 13.5004 | 13.4988 | 13.4972 | 13.4955 | 13.4939 | 13.4923 | 13.4907
Slow Change
| Gas price scenario | 2020-21 | 2021-22 | 2022-23 | 2023-24 | 2024-25 | 2025-26 | 2026-27 | 2027-28 | 2028-29 | 2029-30 | 2030-31 | 2031-32 | 2032-33 | 2033-34 | 2034-35 | 2035-36 | 2036-37 | 2037-38 | 2038-39 | 2039-40 | 2040-41 | 2041-42 | 2042-43 | 2043-44 | 2044-45 | 2045-46 | 2046-47 | 2047-48 | 2048-49 | 2049-50
Bairnsdale | High Trajectory | 10.229 | 11.4678 | 12.3537 | 13.3207 | 13.8619 | 13.8831 | 13.8306 | 13.8813 | 13.9997 | 14.2049 | 14.4939 | 14.7305 | 14.8624 | 14.9425 | 15.141 | 15.3516 | 15.4255 | 15.4543 | 15.4825 | 15.5201 | 15.5474 | 15.5747 | 15.602 | 15.6292 | 15.6565 | 15.6838 | 15.711 | 15.7383 | 15.7656 | 15.7929
Barcaldine Power Station | High Trajectory | 9.7474 | 10.6577 | 10.8947 | 10.9499 | 10.9236 | 10.922 | 11.0243 | 11.1791 | 11.3032 | 11.3253 | 11.3216 | 11.4161 | 11.566 | 11.6812 | 11.7466 | 11.798 | 11.842 | 11.893 | 11.96 | 12.0185 | 12.0736 | 12.1288 | 12.1839 | 12.2391 | 12.2942 | 12.3494 | 12.4045 | 12.4597 | 12.5148 | 12.57
Barker Inlet Power Station | High Trajectory | 11.6694 | 12.7061 | 13.0321 | 13.1449 | 13.1558 | 13.1749 | 13.2442 | 13.3018 | 13.3486 | 13.4393 | 13.6001 | 13.8041 | 13.9919 | 14.1183 | 14.1808 | 14.2246 | 14.2603 | 14.2633 | 14.2725 | 14.2988 | 14.3216 | 14.3443 | 14.3671 | 14.3898 | 14.4126 | 14.4353 | 14.4581 | 14.4808 | 14.5036 | 14.5263
Braemar | High Trajectory | 9.7474 | 10.6577 | 10.8947 | 10.9499 | 10.9236 | 10.922 | 11.0243 | 11.1791 | 11.3032 | 11.3253 | 11.3216 | 11.4161 | 11.566 | 11.6812 | 11.7466 | 11.798 | 11.842 | 11.893 | 11.96 | 12.0185 | 12.0736 | 12.1288 | 12.1839 | 12.2391 | 12.2942 | 12.3494 | 12.4045 | 12.4597 | 12.5148 | 12.57
Braemar 2 Power Station | High Trajectory | 9.7474 | 10.6577 | 10.8947 | 10.9499 | 10.9236 | 10.922 | 11.0243 | 11.1791 | 11.3032 | 11.3253 | 11.3216 | 11.4161 | 11.566 | 11.6812 | 11.7466 | 11.798 | 11.842 | 11.893 | 11.96 | 12.0185 | 12.0736 | 12.1288 | 12.1839 | 12.2391 | 12.2942 | 12.3494 | 12.4045 | 12.4597 | 12.5148 | 12.57
Colongra | High Trajectory | 11.2888 | 12.2364 | 12.5791 | 12.8905 | 13.1069 | 13.1869 | 13.286 | 13.4204 | 13.5334 | 13.65 | 13.8162 | 13.9956 | 14.1457 | 14.2505 | 14.3064 | 14.3444 | 14.3719 | 14.3705 | 14.3786 | 14.4056 | 14.4291 | 14.4527 | 14.4762 | 14.4997 | 14.5233 | 14.5468 | 14.5704 | 14.5939 | 14.6174 | 14.641
Condamine A | High Trajectory | 8.4301 | 9.3662 | 9.6236 | 9.6988 | 9.6797 | 9.6645 | 9.7491 | 9.8945 | 10.0033 | 10.0262 | 10.0356 | 10.1352 | 10.2953 | 10.4212 | 10.4945 | 10.5554 | 10.6062 | 10.6608 | 10.729 | 10.7877 | 10.8428 | 10.898 | 10.9531 | 11.0083 | 11.0634 | 11.1186 | 11.1737 | 11.2289 | 11.284 | 11.3392
Darling Downs | High Trajectory | 8.3997 | 9.31 | 9.547 | 9.6021 | 9.5759 | 9.5742 | 10.3504 | 11.1791 | 11.3032 | 11.3253 | 11.3216 | 11.4161 | 11.566 | 11.6812 | 11.7466 | 11.798 | 11.842 | 11.893 | 11.96 | 12.0185 | 12.0736 | 12.1288 | 12.1839 | 12.2391 | 12.2942 | 12.3494 | 12.4045 | 12.4597 | 12.5148 | 12.57
Dry Creek GT | High Trajectory | 11.7731 | 12.8098 | 13.1358 | 13.2486 | 13.2595 | 13.2786 | 13.3478 | 13.4055 | 13.4523 | 13.543 | 13.7037 | 13.9078 | 14.0955 | 14.222 | 14.2845 | 14.3283 | 14.364 | 14.3669 | 14.3762 | 14.4025 | 14.4253 | 14.448 | 14.4708 | 14.4935 | 14.5162 | 14.539 | 14.5617 | 14.5845 | 14.6072 | 14.63
Hallett GT | High Trajectory | 11.7731 | 12.8098 | 13.1358 | 13.2486 | 13.2595 | 13.2786 | 13.3478 | 13.4055 | 13.4523 | 13.543 | 13.7037 | 13.9078 | 14.0955 | 14.222 | 14.2845 | 14.3283 | 14.364 | 14.3669 | 14.3762 | 14.4025 | 14.4253 | 14.448 | 14.4708 | 14.4935 | 14.5162 | 14.539 | 14.5617 | 14.5845 | 14.6072 | 14.63
Jeeralang A | High Trajectory | 10.229 | 11.4678 | 12.3537 | 13.3207 | 13.8619 | 13.8831 | 13.8306 | 13.8813 | 13.9997 | 14.2049 | 14.4939 | 14.7305 | 14.8624 | 14.9425 | 15.141 | 15.3516 | 15.4255 | 15.4543 | 15.4825 | 15.5201 | 15.5474 | 15.5747 | 15.602 | 15.6292 | 15.6565 | 15.6838 | 15.711 | 15.7383 | 15.7656 | 15.7929
Jeeralang B | High Trajectory | 10.229 | 11.4678 | 12.3537 | 13.3207 | 13.8619 | 13.8831 | 13.8306 | 13.8813 | 13.9997 | 14.2049 | 14.4939 | 14.7305 | 14.8624 | 14.9425 | 15.141 | 15.3516 | 15.4255 | 15.4543 | 15.4825 | 15.5201 | 15.5474 | 15.5747 | 15.602 | 15.6292 | 15.6565 | 15.6838 | 15.711 | 15.7383 | 15.7656 | 15.7929
Ladbroke Grove | High Trajectory | 11.7731 | 12.8098 | 13.1358 | 13.2486 | 13.2595 | 13.2786 | 13.3478 | 13.4055 | 13.4523 | 13.543 | 13.7037 | 13.9078 | 14.0955 | 14.222 | 14.2845 | 14.3283 | 14.364 | 14.3669 | 14.3762 | 14.4025 | 14.4253 | 14.448 | 14.4708 | 14.4935 | 14.5162 | 14.539 | 14.5617 | 14.5845 | 14.6072 | 14.63
Laverton North | High Trajectory | 10.229 | 11.4678 | 12.3537 | 13.3207 | 13.8619 | 13.8831 | 13.8306 | 13.8813 | 13.9997 | 14.2049 | 14.4939 | 14.7305 | 14.8624 | 14.9425 | 15.141 | 15.3516 | 15.4255 | 15.4543 | 15.4825 | 15.5201 | 15.5474 | 15.5747 | 15.602 | 15.6292 | 15.6565 | 15.6838 | 15.711 | 15.7383 | 15.7656 | 15.7929
Mintaro GT | High Trajectory | 11.7731 | 12.8098 | 13.1358 | 13.2486 | 13.2595 | 13.2786 | 13.3478 | 13.4055 | 13.4523 | 13.543 | 13.7037 | 13.9078 | 14.0955 | 14.222 | 14.2845 | 14.3283 | 14.364 | 14.3669 | 14.3762 | 14.4025 | 14.4253 | 14.448 | 14.4708 | 14.4935 | 14.5162 | 14.539 | 14.5617 | 14.5845 | 14.6072 | 14.63
Mortlake | High Trajectory | 9.9179 | 11.1568 | 12.0427 | 13.0096 | 13.5508 | 13.572 | 13.5196 | 13.5703 | 13.6887 | 13.8939 | 14.1829 | 14.4194 | 14.5514 | 14.6315 | 14.8299 | 15.0406 | 15.1145 | 15.1433 | 15.1715 | 15.2091 | 15.2364 | 15.2637 | 15.2909 | 15.3182 | 15.3455 | 15.3728 | 15.4 | 15.4273 | 15.4546 | 15.4818
Newport | High Trajectory | 10.229 | 11.4678 | 12.3537 | 13.3207 | 13.8619 | 13.8831 | 13.8306 | 13.8813 | 13.9997 | 14.2049 | 14.4939 | 14.7305 | 14.8624 | 14.9425 | 15.141 | 15.3516 | 15.4255 | 15.4543 | 15.4825 | 15.5201 | 15.5474 | 15.5747 | 15.602 | 15.6292 | 15.6565 | 15.6838 | 15.711 | 15.7383 | 15.7656 | 15.7929
Oakey Power Station | High Trajectory | 9.7474 | 10.6577 | 10.8947 | 10.9499 | 10.9236 | 10.922 | 11.0243 | 11.1791 | 11.3032 | 11.3253 | 11.3216 | 11.4161 | 11.566 | 11.6812 | 11.7466 | 11.798 | 11.842 | 11.893 | 11.96 | 12.0185 | 12.0736 | 12.1288 | 12.1839 | 12.2391 | 12.2942 | 12.3494 | 12.4045 | 12.4597 | 12.5148 | 12.57
Osborne | High Trajectory | 11.5657 | 12.6024 | 12.9284 | 13.0412 | 13.0521 | 13.0713 | 13.1405 | 13.1982 | 13.2449 | 13.3356 | 13.4964 | 13.7004 | 13.8882 | 14.0146 | 14.0772 | 14.1209 | 14.1567 | 14.1596 | 14.1689 | 14.1952 | 14.2179 | 14.2407 | 14.2634 | 14.2862 | 14.3089 | 14.3316 | 14.3544 | 14.3771 | 14.3999 | 14.4226
Pelican Point | High Trajectory | 11.7731 | 12.8098 | 13.1358 | 13.2486 | 13.2595 | 13.2786 | 13.3478 | 13.4055 | 13.4523 | 13.543 | 13.7037 | 13.9078 | 14.0955 | 14.222 | 14.2845 | 14.3283 | 14.364 | 14.3669 | 14.3762 | 14.4025 | 14.4253 | 14.448 | 14.4708 | 14.4935 | 14.5162 | 14.539 | 14.5617 | 14.5845 | 14.6072 | 14.63
Quarantine | High Trajectory | 11.7731 | 12.8098 | 13.1358 | 13.2486 | 13.2595 | 13.2786 | 13.3478 | 13.4055 | 13.4523 | 13.543 | 13.7037 | 13.9078 | 14.0955 | 14.222 | 14.2845 | 14.3283 | 14.364 | 14.3669 | 14.3762 | 14.4025 | 14.4253 | 14.448 | 14.4708 | 14.4935 | 14.5162 | 14.539 | 14.5617 | 14.5845 | 14.6072 | 14.63
Roma | High Trajectory | 9.7474 | 10.6577 | 10.8947 | 10.9499 | 10.9236 | 10.922 | 11.0243 | 11.1791 | 11.3032 | 11.3253 | 11.3216 | 11.4161 | 11.566 | 11.6812 | 11.7466 | 11.798 | 11.842 | 11.893 | 11.96 | 12.0185 | 12.0736 | 12.1288 | 12.1839 | 12.2391 | 12.2942 | 12.3494 | 12.4045 | 12.4597 | 12.5148 | 12.57
Smithfield Energy Facility | High Trajectory | 11.2888 | 12.2364 | 12.5791 | 12.8905 | 13.1069 | 13.1869 | 13.286 | 13.4204 | 13.5334 | 13.65 | 13.8162 | 13.9956 | 14.1457 | 14.2505 | 14.3064 | 14.3444 | 14.3719 | 14.3705 | 14.3786 | 14.4056 | 14.4291 | 14.4527 | 14.4762 | 14.4997 | 14.5233 | 14.5468 | 14.5704 | 14.5939 | 14.6174 | 14.641
Somerton | High Trajectory | 10.229 | 11.4678 | 12.3537 | 13.3207 | 13.8619 | 13.8831 | 13.8306 | 13.8813 | 13.9997 | 14.2049 | 14.4939 | 14.7305 | 14.8624 | 14.9425 | 15.141 | 15.3516 | 15.4255 | 15.4543 | 15.4825 | 15.5201 | 15.5474 | 15.5747 | 15.602 | 15.6292 | 15.6565 | 15.6838 | 15.711 | 15.7383 | 15.7656 | 15.7929
Swanbank E GT | High Trajectory | 9.2931 | 10.2292 | 10.4866 | 10.5618 | 10.5427 | 10.5275 | 10.6121 | 10.7575 | 10.8663 | 10.8892 | 10.8986 | 10.9982 | 11.1583 | 11.2842 | 11.3575 | 11.4184 | 11.4692 | 11.5238 | 11.592 | 11.6507 | 11.7058 | 11.761 | 11.8161 | 11.8713 | 11.9264 | 11.9816 | 12.0367 | 12.0919 | 12.147 | 12.2022
Tallawarra | High Trajectory | 10.8223 | 11.7699 | 12.1125 | 12.424 | 12.6404 | 12.7204 | 12.8195 | 12.9539 | 13.0669 | 13.1834 | 13.3497 | 13.5291 | 13.6792 | 13.784 | 13.8398 | 13.8779 | 13.9054 | 13.9039 | 13.9121 | 13.9391 | 13.9626 | 13.9862 | 14.0097 | 14.0332 | 14.0568 | 14.0803 | 14.1038 | 14.1274 | 14.1509 | 14.1744
Tamar Valley Combined Cycle | High Trajectory | 11.7892 | 12.9518 | 13.7774 | 14.6876 | 15.2283 | 15.2924 | 15.2786 | 15.3504 | 15.4541 | 15.6116 | 15.8394 | 16.0287 | 16.1226 | 16.1846 | 16.3683 | 16.5513 | 16.6056 | 16.624 | 16.6487 | 16.6858 | 16.713 | 16.7403 | 16.7676 | 16.7949 | 16.8221 | 16.8494 | 16.8767 | 16.9039 | 16.9312 | 16.9585
Tamar Valley Peaking | High Trajectory | 11.7892 | 12.9518 | 13.7774 | 14.6876 | 15.2283 | 15.2924 | 15.2786 | 15.3504 | 15.4541 | 15.6116 | 15.8394 | 16.0287 | 16.1226 | 16.1846 | 16.3683 | 16.5513 | 16.6056 | 16.624 | 16.6487 | 16.6858 | 16.713 | 16.7403 | 16.7676 | 16.7949 | 16.8221 | 16.8494 | 16.8767 | 16.9039 | 16.9312 | 16.9585
Torrens Island A | High Trajectory | 11.5657 | 12.6024 | 12.9284 | 13.0412 | 13.0521 | 13.0713 | 13.1405 | 13.1982 | 13.2449 | 13.3356 | 13.4964 | 13.7004 | 13.8882 | 14.0146 | 14.0772 | 14.1209 | 14.1567 | 14.1596 | 14.1689 | 14.1952 | 14.2179 | 14.2407 | 14.2634 | 14.2862 | 14.3089 | 14.3316 | 14.3544 | 14.3771 | 14.3999 | 14.4226
Torrens Island B | High Trajectory | 11.5657 | 12.6024 | 12.9284 | 13.0412 | 13.0521 | 13.0713 | 13.1405 | 13.1982 | 13.2449 | 13.3356 | 13.4964 | 13.7004 | 13.8882 | 14.0146 | 14.0772 | 14.1209 | 14.1567 | 14.1596 | 14.1689 | 14.1952 | 14.2179 | 14.2407 | 14.2634 | 14.2862 | 14.3089 | 14.3316 | 14.3544 | 14.3771 | 14.3999 | 14.4226
Townsville Power Station | High Trajectory | 8.2617 | 9.9446 | 10.3754 | 10.9155 | 12.0625 | 13.0769 | 12.8924 | 11.5889 | 10.502 | 10.6736 | 11.8722 | 13.0948 | 13.4264 | 12.8744 | 12.2636 | 12.0432 | 11.9548 | 11.874 | 11.8994 | 12.0065 | 12.1375 | 12.2686 | 12.3997 | 12.5308 | 12.6619 | 12.793 | 12.9241 | 13.0552 | 13.1862 | 13.3173
Uranquinty | High Trajectory | 10.8741 | 11.8218 | 12.1644 | 12.4758 | 12.6922 | 12.7722 | 12.8713 | 13.0057 | 13.1187 | 13.2353 | 13.4015 | 13.5809 | 13.731 | 13.8358 | 13.8917 | 13.9297 | 13.9572 | 13.9558 | 13.9639 | 13.9909 | 14.0144 | 14.038 | 14.0615 | 14.0851 | 14.1086 | 14.1321 | 14.1557 | 14.1792 | 14.2027 | 14.2263
Valley Power | High Trajectory | 10.229 | 11.4678 | 12.3537 | 13.3207 | 13.8619 | 13.8831 | 13.8306 | 13.8813 | 13.9997 | 14.2049 | 14.4939 | 14.7305 | 14.8624 | 14.9425 | 15.141 | 15.3516 | 15.4255 | 15.4543 | 15.4825 | 15.5201 | 15.5474 | 15.5747 | 15.602 | 15.6292 | 15.6565 | 15.6838 | 15.711 | 15.7383 | 15.7656 | 15.7929
Yarwun Cogen | High Trajectory | 8.2617 | 9.9446 | 10.3754 | 10.9155 | 12.0625 | 13.0769 | 12.8924 | 11.5889 | 10.502 | 10.6736 | 11.8722 | 13.0948 | 13.4264 | 12.8744 | 12.2636 | 12.0432 | 11.9548 | 11.874 | 11.8994 | 12.0065 | 12.1375 | 12.2686 | 12.3997 | 12.5308 | 12.6619 | 12.793 | 12.9241 | 13.0552 | 13.1862 | 13.3173
New generating stations
NSW new CCGT | High Trajectory | 11.548 | 12.4956 | 12.8382 | 13.1497 | 13.3661 | 13.4461 | 13.5452 | 13.6796 | 13.7926 | 13.9091 | 14.0754 | 14.2548 | 14.4049 | 14.5097 | 14.5655 | 14.6036 | 14.6311 | 14.6296 | 14.6378 | 14.6648 | 14.6883 | 14.7119 | 14.7354 | 14.7589 | 14.7825 | 14.806 | 14.8295 | 14.8531 | 14.8766 | 14.9001
NSW new OCGT | High Trajectory | 12.0664 | 13.014 | 13.3566 | 13.6681 | 13.8844 | 13.9645 | 14.0635 | 14.1979 | 14.311 | 14.4275 | 14.5938 | 14.7731 | 14.9232 | 15.0281 | 15.0839 | 15.1219 | 15.1494 | 15.148 | 15.1561 | 15.1831 | 15.2067 | 15.2302 | 15.2537 | 15.2773 | 15.3008 | 15.3244 | 15.3479 | 15.3714 | 15.395 | 15.4185
QLD new CCGT | High Trajectory | 10.1621 | 11.0724 | 11.3094 | 11.3646 | 11.3383 | 11.3367 | 11.439 | 11.5938 | 11.7178 | 11.74 | 11.7363 | 11.8308 | 11.9807 | 12.0959 | 12.1613 | 12.2127 | 12.2567 | 12.3077 | 12.3747 | 12.4332 | 12.4883 | 12.5435 | 12.5986 | 12.6538 | 12.7089 | 12.7641 | 12.8192 | 12.8744 | 12.9295 | 12.9847
QLD new OCGT | High Trajectory | 10.525 | 11.4353 | 11.6722 | 11.7274 | 11.7012 | 11.6995 | 11.8018 | 11.9567 | 12.0807 | 12.1028 | 12.0992 | 12.1936 | 12.3435 | 12.4588 | 12.5242 | 12.5755 | 12.6195 | 12.6706 | 12.7376 | 12.796 | 12.8512 | 12.9063 | 12.9615 | 13.0166 | 13.0718 | 13.1269 | 13.1821 | 13.2372 | 13.2924 | 13.3475
SA new CCGT | High Trajectory | 12.2914 | 13.3281 | 13.6541 | 13.7669 | 13.7778 | 13.7969 | 13.8662 | 13.9239 | 13.9706 | 14.0613 | 14.2221 | 14.4261 | 14.6139 | 14.7403 | 14.8029 | 14.8466 | 14.8824 | 14.8853 | 14.8946 | 14.9209 | 14.9436 | 14.9664 | 14.9891 | 15.0119 | 15.0346 | 15.0573 | 15.0801 | 15.1028 | 15.1256 | 15.1483
SA new OCGT | High Trajectory | 12.8098 | 13.8465 | 14.1725 | 14.2853 | 14.2962 | 14.3153 | 14.3846 | 14.4422 | 14.489 | 14.5797 | 14.7405 | 14.9445 | 15.1322 | 15.2587 | 15.3212 | 15.365 | 15.4007 | 15.4037 | 15.4129 | 15.4392 | 15.462 | 15.4847 | 15.5075 | 15.5302 | 15.553 | 15.5757 | 15.5985 | 15.6212 | 15.6439 | 15.6667
TAS new CCGT | High Trajectory | 13.0004 | 14.163 | 14.9885 | 15.8987 | 16.4395 | 16.5035 | 16.4897 | 16.5616 | 16.6653 | 16.8227 | 17.0505 | 17.2398 | 17.3338 | 17.3957 | 17.5795 | 17.7625 | 17.8167 | 17.8351 | 17.8598 | 17.8969 | 17.9242 | 17.9514 | 17.9787 | 18.006 | 18.0332 | 18.0605 | 18.0878 | 18.1151 | 18.1423 | 18.1696
TAS new OCGT | High Trajectory | 13.0004 | 14.163 | 14.9885 | 15.8987 | 16.4395 | 16.5035 | 16.4897 | 16.5616 | 16.6653 | 16.8227 | 17.0505 | 17.2398 | 17.3338 | 17.3957 | 17.5795 | 17.7625 | 17.8167 | 17.8351 | 17.8598 | 17.8969 | 17.9242 | 17.9514 | 17.9787 | 18.006 | 18.0332 | 18.0605 | 18.0878 | 18.1151 | 18.1423 | 18.1696
VIC new CCGT | High Trajectory | 10.7473 | 11.9861 | 12.8721 | 13.839 | 14.3802 | 14.4014 | 14.349 | 14.3997 | 14.5181 | 14.7233 | 15.0123 | 15.2488 | 15.3808 | 15.4609 | 15.6593 | 15.8699 | 15.9439 | 15.9726 | 16.0008 | 16.0385 | 16.0658 | 16.093 | 16.1203 | 16.1476 | 16.1749 | 16.2021 | 16.2294 | 16.2567 | 16.2839 | 16.3112
VIC new OCGT | High Trajectory | 11.2657 | 12.5045 | 13.3904 | 14.3574 | 14.8986 | 14.9198 | 14.8673 | 14.918 | 15.0365 | 15.2416 | 15.5306 | 15.7672 | 15.8992 | 15.9792 | 16.1777 | 16.3883 | 16.4622 | 16.491 | 16.5192 | 16.5569 | 16.5841 | 16.6114 | 16.6387 | 16.6659 | 16.6932 | 16.7205 | 16.7478 | 16.775 | 16.8023 | 16.8296
Low gas price sensitivity
| Gas price scenario | 2020-21 | 2021-22 | 2022-23 | 2023-24 | 2024-25 | 2025-26 | 2026-27 | 2027-28 | 2028-29 | 2029-30 | 2030-31 | 2031-32 | 2032-33 | 2033-34 | 2034-35 | 2035-36 | 2036-37 | 2037-38 | 2038-39 | 2039-40 | 2040-41 | 2041-42 | 2042-43 | 2043-44 | 2044-45 | 2045-46 | 2046-47 | 2047-48 | 2048-49 | 2049-50
Bairnsdale | Lowest Trajectory | 8.62 | 9.03 | 9.21 | 9.35 | 9.28 | 9.1 | 9 | 9.02 | 9.14 | 9.34 | 9.6 | 9.85 | 10.06 | 10.19 | 10.34 | 10.53 | 10.64 | 10.72 | 10.77 | 10.8 | 10.83 | 10.85 | 10.88 | 10.91 | 10.93 | 10.96 | 10.99 | 11.02 | 11.04 | 11.07
Barcaldine Power Station | Lowest Trajectory | 8.09 | 8.29 | 8.1 | 7.87 | 7.72 | 7.68 | 7.69 | 7.66 | 7.59 | 7.53 | 7.52 | 7.55 | 7.59 | 7.61 | 7.63 | 7.67 | 7.69 | 7.71 | 7.73 | 7.74 | 7.75 | 7.76 | 7.78 | 7.79 | 7.8 | 7.81 | 7.83 | 7.84 | 7.85 | 7.87
Barker Inlet Power Station | Lowest Trajectory | 9.94 | 10.13 | 9.9 | 9.74 | 9.69 | 9.66 | 9.65 | 9.66 | 9.68 | 9.69 | 9.71 | 9.79 | 9.88 | 9.91 | 9.9 | 9.9 | 9.92 | 9.93 | 9.95 | 9.97 | 9.98 | 10 | 10.02 | 10.04 | 10.06 | 10.08 | 10.1 | 10.12 | 10.14 | 10.16
Braemar | Lowest Trajectory | 8.09 | 8.29 | 8.1 | 7.87 | 7.72 | 7.68 | 7.69 | 7.66 | 7.59 | 7.53 | 7.52 | 7.55 | 7.59 | 7.61 | 7.63 | 7.67 | 7.69 | 7.71 | 7.73 | 7.74 | 7.75 | 7.76 | 7.78 | 7.79 | 7.8 | 7.81 | 7.83 | 7.84 | 7.85 | 7.87
Braemar 2 Power Station | Lowest Trajectory | 8.09 | 8.29 | 8.1 | 7.87 | 7.72 | 7.68 | 7.69 | 7.66 | 7.59 | 7.53 | 7.52 | 7.55 | 7.59 | 7.61 | 7.63 | 7.67 | 7.69 | 7.71 | 7.73 | 7.74 | 7.75 | 7.76 | 7.78 | 7.79 | 7.8 | 7.81 | 7.83 | 7.84 | 7.85 | 7.87
Colongra | Lowest Trajectory | 9.72 | 9.79 | 9.56 | 9.35 | 9.16 | 9 | 8.89 | 8.89 | 8.96 | 9.02 | 9.1 | 9.22 | 9.33 | 9.39 | 9.42 | 9.47 | 9.51 | 9.54 | 9.57 | 9.59 | 9.61 | 9.64 | 9.66 | 9.68 | 9.71 | 9.73 | 9.75 | 9.78 | 9.8 | 9.83
Condamine A | Lowest Trajectory | 6.78 | 7.03 | 6.86 | 6.64 | 6.5 | 6.46 | 6.47 | 6.44 | 6.37 | 6.31 | 6.3 | 6.33 | 6.37 | 6.39 | 6.41 | 6.45 | 6.47 | 6.48 | 6.5 | 6.51 | 6.52 | 6.54 | 6.55 | 6.56 | 6.57 | 6.59 | 6.6 | 6.61 | 6.63 | 6.64
Darling Downs | Lowest Trajectory | 6.74 | 6.95 | 6.76 | 6.52 | 6.37 | 6.33 | 7.01 | 7.66 | 7.59 | 7.53 | 7.52 | 7.55 | 7.59 | 7.61 | 7.63 | 7.67 | 7.69 | 7.71 | 7.73 | 7.74 | 7.75 | 7.76 | 7.78 | 7.79 | 7.8 | 7.81 | 7.83 | 7.84 | 7.85 | 7.87
Dry Creek GT | Lowest Trajectory | 10.04 | 10.23 | 10 | 9.84 | 9.79 | 9.77 | 9.75 | 9.77 | 9.79 | 9.79 | 9.82 | 9.89 | 9.98 | 10.02 | 10.01 | 10.01 | 10.02 | 10.03 | 10.05 | 10.07 | 10.09 | 10.11 | 10.13 | 10.15 | 10.17 | 10.19 | 10.21 | 10.23 | 10.25 | 10.27
Hallett GT | Lowest Trajectory | 10.04 | 10.23 | 10 | 9.84 | 9.79 | 9.77 | 9.75 | 9.77 | 9.79 | 9.79 | 9.82 | 9.89 | 9.98 | 10.02 | 10.01 | 10.01 | 10.02 | 10.03 | 10.05 | 10.07 | 10.09 | 10.11 | 10.13 | 10.15 | 10.17 | 10.19 | 10.21 | 10.23 | 10.25 | 10.27
Jeeralang A | Lowest Trajectory | 8.62 | 9.03 | 9.21 | 9.35 | 9.28 | 9.1 | 9 | 9.02 | 9.14 | 9.34 | 9.6 | 9.85 | 10.06 | 10.19 | 10.34 | 10.53 | 10.64 | 10.72 | 10.77 | 10.8 | 10.83 | 10.85 | 10.88 | 10.91 | 10.93 | 10.96 | 10.99 | 11.02 | 11.04 | 11.07
Jeeralang B | Lowest Trajectory | 8.62 | 9.03 | 9.21 | 9.35 | 9.28 | 9.1 | 9 | 9.02 | 9.14 | 9.34 | 9.6 | 9.85 | 10.06 | 10.19 | 10.34 | 10.53 | 10.64 | 10.72 | 10.77 | 10.8 | 10.83 | 10.85 | 10.88 | 10.91 | 10.93 | 10.96 | 10.99 | 11.02 | 11.04 | 11.07
Ladbroke Grove | Lowest Trajectory | 10.04 | 10.23 | 10 | 9.84 | 9.79 | 9.77 | 9.75 | 9.77 | 9.79 | 9.79 | 9.82 | 9.89 | 9.98 | 10.02 | 10.01 | 10.01 | 10.02 | 10.03 | 10.05 | 10.07 | 10.09 | 10.11 | 10.13 | 10.15 | 10.17 | 10.19 | 10.21 | 10.23 | 10.25 | 10.27
Laverton North | Lowest Trajectory | 8.62 | 9.03 | 9.21 | 9.35 | 9.28 | 9.1 | 9 | 9.02 | 9.14 | 9.34 | 9.6 | 9.85 | 10.06 | 10.19 | 10.34 | 10.53 | 10.64 | 10.72 | 10.77 | 10.8 | 10.83 | 10.85 | 10.88 | 10.91 | 10.93 | 10.96 | 10.99 | 11.02 | 11.04 | 11.07
Mintaro GT | Lowest Trajectory | 10.04 | 10.23 | 10 | 9.84 | 9.79 | 9.77 | 9.75 | 9.77 | 9.79 | 9.79 | 9.82 | 9.89 | 9.98 | 10.02 | 10.01 | 10.01 | 10.02 | 10.03 | 10.05 | 10.07 | 10.09 | 10.11 | 10.13 | 10.15 | 10.17 | 10.19 | 10.21 | 10.23 | 10.25 | 10.27
Mortlake | Lowest Trajectory | 8.31 | 8.72 | 8.9 | 9.04 | 8.97 | 8.79 | 8.69 | 8.7 | 8.83 | 9.03 | 9.29 | 9.54 | 9.75 | 9.88 | 10.03 | 10.22 | 10.33 | 10.41 | 10.46 | 10.49 | 10.52 | 10.54 | 10.57 | 10.6 | 10.62 | 10.65 | 10.68 | 10.71 | 10.73 | 10.76
Newport | Lowest Trajectory | 8.62 | 9.03 | 9.21 | 9.35 | 9.28 | 9.1 | 9 | 9.02 | 9.14 | 9.34 | 9.6 | 9.85 | 10.06 | 10.19 | 10.34 | 10.53 | 10.64 | 10.72 | 10.77 | 10.8 | 10.83 | 10.85 | 10.88 | 10.91 | 10.93 | 10.96 | 10.99 | 11.02 | 11.04 | 11.07
Oakey Power Station | Lowest Trajectory | 8.09 | 8.29 | 8.1 | 7.87 | 7.72 | 7.68 | 7.69 | 7.66 | 7.59 | 7.53 | 7.52 | 7.55 | 7.59 | 7.61 | 7.63 | 7.67 | 7.69 | 7.71 | 7.73 | 7.74 | 7.75 | 7.76 | 7.78 | 7.79 | 7.8 | 7.81 | 7.83 | 7.84 | 7.85 | 7.87
Osborne | Lowest Trajectory | 9.84 | 10.03 | 9.8 | 9.64 | 9.58 | 9.56 | 9.54 | 9.56 | 9.58 | 9.58 | 9.61 | 9.68 | 9.78 | 9.81 | 9.8 | 9.8 | 9.81 | 9.83 | 9.84 | 9.86 | 9.88 | 9.9 | 9.92 | 9.94 | 9.96 | 9.98 | 10 | 10.02 | 10.04 | 10.06
Pelican Point | Lowest Trajectory | 10.04 | 10.23 | 10 | 9.84 | 9.79 | 9.77 | 9.75 | 9.77 | 9.79 | 9.79 | 9.82 | 9.89 | 9.98 | 10.02 | 10.01 | 10.01 | 10.02 | 10.03 | 10.05 | 10.07 | 10.09 | 10.11 | 10.13 | 10.15 | 10.17 | 10.19 | 10.21 | 10.23 | 10.25 | 10.27
Quarantine | Lowest Trajectory | 10.04 | 10.23 | 10 | 9.84 | 9.79 | 9.77 | 9.75 | 9.77 | 9.79 | 9.79 | 9.82 | 9.89 | 9.98 | 10.02 | 10.01 | 10.01 | 10.02 | 10.03 | 10.05 | 10.07 | 10.09 | 10.11 | 10.13 | 10.15 | 10.17 | 10.19 | 10.21 | 10.23 | 10.25 | 10.27
Roma | Lowest Trajectory | 8.09 | 8.29 | 8.1 | 7.87 | 7.72 | 7.68 | 7.69 | 7.66 | 7.59 | 7.53 | 7.52 | 7.55 | 7.59 | 7.61 | 7.63 | 7.67 | 7.69 | 7.71 | 7.73 | 7.74 | 7.75 | 7.76 | 7.78 | 7.79 | 7.8 | 7.81 | 7.83 | 7.84 | 7.85 | 7.87
Smithfield Energy Facility | Lowest Trajectory | 9.72 | 9.79 | 9.56 | 9.35 | 9.16 | 9 | 8.89 | 8.89 | 8.96 | 9.02 | 9.1 | 9.22 | 9.33 | 9.39 | 9.42 | 9.47 | 9.51 | 9.54 | 9.57 | 9.59 | 9.61 | 9.64 | 9.66 | 9.68 | 9.71 | 9.73 | 9.75 | 9.78 | 9.8 | 9.83
Somerton | Lowest Trajectory | 8.62 | 9.03 | 9.21 | 9.35 | 9.28 | 9.1 | 9 | 9.02 | 9.14 | 9.34 | 9.6 | 9.85 | 10.06 | 10.19 | 10.34 | 10.53 | 10.64 | 10.72 | 10.77 | 10.8 | 10.83 | 10.85 | 10.88 | 10.91 | 10.93 | 10.96 | 10.99 | 11.02 | 11.04 | 11.07
Swanbank E GT | Lowest Trajectory | 7.65 | 7.89 | 7.72 | 7.5 | 7.36 | 7.32 | 7.33 | 7.3 | 7.23 | 7.17 | 7.16 | 7.2 | 7.24 | 7.25 | 7.27 | 7.31 | 7.33 | 7.35 | 7.36 | 7.37 | 7.39 | 7.4 | 7.41 | 7.42 | 7.44 | 7.45 | 7.46 | 7.48 | 7.49 | 7.5
Tallawarra | Lowest Trajectory | 9.25 | 9.33 | 9.1 | 8.88 | 8.7 | 8.53 | 8.43 | 8.42 | 8.49 | 8.56 | 8.64 | 8.75 | 8.87 | 8.92 | 8.95 | 9 | 9.04 | 9.07 | 9.1 | 9.12 | 9.15 | 9.17 | 9.19 | 9.22 | 9.24 | 9.26 | 9.29 | 9.31 | 9.33 | 9.36
Tamar Valley Combined Cycle | Lowest Trajectory | 10.2 | 10.53 | 10.66 | 10.77 | 10.74 | 10.63 | 10.6 | 10.68 | 10.82 | 11.01 | 11.24 | 11.46 | 11.64 | 11.76 | 11.91 | 12.08 | 12.18 | 12.25 | 12.3 | 12.33 | 12.36 | 12.38 | 12.41 | 12.44 | 12.46 | 12.49 | 12.52 | 12.55 | 12.58 | 12.6
Tamar Valley Peaking | Lowest Trajectory | 10.2 | 10.53 | 10.66 | 10.77 | 10.74 | 10.63 | 10.6 | 10.68 | 10.82 | 11.01 | 11.24 | 11.46 | 11.64 | 11.76 | 11.91 | 12.08 | 12.18 | 12.25 | 12.3 | 12.33 | 12.36 | 12.38 | 12.41 | 12.44 | 12.46 | 12.49 | 12.52 | 12.55 | 12.58 | 12.6
Torrens Island A | Lowest Trajectory | 9.84 | 10.03 | 9.8 | 9.64 | 9.58 | 9.56 | 9.54 | 9.56 | 9.58 | 9.58 | 9.61 | 9.68 | 9.78 | 9.81 | 9.8 | 9.8 | 9.81 | 9.83 | 9.84 | 9.86 | 9.88 | 9.9 | 9.92 | 9.94 | 9.96 | 9.98 | 10 | 10.02 | 10.04 | 10.06
Torrens Island B | Lowest Trajectory | 9.84 | 10.03 | 9.8 | 9.64 | 9.58 | 9.56 | 9.54 | 9.56 | 9.58 | 9.58 | 9.61 | 9.68 | 9.78 | 9.81 | 9.8 | 9.8 | 9.81 | 9.83 | 9.84 | 9.86 | 9.88 | 9.9 | 9.92 | 9.94 | 9.96 | 9.98 | 10 | 10.02 | 10.04 | 10.06
Townsville Power Station | Lowest Trajectory | 6.52 | 7.21 | 7.12 | 7.1 | 7.46 | 7.88 | 7.86 | 7.36 | 6.88 | 6.87 | 7.27 | 7.64 | 7.74 | 7.68 | 7.62 | 7.61 | 7.61 | 7.59 | 7.58 | 7.58 | 7.57 | 7.57 | 7.56 | 7.55 | 7.55 | 7.54 | 7.54 | 7.53 | 7.52 | 7.52
Uranquinty | Lowest Trajectory | 9.3 | 9.38 | 9.15 | 8.93 | 8.75 | 8.58 | 8.48 | 8.47 | 8.55 | 8.61 | 8.69 | 8.8 | 8.92 | 8.97 | 9.01 | 9.05 | 9.09 | 9.13 | 9.15 | 9.18 | 9.2 | 9.22 | 9.24 | 9.27 | 9.29 | 9.31 | 9.34 | 9.36 | 9.39 | 9.41
Valley Power | Lowest Trajectory | 8.62 | 9.03 | 9.21 | 9.35 | 9.28 | 9.1 | 9 | 9.02 | 9.14 | 9.34 | 9.6 | 9.85 | 10.06 | 10.19 | 10.34 | 10.53 | 10.64 | 10.72 | 10.77 | 10.8 | 10.83 | 10.85 | 10.88 | 10.91 | 10.93 | 10.96 | 10.99 | 11.02 | 11.04 | 11.07
Yarwun Cogen | Lowest Trajectory | 6.52 | 7.21 | 7.12 | 7.1 | 7.46 | 7.88 | 7.86 | 7.36 | 6.88 | 6.87 | 7.27 | 7.64 | 7.74 | 7.68 | 7.62 | 7.61 | 7.61 | 7.59 | 7.58 | 7.58 | 7.57 | 7.57 | 7.56 | 7.55 | 7.55 | 7.54 | 7.54 | 7.53 | 7.52 | 7.52
New generating stations
NSW new CCGT | Lowest Trajectory | 9.98 | 10.05 | 9.82 | 9.61 | 9.42 | 9.26 | 9.15 | 9.15 | 9.22 | 9.28 | 9.36 | 9.48 | 9.59 | 9.65 | 9.68 | 9.73 | 9.77 | 9.8 | 9.83 | 9.85 | 9.87 | 9.9 | 9.92 | 9.94 | 9.96 | 9.99 | 10.01 | 10.04 | 10.06 | 10.08
NSW new OCGT | Lowest Trajectory | 10.5 | 10.57 | 10.34 | 10.13 | 9.94 | 9.78 | 9.67 | 9.67 | 9.74 | 9.8 | 9.88 | 10 | 10.11 | 10.17 | 10.2 | 10.25 | 10.29 | 10.32 | 10.34 | 10.37 | 10.39 | 10.41 | 10.44 | 10.46 | 10.48 | 10.51 | 10.53 | 10.55 | 10.58 | 10.6
QLD new CCGT | Lowest Trajectory | 8.5 | 8.71 | 8.52 | 8.28 | 8.13 | 8.1 | 8.1 | 8.07 | 8.01 | 7.95 | 7.93 | 7.97 | 8.01 | 8.02 | 8.05 | 8.08 | 8.11 | 8.13 | 8.14 | 8.15 | 8.17 | 8.18 | 8.19 | 8.2 | 8.22 | 8.23 | 8.24 | 8.26 | 8.27 | 8.28
QLD new OCGT | Lowest Trajectory | 8.86 | 9.07 | 8.88 | 8.65 | 8.5 | 8.46 | 8.46 | 8.43 | 8.37 | 8.31 | 8.29 | 8.33 | 8.37 | 8.38 | 8.41 | 8.45 | 8.47 | 8.49 | 8.5 | 8.52 | 8.53 | 8.54 | 8.55 | 8.57 | 8.58 | 8.59 | 8.6 | 8.62 | 8.63 | 8.65
SA new CCGT | Lowest Trajectory | 10.56 | 10.75 | 10.52 | 10.36 | 10.31 | 10.29 | 10.27 | 10.29 | 10.31 | 10.31 | 10.33 | 10.41 | 10.5 | 10.54 | 10.52 | 10.53 | 10.54 | 10.55 | 10.57 | 10.59 | 10.61 | 10.63 | 10.65 | 10.66 | 10.68 | 10.7 | 10.72 | 10.74 | 10.77 | 10.79
SA new OCGT | Lowest Trajectory | 11.08 | 11.27 | 11.04 | 10.88 | 10.83 | 10.8 | 10.79 | 10.8 | 10.83 | 10.83 | 10.85 | 10.93 | 11.02 | 11.05 | 11.04 | 11.04 | 11.06 | 11.07 | 11.09 | 11.11 | 11.13 | 11.14 | 11.16 | 11.18 | 11.2 | 11.22 | 11.24 | 11.26 | 11.28 | 11.3
TAS new CCGT | Lowest Trajectory | 11.41 | 11.74 | 11.87 | 11.99 | 11.95 | 11.84 | 11.82 | 11.89 | 12.03 | 12.22 | 12.45 | 12.67 | 12.85 | 12.97 | 13.12 | 13.29 | 13.39 | 13.46 | 13.51 | 13.54 | 13.57 | 13.6 | 13.62 | 13.65 | 13.68 | 13.7 | 13.73 | 13.76 | 13.79 | 13.81
TAS new OCGT | Lowest Trajectory | 11.41 | 11.74 | 11.87 | 11.99 | 11.95 | 11.84 | 11.82 | 11.89 | 12.03 | 12.22 | 12.45 | 12.67 | 12.85 | 12.97 | 13.12 | 13.29 | 13.39 | 13.46 | 13.51 | 13.54 | 13.57 | 13.6 | 13.62 | 13.65 | 13.68 | 13.7 | 13.73 | 13.76 | 13.79 | 13.81
VIC new CCGT | Lowest Trajectory | 9.14 | 9.55 | 9.73 | 9.87 | 9.8 | 9.62 | 9.52 | 9.53 | 9.66 | 9.86 | 10.12 | 10.37 | 10.58 | 10.71 | 10.86 | 11.05 | 11.16 | 11.24 | 11.29 | 11.32 | 11.35 | 11.37 | 11.4 | 11.43 | 11.45 | 11.48 | 11.51 | 11.54 | 11.56 | 11.59
VIC new OCGT | Lowest Trajectory | 9.66 | 10.07 | 10.25 | 10.39 | 10.32 | 10.14 | 10.03 | 10.05 | 10.18 | 10.37 | 10.64 | 10.89 | 11.1 | 11.22 | 11.38 | 11.56 | 11.68 | 11.75 | 11.81 | 11.84 | 11.86 | 11.89 | 11.92 | 11.94 | 11.97 | 12 | 12.03 | 12.05 | 12.08 | 12.11
Industrial fuel costs
Progressive Change, Steady Progress
| Gas price scenario | 2020-21 | 2021-22 | 2022-23 | 2023-24 | 2024-25 | 2025-26 | 2026-27 | 2027-28 | 2028-29 | 2029-30 | 2030-31 | 2031-32 | 2032-33 | 2033-34 | 2034-35 | 2035-36 | 2036-37 | 2037-38 | 2038-39 | 2039-40 | 2040-41 | 2041-42 | 2042-43 | 2043-44 | 2044-45 | 2045-46 | 2046-47 | 2047-48 | 2048-49 | 2049-50
Adelaide | Medium Trajectory | 9.7945 | 9.6152 | 9.3215 | 9.3138 | 9.5028 | 9.6196 | 9.7285 | 9.8526 | 9.9224 | 9.9615 | 10.0418 | 10.1466 | 10.2106 | 10.2456 | 10.2902 | 10.3349 | 10.3643 | 10.3855 | 10.4019 | 10.4149 | 10.4278 | 10.4408 | 10.4537 | 10.4667 | 10.4796 | 10.4926 | 10.5055 | 10.5184 | 10.5314 | 10.5443
Brisbane | Medium Trajectory | 8.6774 | 8.7442 | 8.6253 | 8.5044 | 8.5302 | 8.6245 | 8.7396 | 8.7594 | 8.7174 | 8.6701 | 8.6446 | 8.633 | 8.6474 | 8.6619 | 8.6593 | 8.6601 | 8.6626 | 8.6842 | 8.7063 | 8.7293 | 8.7523 | 8.7752 | 8.7982 | 8.8211 | 8.8441 | 8.8671 | 8.89 | 8.913 | 8.9359 | 8.9589
Hobart | Medium Trajectory | 10.9104 | 11.2366 | 11.5674 | 11.9175 | 12.1147 | 12.1376 | 12.2214 | 12.3451 | 12.5076 | 12.7252 | 12.9207 | 13.0965 | 13.2326 | 13.3204 | 13.4705 | 13.5638 | 13.628 | 13.6705 | 13.6979 | 13.7138 | 13.7297 | 13.7455 | 13.7614 | 13.7773 | 13.7931 | 13.809 | 13.8249 | 13.8407 | 13.8566 | 13.8725
Melbourne | Medium Trajectory | 8.9726 | 9.2989 | 9.6297 | 9.9798 | 10.177 | 10.2 | 10.2838 | 10.4075 | 10.5701 | 10.7878 | 10.9833 | 11.1591 | 11.2952 | 11.383 | 11.5331 | 11.6265 | 11.6906 | 11.7331 | 11.7605 | 11.7764 | 11.7923 | 11.8081 | 11.824 | 11.8399 | 11.8557 | 11.8716 | 11.8875 | 11.9033 | 11.9192 | 11.9351
Sydney | Medium Trajectory | 9.6995 | 9.6765 | 9.4961 | 9.4987 | 9.6661 | 9.7916 | 9.9375 | 10.0865 | 10.198 | 10.2765 | 10.3446 | 10.4056 | 10.434 | 10.4455 | 10.4702 | 10.4949 | 10.5123 | 10.5273 | 10.5413 | 10.5541 | 10.567 | 10.5798 | 10.5926 | 10.6054 | 10.6182 | 10.6311 | 10.6439 | 10.6567 | 10.6695 | 10.6824
Wallumbilla | Medium Trajectory | 7.8374 | 7.9042 | 7.7853 | 7.6644 | 7.6902 | 7.7845 | 7.8996 | 7.9194 | 7.8774 | 7.8301 | 7.8046 | 7.793 | 7.8074 | 7.8219 | 7.8193 | 7.8201 | 7.8226 | 7.8442 | 7.8663 | 7.8893 | 7.9123 | 7.9352 | 7.9582 | 7.9811 | 8.0041 | 8.0271 | 8.05 | 8.073 | 8.0959 | 8.1189
Step Change, Hydrogen Superpower
Generator | Gas price scenario | 2020-21 | 2021-22 | 2022-23 | 2023-24 | 2024-25 | 2025-26 | 2026-27 | 2027-28 | 2028-29 | 2029-30 | 2030-31 | 2031-32 | 2032-33 | 2033-34 | 2034-35 | 2035-36 | 2036-37 | 2037-38 | 2038-39 | 2039-40 | 2040-41 | 2041-42 | 2042-43 | 2043-44 | 2044-45 | 2045-46 | 2046-47 | 2047-48 | 2048-49 | 2049-50
Adelaide | Low Trajectory | 9.4996 | 8.9877 | 8.5605 | 8.5275 | 8.7155 | 8.9117 | 9.037 | 9.1776 | 9.3138 | 9.4038 | 9.484 | 9.51 | 9.4788 | 9.4987 | 9.5702 | 9.5829 | 9.5907 | 9.5987 | 9.6017 | 9.6004 | 9.5991 | 9.5977 | 9.5964 | 9.595 | 9.5937 | 9.5924 | 9.591 | 9.5897 | 9.5883 | 9.587
Brisbane | Low Trajectory | 8.3119 | 8.079 | 7.8614 | 7.7555 | 7.7446 | 7.8192 | 7.8768 | 7.8659 | 7.7833 | 7.6982 | 7.6613 | 7.6462 | 7.6374 | 7.6743 | 7.7541 | 7.7684 | 7.7824 | 7.7931 | 7.7968 | 7.7956 | 7.7943 | 7.793 | 7.7918 | 7.7905 | 7.7893 | 7.788 | 7.7867 | 7.7855 | 7.7842 | 7.783
Hobart | Low Trajectory | 10.778 | 10.9208 | 11.0816 | 11.2144 | 11.2479 | 11.3061 | 11.4118 | 11.5163 | 11.623 | 11.7546 | 11.8635 | 11.9516 | 12.0755 | 12.2439 | 12.3995 | 12.4869 | 12.5511 | 12.5881 | 12.6003 | 12.5987 | 12.5971 | 12.5955 | 12.5939 | 12.5922 | 12.5906 | 12.589 | 12.5874 | 12.5858 | 12.5842 | 12.5826
Melbourne | Low Trajectory | 8.8406 | 8.9835 | 9.1443 | 9.277 | 9.3105 | 9.3688 | 9.4744 | 9.5789 | 9.6856 | 9.8172 | 9.9261 | 10.0141 | 10.1381 | 10.3064 | 10.4621 | 10.5495 | 10.6136 | 10.6506 | 10.6629 | 10.6612 | 10.6596 | 10.658 | 10.6564 | 10.6548 | 10.6532 | 10.6516 | 10.6499 | 10.6483 | 10.6467 | 10.6451
Sydney | Low Trajectory | 9.5057 | 9.2167 | 8.9247 | 8.8632 | 8.9439 | 9.0471 | 9.1393 | 9.2551 | 9.3498 | 9.4314 | 9.5283 | 9.6016 | 9.6321 | 9.6536 | 9.6934 | 9.719 | 9.7322 | 9.7393 | 9.7417 | 9.7403 | 9.739 | 9.7377 | 9.7364 | 9.7351 | 9.7337 | 9.7324 | 9.7311 | 9.7298 | 9.7285 | 9.7271
Wallumbilla | Low Trajectory | 7.4719 | 7.239 | 7.0214 | 6.9155 | 6.9046 | 6.9792 | 7.0368 | 7.0259 | 6.9433 | 6.8582 | 6.8213 | 6.8062 | 6.7974 | 6.8343 | 6.9141 | 6.9284 | 6.9424 | 6.9531 | 6.9568 | 6.9556 | 6.9543 | 6.953 | 6.9518 | 6.9505 | 6.9493 | 6.948 | 6.9467 | 6.9455 | 6.9442 | 6.943
Slow Change
| Gas price scenario | 2020-21 | 2021-22 | 2022-23 | 2023-24 | 2024-25 | 2025-26 | 2026-27 | 2027-28 | 2028-29 | 2029-30 | 2030-31 | 2031-32 | 2032-33 | 2033-34 | 2034-35 | 2035-36 | 2036-37 | 2037-38 | 2038-39 | 2039-40 | 2040-41 | 2041-42 | 2042-43 | 2043-44 | 2044-45 | 2045-46 | 2046-47 | 2047-48 | 2048-49 | 2049-50
Adelaide | High Trajectory | 10.3332 | 10.7289 | 10.8166 | 10.7983 | 10.7739 | 10.8939 | 11.0268 | 11.096 | 11.1456 | 11.2308 | 11.3811 | 11.5463 | 11.6725 | 11.7591 | 11.7856 | 11.8344 | 11.8484 | 11.8357 | 11.8653 | 11.8881 | 11.9108 | 11.9336 | 11.9563 | 11.979 | 12.0018 | 12.0245 | 12.0473 | 12.07 | 12.0928 | 12.1155
Brisbane | High Trajectory | 9.1732 | 9.5592 | 9.6879 | 9.7098 | 9.6495 | 9.6796 | 9.8186 | 9.9703 | 10.0363 | 10.016 | 10.0552 | 10.2151 | 10.3755 | 10.4669 | 10.5221 | 10.5887 | 10.6237 | 10.6979 | 10.7601 | 10.8153 | 10.8704 | 10.9256 | 10.9807 | 11.0359 | 11.091 | 11.1462 | 11.2013 | 11.2565 | 11.3116 | 11.3668
Hobart | High Trajectory | 11.3289 | 11.9845 | 12.8445 | 13.6775 | 13.925 | 13.9018 | 13.9842 | 14.0929 | 14.1586 | 14.3008 | 14.4773 | 14.5735 | 14.5799 | 14.657 | 14.9145 | 14.9611 | 14.9791 | 14.9748 | 15.0204 | 15.0477 | 15.075 | 15.1022 | 15.1295 | 15.1568 | 15.1841 | 15.2113 | 15.2386 | 15.2659 | 15.2932 | 15.3204
Melbourne | High Trajectory | 9.3911 | 10.0467 | 10.9067 | 11.7396 | 11.9872 | 11.964 | 12.0464 | 12.1552 | 12.2209 | 12.3631 | 12.5397 | 12.6359 | 12.6424 | 12.7195 | 12.977 | 13.0237 | 13.0417 | 13.0375 | 13.0831 | 13.1104 | 13.1376 | 13.1649 | 13.1922 | 13.2194 | 13.2467 | 13.274 | 13.3013 | 13.3285 | 13.3558 | 13.3831
Sydney | High Trajectory | 10.1126 | 10.4647 | 10.6835 | 10.9347 | 11.0203 | 11.0723 | 11.214 | 11.3432 | 11.4151 | 11.5239 | 11.6787 | 11.8305 | 11.9499 | 12.0321 | 12.0663 | 12.1115 | 12.1237 | 12.1099 | 12.1404 | 12.1639 | 12.1875 | 12.211 | 12.2345 | 12.2581 | 12.2816 | 12.3051 | 12.3287 | 12.3522 | 12.3758 | 12.3993
Wallumbilla | High Trajectory | 8.3332 | 8.7192 | 8.8479 | 8.8698 | 8.8095 | 8.8396 | 8.9786 | 9.1303 | 9.1963 | 9.176 | 9.2152 | 9.3751 | 9.5355 | 9.6269 | 9.6821 | 9.7487 | 9.7837 | 9.8579 | 9.9201 | 9.9753 | 10.0304 | 10.0856 | 10.1407 | 10.1959 | 10.251 | 10.3062 | 10.3613 | 10.4165 | 10.4716 | 10.5268
Low gas price sensitivity
| Gas price scenario | 2020-21 | 2021-22 | 2022-23 | 2023-24 | 2024-25 | 2025-26 | 2026-27 | 2027-28 | 2028-29 | 2029-30 | 2030-31 | 2031-32 | 2032-33 | 2033-34 | 2034-35 | 2035-36 | 2036-37 | 2037-38 | 2038-39 | 2039-40 | 2040-41 | 2041-42 | 2042-43 | 2043-44 | 2044-45 | 2045-46 | 2046-47 | 2047-48 | 2048-49 | 2049-50
Adelaide | Lowest Trajectory | 8.1193 | 7.8115 | 7.4589 | 7.3384 | 7.3289 | 7.4097 | 7.53 | 7.6553 | 7.7185 | 7.7351 | 7.7825 | 7.8785 | 7.9615 | 7.9645 | 7.9802 | 8.0173 | 8.0433 | 8.0626 | 8.0823 | 8.1011 | 8.12 | 8.1392 | 8.1586 | 8.1782 | 8.198 | 8.2181 | 8.2384 | 8.2589 | 8.2796 | 8.3005
Brisbane | Lowest Trajectory | 7.0799 | 6.9948 | 6.7474 | 6.5564 | 6.462 | 6.4819 | 6.4756 | 6.4164 | 6.345 | 6.2978 | 6.3166 | 6.3711 | 6.3984 | 6.3987 | 6.4445 | 6.4695 | 6.4874 | 6.5025 | 6.5166 | 6.5285 | 6.5406 | 6.5529 | 6.5653 | 6.578 | 6.5909 | 6.604 | 6.6173 | 6.6308 | 6.6445 | 6.6584
Hobart | Lowest Trajectory | 9.2316 | 9.2882 | 9.3709 | 9.4635 | 9.3989 | 9.4013 | 9.5175 | 9.6696 | 9.8265 | 10.0272 | 10.229 | 10.4028 | 10.5203 | 10.6119 | 10.8137 | 10.9175 | 10.9933 | 11.0489 | 11.0878 | 11.1136 | 11.1396 | 11.1659 | 11.1925 | 11.2193 | 11.2464 | 11.2738 | 11.3014 | 11.3293 | 11.3574 | 11.3859
Melbourne | Lowest Trajectory | 7.2932 | 7.3498 | 7.4326 | 7.5251 | 7.4605 | 7.463 | 7.5791 | 7.7313 | 7.8882 | 8.0889 | 8.2908 | 8.4646 | 8.5821 | 8.6737 | 8.8756 | 8.9794 | 9.0552 | 9.1109 | 9.1498 | 9.1756 | 9.2017 | 9.2281 | 9.2547 | 9.2815 | 9.3087 | 9.3361 | 9.3637 | 9.3917 | 9.4199 | 9.4484
Sydney | Lowest Trajectory | 7.965 | 7.7255 | 7.3992 | 7.2133 | 7.0692 | 6.9942 | 6.9971 | 7.0786 | 7.148 | 7.1954 | 7.2827 | 7.4156 | 7.5086 | 7.5351 | 7.5958 | 7.6534 | 7.6935 | 7.7237 | 7.7501 | 7.7725 | 7.7951 | 7.8179 | 7.8409 | 7.8642 | 7.8876 | 7.9112 | 7.9351 | 7.9591 | 7.9834 | 8.0079
Wallumbilla | Lowest Trajectory | 6.2399 | 6.1548 | 5.9074 | 5.7164 | 5.622 | 5.6419 | 5.6356 | 5.5764 | 5.505 | 5.4578 | 5.4766 | 5.5311 | 5.5584 | 5.5587 | 5.6045 | 5.6295 | 5.6474 | 5.6625 | 5.6766 | 5.6885 | 5.7006 | 5.7129 | 5.7253 | 5.738 | 5.7509 | 5.764 | 5.7773 | 5.7908 | 5.8045 | 5.8184
Liquid fuel price ($/GJ, real 2021 dollars)
Liquid Fuel Prices based on 2014 "Fuel and Technology Cost Review" by ACIL Allen.
All modelling scenarios
Liquid fuel price | Liquid fuel price scenario | 2020-21 | 2021-22 | 2022-23 | 2023-24 | 2024-25 | 2025-26 | 2026-27 | 2027-28 | 2028-29 | 2029-30 | 2030-31 | 2031-32 | 2032-33 | 2033-34 | 2034-35 | 2035-36 | 2036-37 | 2037-38 | 2038-39 | 2039-40 | 2040-41 | 2041-42 | 2042-43 | 2043-44 | 2044-45 | 2045-46 | 2046-47 | 2047-48 | 2048-49 | 2049-50
Liquid fuel | Medium Trajectory | 38.4553 | 37.8618 | 37.2661 | 36.7207 | 36.2173 | 35.7498 | 35.3403 | 34.9757 | 34.6082 | 34.2513 | 33.9216 | 33.6231 | 33.3511 | 33.0976 | 32.8571 | 32.6256 | 32.4014 | 32.1833 | 31.9691 | 31.7586 | 31.3561 | 30.9598 | 30.9598 | 30.9598 | 30.9598 | 30.9598 | 30.9598 | 30.9598 | 30.9598 | 30.9598
Liquid fuel | High Trajectory | 38.4553 | 37.8618 | 37.2661 | 36.7207 | 36.2173 | 35.7498 | 35.3403 | 34.9757 | 34.6082 | 34.2513 | 33.9216 | 33.6231 | 33.3511 | 33.0976 | 32.8571 | 32.6256 | 32.4014 | 32.1833 | 31.9691 | 31.7586 | 31.3561 | 30.9598 | 30.9598 | 30.9598 | 30.9598 | 30.9598 | 30.9598 | 30.9598 | 30.9598 | 30.9598
Liquid fuel | Low Trajectory | 38.4553 | 37.8618 | 37.2661 | 36.7207 | 36.2173 | 35.7498 | 35.3403 | 34.9757 | 34.6082 | 34.2513 | 33.9216 | 33.6231 | 33.3511 | 33.0976 | 32.8571 | 32.6256 | 32.4014 | 32.1833 | 31.9691 | 31.7586 | 31.3561 | 30.9598 | 30.9598 | 30.9598 | 30.9598 | 30.9598 | 30.9598 | 30.9598 | 30.9598 | 30.9598
Hydrogen price ($/GJ, real 2021 dollars)
Hydrogen price is developed based on a multi-sector model outcome (AusTIMES) conducted by CSIRO/CWA.
This data is only applicable to the Hydrogen Superpower scenario.
Hydrogen Superpower only
Hydrogen price | Hydrogen price scenario | 2020-21 | 2021-22 | 2022-23 | 2023-24 | 2024-25 | 2025-26 | 2026-27 | 2027-28 | 2028-29 | 2029-30 | 2030-31 | 2031-32 | 2032-33 | 2033-34 | 2034-35 | 2035-36 | 2036-37 | 2037-38 | 2038-39 | 2039-40 | 2040-41 | 2041-42 | 2042-43 | 2043-44 | 2044-45 | 2045-46 | 2046-47 | 2047-48 | 2048-49 | 2049-50
Hydrogen | Hydrogen Superpower | N/A | N/A | N/A | N/A | N/A | N/A | N/A | N/A | N/A | N/A | 14.61 | 14.08 | 13.63 | 13.23 | 12.88 | 12.57 | 12.29 | 12.03 | 11.8 | 11.6 | 11.4 | 11.23 | 11.06 | 10.91 | 10.77 | 10.64 | 10.52 | 10.4 | 10.29 | 10.19
It is assumed that hydrogen turbines would not be available before 2030.

## Retirement
Go to Assumptions Summary
Retirement
Announced retirements are based on participant submissions of expected closure years in the February release of Generation information. Generators without announced retirement dates have been given a retirement days of X years past the station's commissioning date, where X is the technical life of that technology type given in Aurecon's Costs and Technical Parameters workbook.
Units may be retired earlier by the model if determined as least cost to the power system.
Expected Closure Years |  |  | Retirement Costs
Expected Closure dates as per published values of the February 21, 2022 update to AEMO's Generation Information page |  |  | Sourced from GHD 2018
https://www.aemo.com.au/Electricity/National-Electricity-Market-NEM/Planning-and-forecasting/Generation-information
Generator Name | DUID | Expected Closure Year (Calendar Year) | Generator | Retirement / Rehabilitation Cost (real 2021 $/MW)
Bayswater | BW01 | 2033 | Black Coal | 167975.646
Bayswater | BW02 | 2033 | Brown Coal | 167975.646
Bayswater | BW03 | 2033 | CCGT | 136480.2124
Bayswater | BW04 | 2033 | OCGT | 47243.1504
Eraring | ER01 | 2025
Eraring | ER02 | 2025
Eraring | ER03 | 2025
Eraring | ER04 | 2025
Liddell | LD01 | 2023
Liddell | LD02 | 2023
Liddell | LD03 | 2022
Liddell | LD04 | 2023
Mount Piper | MP1 | 2040
Mount Piper | MP2 | 2040
Vales Point B | VP5 | 2029
Vales Point B | VP6 | 2029
Callide B | CALL_B_1 | 2028
Callide B | CALL_B_2 | 2028
Callide C | CPP_3 | 2051
Callide C | CPP_4 | 2051
Gladstone | GSTONE1 | 2035
Gladstone | GSTONE2 | 2035
Gladstone | GSTONE3 | 2035
Gladstone | GSTONE4 | 2035
Gladstone | GSTONE5 | 2035
Gladstone | GSTONE6 | 2035
Kogan Creek | KPP_1 | 2042
Millmerran | MPP_1 | 2051
Millmerran | MPP_2 | 2051
Stanwell | STAN-1 | 2043
Stanwell | STAN-2 | 2044
Stanwell | STAN-3 | 2045
Stanwell | STAN-4 | 2046
Tarong | TARONG#1 | 2036
Tarong | TARONG#2 | 2036
Tarong | TARONG#3 | 2037
Tarong | TARONG#4 | 2037
Tarong North | TNPS1 | 2037
Loy Yang B | LOYYB1 | 2047
Loy Yang B | LOYYB2 | 2047
Loy Yang A | LYA1 | 2045
Loy Yang A | LYA2 | 2045
Loy Yang A | LYA3 | 2045
Loy Yang A | LYA4 | 2045
Yallourn W | YWPS1 | 2028
Yallourn W | YWPS2 | 2028
Yallourn W | YWPS3 | 2028
Yallourn W | YWPS4 | 2028
Smithfield Energy Facility | SITHE01 | 2044
Smithfield Energy Facility | SITHE04 | 2044
Tallawarra | TALWA1 | 2043
Condamine A | CPSA | 2039
Darling Downs | DDPS1 | 2045
Swanbank E GT | SWAN_E | 2036
Yabulu PS | YABULU | 2046
Yabulu Steam Turbine | YABULU2 | 2046
Yarwun 1 | YARWUN_1 | 2050
Osborne | OSB-AG | 2023
Pelican Point | PPCCGT | 2037
Tamar Valley Combined Cycle | TVCC201 | 2050
Colongra | CG1 | 2070
Colongra | CG2 | 2070
Colongra | CG3 | 2070
Colongra | CG4 | 2070
Hunter Valley GT | HVGTS | 2022
Uranquinty | URANQ11 | 2044
Uranquinty | URANQ12 | 2044
Uranquinty | URANQ13 | 2044
Uranquinty | URANQ14 | 2044
Barcaldine Power Station | BARCALDN | 2034
Braemar | BRAEMAR1 | 2046
Braemar | BRAEMAR2 | 2046
Braemar | BRAEMAR3 | 2046
Braemar 2 Power Station | BRAEMAR5 | 2049
Braemar 2 Power Station | BRAEMAR6 | 2049
Braemar 2 Power Station | BRAEMAR7 | 2049
Mackay GT | MACKAYGT | 2021
Mt Stuart | MSTUART1 | 2033
Mt Stuart | MSTUART2 | 2033
Mt Stuart | MSTUART3 | 2044
Oakey Power Station | OAKEY1 | 2050
Oakey Power Station | OAKEY2 | 2050
Roma | ROMA_7 | 2034
Roma | ROMA_8 | 2034
Angaston | ANGAST1 | 2070
Barker Inlet Power Station | BARKIPS1 | 2044
Dry Creek GT | DRYCGT1 | 2030
Dry Creek GT | DRYCGT2 | 2030
Dry Creek GT | DRYCGT3 | 2030
Hallett GT | AGLHAL | 2032
Ladbroke Grove | LADBROK1 | 2035
Ladbroke Grove | LADBROK2 | 2035
Mintaro GT | MINTARO | 2030
Quarantine | QPS1 | 2053
Quarantine | QPS2 | 2054
Quarantine | QPS3 | 2054
Quarantine | QPS4 | 2055
Quarantine | QPS5 | 2044
Temporary Generation South | SATGS1 | 2045
Bell Bay Three | BBTHREE1 | 2040
Bell Bay Three | BBTHREE2 | 2040
Bell Bay Three | BBTHREE3 | 2040
Tamar Valley Peaking | TVPP104 | 2050
Somerton | AGLSOM | 2033
Bairnsdale | BDL01 | 2042
Bairnsdale | BDL02 | 2042
Jeeralang A | JLA01 | 2039
Jeeralang A | JLA02 | 2039
Jeeralang A | JLA03 | 2039
Jeeralang A | JLA04 | 2039
Jeeralang B | JLB01 | 2039
Jeeralang B | JLB02 | 2039
Jeeralang B | JLB03 | 2039
Laverton North | LNGS1 | 2070
Laverton North | LNGS2 | 2070
Mortlake | MORTLK11 | 2047
Mortlake | MORTLK12 | 2047
Valley Power | VPGS1 | 2070
Valley Power | VPGS2 | 2070
Valley Power | VPGS3 | 2070
Valley Power | VPGS4 | 2070
Valley Power | VPGS5 | 2070
Valley Power | VPGS6 | 2070
Torrens Island A | TORRA1 | 2021
Torrens Island A | TORRA3 | 2022
Torrens Island B | TORRB1 | 2035
Torrens Island B | TORRB2 | 2035
Torrens Island B | TORRB3 | 2035
Torrens Island B | TORRB4 | 2035
Newport | NPS | 2039
Lonsdale | LONSDALE | 2070
Port Lincoln GT | POR01 | 2030
Port Lincoln GT | POR03 | 2030
Port Stanvac 1 | PTSTAN1 | 2070
Snuggery | SNUG1 | 2030
Blowering | BLOWERNG | 2070
Guthega | GUTHEGA | 2070
Hume Dam NSW | HUMENSW | 2057
Shoalhaven | SHGEN | 2100
Upper Tumut | UPPTUMUT | 2070
Tumut 3 | TUMUT3 | 2070
Barron Gorge | BARRON-1 | 2042
Barron Gorge | BARRON-2 | 2042
Kareeya | KAREEYA1 | 2037
Kareeya | KAREEYA2 | 2037
Kareeya | KAREEYA3 | 2037
Kareeya | KAREEYA4 | 2037
Wivenhoe | W/HOE#1 | 2084
Wivenhoe | W/HOE#2 | 2084
Bastyan | BASTYAN | 2100
Catagunya / Liapootah / Wayatinah | LI_WY_CA | 2100
Cethana | CETHANA | 2100
Devils gate | DEVILS_G | 2100
Fisher | FISHER | 2100
Gordon | GORDON | 2100
John Butters | JBUTTERS | 2100
Lake Echo | LK_ECHO | 2100
Lemonthyme / Wilmot | LEM_WIL | 2100
Mackintosh | MACKNTSH | 2100
Meadowbank | MEADOWBK | 2100
Poatina | POAT110 | 2100
Poatina | POAT220 | 2100
Reece | REECE1 | 2100
Reece | REECE2 | 2100
Tarraleah | TARRALEA | 2100
Trevallyn | TREVALLN | 2100
Tribute | TRIBUTE | 2100
Tungatinah | TUNGATIN | 2100
Bogong / Mackay | MCKAY1 | 2057
Dartmouth | DARTM1 | 2057
Eildon | EILDON1 | 2057
Eildon | EILDON2 | 2057
Hume Dam VIC | HUMEV | 2057
Murray | MURRAY | 2070
West Kiewa | WKIEWA1 | 2057
West Kiewa | WKIEWA2 | 2057
Beryl Solar Farm | BERYLSF1 | 2049
Bomen Solar Farm | BOMENSF1 | 2050
Broken Hill Solar Farm | BROKENH1 | 2043
Coleambally Solar Farm | COLEASF1 | 2038
Darlington Point Solar Farm | DARLSF1 | 2055
Finley Solar Farm | FINLYSF1 | 2049
Goonumbla Solar Farm | GOONSF1 | 2050
Gullen Range Solar Farm | GULLRSF1 | 2100
Limondale Solar Farm 1 | LIMOSF11 | 2050
Limondale Solar Farm 2 | LIMOSF21 | 2050
Manildra Solar Farm | MANSLR1 | 2048
Molong Solar Farm | MOLNGSF1 | 2051
Moree Solar Farm | MOREESF1 | 2046
Nevertire Solar Farm | NEVERSF1 | 2049
Nyngan Solar Plant | NYNGAN1 | 2042
Parkes Solar Farm | PARSF1 | 2058
Sunraysia Solar Farm | SUNRSF1 | 2049
White Rock Solar Farm | WRSF1 | 2043
Childers Solar Farm | CHILDSF1 | 2049
Clare Solar Farm | CLARESF1 | 2047
Clermont Solar Farm | CLERMSF1 | 2049
Collinsville Solar Farm | CSPVPS1 | 2044
Darling Downs Solar Farm | DDSF1 | 2036
Daydream Solar Farm | DAYDSF1 | 2048
Emerald Solar Farm | EMERASF1 | 2048
Hamilton Solar Farm | HAMISF1 | 2048
Haughton Solar Farm | HAUGHT11 | 2049
Hayman Solar Farm | HAYMSF1 | 2048
Hughenden Solar Farm | HUGSF1 | 2048
Kidston Solar Farm | KSP1 | 2037
Lilyvale Solar Farm | LILYSF1 | 2048
Longreach Solar Farm | LRSF1 | 2043
Middlemount Sun Farm | MIDDLSF1 | 2050
Oakey 1 Solar Farm | OAKEY1SF | 2043
Oakey 2 Solar Farm | OAKEY2SF | 2044
Ross River Solar Farm | RRSF1 | 2043
Rugby Run Solar Farm | RUGBYR1 | 2049
Sun Metals Corporation Solar Farm | SMCSF1 | 2042
Susan River Solar Farm | SRSF1 | 2049
Whitsunday Solar Farm | WHITSF1 | 2048
Yarranlea Solar Farm | YARANSF1 | 2044
Bungala one Solar Farm | BNGSF1 | 2044
Bungala Two Solar Farm | BNGSF2 | 2044
Tailem Bend Solar Farm | TBSF1 | 2049
Bannerton Solar Farm | BANN1 | 2049
Gannawarra Solar Farm | GANNSF1 | 2048
Glenrowan West Solar Farm | GLRWNSF1 | 2051
Karadoc Solar Farm | KARSF1 | 2048
Kiamal Solar Farm stage 1 | KIAMSF1 | 2049
Numurkah Solar Farm | NUMURSF1 | 2044
Numurkah Solar Farm | NUMURSF2 | 2044
Wemen Solar Farm | WEMENSF1 | 2049
Yatpool Solar Farm | YATSF1 | 2050
Bango 973 Wind Farm | BANGOWF1 | 2050
Boco Rock Wind Farm | BOCORWF1 | 2040
Bodangora Wind Farm | BODWF1 | 2049
Capital Wind Farm | CAPTL_WF | 2040
Collector Wind Farm | COLWF01 | 2046
Crookwell 2 Wind Farm | CROOKWF2 | 2043
Cullerin Range Wind Farm | CULLRGWF | 2038
Gullen Range Wind Farm | GULLRWF1 | 2100
Gunning Wind Farm | GUNNING1 | 2036
Sapphire Wind Farm | SAPHWF1 | 2043
Silverton Wind Farm | STWF1 | 2043
Taralga Wind Farm | TARALGA1 | 2040
White Rock Wind Farm - Stage 1 | WRWF1 | 2038
Woodlawn Wind Farm | WOODLWN1 | 2041
Coopers Gap Wind Farm | COOPGWF1 | 2044
Mount Emerald Wind Farm | MEWF1 | 2043
Canunda Wind Farm | CNUNDAWF | 2030
Cathedral Rocks Wind Farm | CATHROCK | 2030
Clements Gap Wind Farm | CLEMGPWF | 2039
Hallett Stage 1 Brown Hill Wind Farm | HALLWF1 | 2043
Hallett Stage 2 Hallett Hill Wind Farm | HALLWF2 | 2035
Hallett 4 North Brown Hill Wind Farm | NBHWF1 | 2036
Hallett 5 The Bluff Wind Farm | BLUFF1 | 2036
Hornsdale Wind Farm Stage 1 | HDWF1 | 2056
Hornsdale Wind Farm Stage 2 | HDWF2 | 2057
Hornsdale Wind Farm Stage 3 | HDWF3 | 2057
Lake Bonney 1 Wind Farm | LKBONNY1 | 2035
Lake Bonney 2 Wind Farm | LKBONNY2 | 2038
Lake Bonney 3 Wind Farm | LKBONNY3 | 2040
Lincoln Gap Wind Farm - stage 1 | LGAPWF1 | 2045
Mount Millar Wind Farm | MTMILLAR | 2035
Snowtown Wind Farm | SNOWTWN1 | 2033
Snowtown S2 Wind Farm - North | SNOWNTH1 | 2039
Snowtown S2 Wind Farm - South | SNOWSTH1 | 2039
Starfish Hill Wind Farm | STARHLWF | 2027
Waterloo Wind Farm | WATERLWF | 2045
Wattle Point Wind Farm | WPWF | 2029
Willogoleche Wind Farm | WGWF1 | 2043
Cattle Hill Wind Farm | CTHLWF1 | 2044
Granville Harbour Wind Farm | GRANWF1 | 2055
Musselroe Wind Farm | MUSSELR1 | 2050
Woolnorth Wind Farm | WOOLNTH1 | 2050
Ararat Wind Farm | ARWF1 | 2047
Bald Hills Wind Farm | BALDHWF1 | 2040
Bulgana Green Power Hub - Wind Farm | BULGANA1 | 2049
Challicum Hills Wind Farm | CHALLHWF | 2033
Cherry Tree Wind Farm | CHYTWF1 | 2050
Crowlands Wind Farm | CROWLWF1 | 2049
Dundonnell Wind Farm | DUNDWF1 | 2045
Dundonnell Wind Farm | DUNDWF2 | 2045
Dundonnell Wind Farm | DUNDWF3 | 2045
Elaine Wind Farm | ELAINWF1 | 2049
Kiata Wind Farm | KiataWF1 | 2042
Macarthur Wind Farm | MACARTH1 | 2038
Moorabool Wind Farm | MOORAWF1 | 2044
Mortons Lane Wind Farm | MLWF1 | 2042
Mt Gellibrand Wind Farm | MTGELWF1 | 2043
Mt Mercer Wind Farm | MERCER01 | 2043
Murra Warra Wind Farm - stage 1 | MUWAWF1 | 2049
Oaklands Hill Wind Farm | OAKLAND1 | 2037
Portland Wind Farm | PORTWF | 2040
Salt Creek Wind Farm | SALTCRK1 | 2043
Waubra Wind Farm | WAUBRAWF | 2034
Yambuk Wind Farm | YAMBUKWF | 2040
Yaloak South Wind Farm | YSWF1 | 2048
Yendon Wind Farm | YENDWF1 | 2049
Crudine Ridge Wind Farm | CRURWF1 | 2041
Kurri Kurri |  | 2063
Snapper Point Power Station |  | 2046
Kidston |  | 2105
Snowy 2.0 |  | 2076
Gunnedah Solar Farm | GNNDHSF1 | 2056
Jemalong Solar | JEMALNG1 | 2050
Metz Solar Farm |  | 2052
New England Solar Farm |  | 2052
Riverina Solar Farm |  | 2046
Sebastopol Solar Farm |  | 2052
Suntop Solar Farm |  | 2056
Wagga North Solar Farm | WAGGNSF1 | 2050
Bluegrass Solar Farm |  | 2057
Columboola Solar Farm |  | 2046
Kennedy Energy Park Solar Farm | KEPSF1 | 2046
Warwick Solar Farm - stage 1 | WARWSF1 | 2046
Warwick Solar Farm - stage 2 | WARWSF2 | 2045
Western Downs Green Power Hub |  | 2047
Woolooga Solar Farm |  | 2047
Bango 999 Wind Farm | BANGOWF2 | 2050
Kaban Green Power Hub - Wind Farm |  | 2048
Kennedy Energy Park Wind Farm | KEPWF1 | 2045
Lincoln Gap Wind Farm - stage 2 | LGAPWF1 | 2045
Murra Warra Wind Farm - stage 2 |  | 2052
Stockyard Hill Wind Farm |  | 2045
Adelaide Desalination Plant | ADPPV1 | 2041
Berrybank Wind Farm | BRYB1WF1 | 2050
Cohuna Solar Farm | COHUNA | 2045
Corowa Solar Farm | CRWASF1 | 2051
Gangarri Solar Farm | GANGARR1 | 2051
Gullen Range Wind Farm 2 | GULLRWF2 | 2120
Junee Solar Farm | JUNEESF1 | 2050
Maryrorough Solar Farm | MARYRSF1 | 2048
Morgan To Whyalla Pipeline No 1 PS And Water Filtration Plant | MWPS1PV1 | 2031
Morgan To Whyalla Pipeline No 2 PS | MWPS2PV1 | 2041
Morgan To Whyalla Pipeline No 3 PS | MWPS3PV1 | 2045
Morgan To Whyalla Pipeline No 4 PS | MWPS4PV1 | 2041
Wellington Solar Farm | WELLSF1 | 2051
Winton Solar Farm | WINTSF1 | 2051
Tallawarra B |  | 2063
Hillston Sun Farm |  | 2052
West Wyalong Solar Farm |  | 2047
Wollar Solar Farm |  | 2053
Wyalong Solar Farm |  | 2058
Aramara Solar Farm |  | 2053
Edenvale Solar Park |  | 2053
Moura Solar Farm |  | 2057
Munna Creek Solar Farm |  | 2053
Rodds Bay Solar Farm |  | 2053
Port Augusta Renewable Energy Park - Solar |  | 2047
Mortlake South Wind Farm |  | 2053
Port Augusta Renewable Energy Park - Wind |  | 2052
Adelaide Desalination Plant | ADPPV2 | 2041
Bolivar Waste Water Treatment | BOWWPV1 | 2053
Christies Beach Wastewater Treatment Plant | CBWWPV1 | 2053
Happy Valley Reservoir | HVWAPV1 | 2053
Mannum Adelaide Pumping Station No 2 - MAPL2 (Palmer) | MAPS2PV1 | 2041
Mannum Adelaide Pumping Station No 3 - MAPL3 (Kanmantoo) | MAPS3PV2 | 2041
Murray Bridge - Onkaparinga Pipeline Pump 2 | MBPS2PV1 | 2041
Avonlie Solar Farm |  | 2058
Dulacca Wind Farm |  | 2053
Rye Park Wind Farm |  | 2048
Macintyre Wind Farm |  | 2053
Quorn Park Solar Farm |  | 2053
Walla Walla Solar Farm |  | 2053
Wunghnu Solar Farm |  | 2053
Yanco Solar Farm |  | 2053
Wallgrove Grid Battery project |  | 2036
Wandoan South BESS |  | 2051
Adelaide Desalination Plant BESS | ADPBA1G | 2043
Dalrymple North BESS | DALNTH01 | 2030
Hornsdale Power Reserve Unit 1 | HPRG1 | 2057
Lake Bonney BESS1 | LBBG1 | 2034
Lincoln Gap Wind Farm - BESS | LGAPWF1 | 2045
Torrens Island BESS |  | 2043
Ballarat Energy Storage System | BALBG1 | 2033
Bulgana Green Power Hub - BESS | BULGANA1 | 2041
Gannawarra Energy Storage System | GANNBG1 | 2033
Victorian Big Battery |  | 2041
Bolivar Waste Water Treatment BESS | BOWWBA1G | 2043
Christies Beach Wastewater Treatment Plant BESS | CBWWBA1G | 2043
Happy Valley Reservoir BESS | HVWABA1G | 2043
Note: CS Energy has not submitted retirement dates for Callide C units. These Generators are using end of technical life assumptions.

## Heat rates
Go to Assumptions Summary
Heat rates
Encapsulates the efficiency of thermal generators for both Existing generators and New entrant technologies (as-gen, HHV)
For key thermal power stations, as outlined in the Market Modelling Methodology Paper, affine heat rate curves may be applied in time-sequential modelling. These are outlined on the Affine Heat Rate worksheet.
Link: | Affine Heat Rates
Existing, Committed and Anticipated generators |  |  | New entrant technologies
Generator | Technology | Heat rate (GJ/MWh) | Technology | Heat rate (GJ/MWh)
Bayswater | Steam Sub Critical | 9.4488 | Black Coal (advanced ultra supercritical PC) | 8.8229
Eraring | Steam Sub Critical | 9.5491 | Black Coal (advanced ultra supercritical PC) with CCS | 14.3217
Liddell | Steam Sub Critical | 10.1408 | OCGT (small GT) | 10.1902
Mt Piper | Steam Sub Critical | 9.2545 | OCGT (large GT) | 10.9312
Vales Point B | Steam Sub Critical | 9.6774 | CCGT | 7.2492
Callide B | Steam Sub Critical | 9.1603 | CCGT with CCS | 8.9374
Callide C | Steam Super Critical | 9.3023 | Biomass | 13.7361
Gladstone | Steam Sub Critical | 9.4737 | Hydrogen turbine (large) | 10.9312
Kogan Creek | Steam Super Critical | 8.802 | Notes:
Millmerran | Steam Super Critical | 9.2072 | 1. Sourced from Aurecon 2020-21 AEMO costs and technical parameter review.
Stanwell | Steam Sub Critical | 9.068
Tarong | Steam Sub Critical | 9.2072
Tarong North | Steam Super Critical | 8.6538
Loy Yang A Power Station | Steam Sub Critical | 12.1622
Loy Yang B | Steam Sub Critical | 12.5436
Yallourn W | Steam Sub Critical | 13.8996
Tallawarra | CCGT | 6.9903
Condamine A | CCGT | 7.2874
Darling Downs | CCGT | 7.377
Swanbank E GT | CCGT | 7.438
Yabulu PS | CCGT | 7.5949
Yabulu Steam Turbine | CCGT | 7.5949
Yarwun Cogen | CCGT | 10.3746
Osborne | CCGT | 8.1633
Pelican Point | CCGT | 7.3469
Tamar Valley Combined Cycle | CCGT | 7.2874
Colongra | OCGT | 11.1455
Hunter Valley GT | OCGT | 12.7208
Smithfield Energy Facility | OCGT | 13.6882
Uranquinty | OCGT | 11.1455
Barcaldine Power Station | OCGT | 12.7208
Braemar | OCGT | 11.8812
Braemar 2 Power Station | OCGT | 11.8812
Mackay GT | OCGT | 12.7208
Mt Stuart | OCGT | 11.8812
Oakey Power Station | OCGT | 10.9422
Roma | OCGT | 11.8812
Port Lincoln GT | OCGT | 12.8114
Snuggery | OCGT | 13.4328
Dry Creek GT | OCGT | 13.6882
Hallett GT | OCGT | 14.876
Ladbroke Grove | OCGT | 11.8812
Mintaro GT | OCGT | 12.7208
Quarantine | OCGT | 10.7143
Temporary Generation South | OCGT | 10.19
Bell Bay Three | OCGT | 12.0401
Tamar Valley Peaking | OCGT | 12.7208
Somerton | OCGT | 14.876
Bairnsdale | OCGT | 10.4956
Jeeralang A | OCGT | 15.2542
Jeeralang B | OCGT | 15.2542
Laverton North | OCGT | 11.5016
Mortlake | OCGT | 11.1455
Valley Power | OCGT | 14.876
Torrens Island A | Gas-powered steam turbine | 11.4286
Torrens Island B | Gas-powered steam turbine | 10.7143
Newport | Gas-powered steam turbine | 10.2857
Angaston | Reciprocating Engine | 12.775
Barker Inlet Power Station | Reciprocating Engine | 7.8947
Lonsdale | Reciprocating Engine | 7.8947
Port Stanvac 1 | Reciprocating Engine | 7.8947
Kurri Kurri | OCGT | 10.9312
Snapper Point Power Station | OCGT | 10.1902
Tallawarra B | OCGT | 10.9312
Note: Sourced from GHD 2018 AEMO costs and technical parameter review with the exception of 1) Temporary Generation South and Snapper Point South Station which are using the heat rate of new entrant OCGTs (small GT), 2) Kurri Kurri and Tallawara B which are using the heat rate of new entrant OCGTs (large GT) and 3) Smithfield Energy Facility which is using the heat rate of Dry Creek GT.

## Auxiliary
Go to Assumptions Summary
Auxiliary load
Auxiliary load is also called "parasitic load" or "self load" and refers to energy generated by power stations for in-house use.
All units take the auxiliary rate of their respective fuel type.
Source: February 2022 Generation Information
Existing, committed, and anticipated generators |  | New entrants
Fuel/Technology type | % auxiliary load | Generator | % auxiliary load
Black Coal QLD | 6.67 | Black Coal (advanced ultra supercritical PC) | 4
Black Coal NSW | 5.46 | Black Coal (advanced ultra supercritical PC) with CCS | 17
Brown Coal VIC | 8.2 | OCGT (small GT) | 1.7
Hydro | 0.34 | OCGT (large GT) | 1.1
Gas-powered steam turbine | 5.08 | CCGT | 2.5
CCGT | 1.76 | CCGT with CCS | 8.9
OCGT | 0.72 | Biomass | 8.3
Liquid Fuel | 0.64 | Large scale Solar PV | 0.2
Solar | 0.2 | Solar Thermal (8hrs Storage) | 10
Wind | 0.28 | Battery storage (1hr storage) | 0
|  | Battery storage (2hrs storage) | 0
|  | Battery storage (4hrs storage) | 0
|  | Battery Storage (8hrs storage) | 0
|  | Wind | 0.28
|  | Wind - Offshore | 0.28
|  | Pumped Hydro (8hrs storage) | 0.5
|  | Pumped Hydro (24hrs storage) | 0.5
|  | Pumped Hydro (48hrs storage) | 0.5
|  | BOTN - Cethana | 0.5
|  | Hydrogen turbine (large) | 1.1
Notes:
1. Sourced from Aurecon 2020-21 AEMO costs and technical parameter review.
2. Pumped Hydro is sourced from information provided by Hydro Tasmania.
3. Battery auxiliary is included in the round-trip efficiency.
4. Wind and solar PV auxiliary rates using average rates for existing, committed and anticipated generation.

## Fixed OPEX
Go to Assumptions Summary
Fixed operating cost (real 2021 dollars)
Costs that are incurred regardless of energy generated.
Existing, Committed and Anticipated generators |  |  | New entrant technologies, after applying regional cost factors
Generator | Technology | Fixed OPEX ($/kW/year) | Generator | Fixed OPEX ($/kW/year)
Bayswater | Steam Sub Critical | 56.7427 |  | VIC low | VIC medium | VIC high | QLD low | QLD medium | QLD high | NSW low | NSW medium | NSW high | SA Low | SA medium | SA high | TAS low | TAS medium | TAS high
Eraring | Steam Sub Critical | 56.7427 | Black Coal (advanced ultra supercritical PC) | 55.1531 | 56.8077 | 57.9108 | 55.1531 | 61.854 | 69.0703 | 55.1531 | 59.5459 | 64.4267 | 55.1531 | 61.706 | 68.2588 | 55.1531 | 59.8806 | 64.608
Liddell | Steam Sub Critical | 56.7427 | Black Coal (advanced ultra supercritical PC) with CCS | 80.6563 | 83.076 | 84.6891 | 80.6563 | 90.4557 | 101.0088 | 80.6563 | 87.0802 | 94.218 | 80.6563 | 90.2392 | 99.8221 | 80.6563 | 87.5697 | 94.4831
Mt Piper | Steam Sub Critical | 56.7427 | OCGT (small GT) | 13.0626 | 13.4545 | 13.7157 | 13.0626 | 14.6496 | 16.3588 | 13.0626 | 14.103 | 15.259 | 13.0626 | 14.6146 | 16.1666 | 13.0626 | 14.1822 | 15.3019
Vales Point B | Steam Sub Critical | 56.7427 | OCGT (large GT) | 10.5745 | 10.8917 | 11.1032 | 10.5745 | 11.8592 | 13.2428 | 10.5745 | 11.4167 | 12.3525 | 10.5745 | 11.8308 | 13.0872 | 10.5745 | 11.4809 | 12.3872
Callide B | Steam Sub Critical | 55.8365 | CCGT | 11.3002 | 11.6392 | 11.8652 | 11.3002 | 12.6731 | 14.1516 | 11.3002 | 12.2002 | 13.2002 | 11.3002 | 12.6428 | 13.9854 | 11.3002 | 12.2688 | 13.2373
Callide C | Steam Super Critical | 55.8365 | CCGT with CCS | 16.9503 | 17.4588 | 17.7978 | 16.9503 | 19.0096 | 21.2274 | 16.9503 | 18.3003 | 19.8003 | 16.9503 | 18.9642 | 20.978 | 16.9503 | 18.4031 | 19.856
Gladstone | Steam Sub Critical | 55.8365 | Biomass | 136.4315 | 140.5244 | 143.253 | 136.4315 | 153.0073 | 170.8581 | 136.4315 | 147.2977 | 159.3713 | 136.4315 | 152.6411 | 168.8508 | 136.4315 | 148.1256 | 159.8197
Kogan Creek | Steam Super Critical | 55.8365 | Large scale Solar PV | 17.6138 | 18.1422 | 18.4944 | 17.6138 | 19.7537 | 22.0584 | 17.6138 | 19.0166 | 20.5754 | 17.6138 | 19.7065 | 21.7992 | 17.6138 | 19.1235 | 20.6333
Millmerran | Steam Super Critical | 55.8365 | Solar Thermal (8hrs Storage) | 147.7316 | 152.1636 | 155.1182 | 147.7316 | 165.6803 | 185.0097 | 147.7316 | 159.4979 | 172.5715 | 147.7316 | 165.2839 | 182.8362 | 147.7316 | 160.3944 | 173.0571
Stanwell | Steam Sub Critical | 55.8365 | Battery storage (1hr storage) | 6.6039 | 6.802 | 6.9341 | 6.6039 | 7.4062 | 8.2703 | 6.6039 | 7.1298 | 7.7142 | 6.6039 | 7.3885 | 8.1731 | 6.6039 | 7.1699 | 7.736
Tarong | Steam Sub Critical | 55.8365 | Battery storage (2hrs storage) | 10.6885 | 11.0092 | 11.2229 | 10.6885 | 11.9871 | 13.3856 | 10.6885 | 11.5398 | 12.4857 | 10.6885 | 11.9584 | 13.2284 | 10.6885 | 11.6047 | 12.5208
Tarong North | Steam Super Critical | 55.8365 | Battery storage (4hrs storage) | 17.282 | 17.8005 | 18.1461 | 17.282 | 19.3817 | 21.6429 | 17.282 | 18.6585 | 20.1878 | 17.282 | 19.3353 | 21.3886 | 17.282 | 18.7633 | 20.2446
Loy Yang A Power Station | Steam Sub Critical | 143.9691 | Battery Storage (8hrs storage) | 28.0224 | 28.863 | 29.4235 | 28.0224 | 31.4269 | 35.0934 | 28.0224 | 30.2542 | 32.7341 | 28.0224 | 31.3517 | 34.6811 | 28.0224 | 30.4243 | 32.8262
Loy Yang B | Steam Sub Critical | 143.9691 | Wind | 25.9178 | 26.6954 | 27.2137 | 25.9178 | 29.0667 | 32.4578 | 25.9178 | 27.9821 | 30.2757 | 25.9178 | 28.9972 | 32.0765 | 25.9178 | 28.1394 | 30.3609
Yallourn W | Steam Sub Critical | 143.9691 | Wind - Offshore | 163.469 | 168.373 | 171.6424 | 163.469 | 183.3297 | 204.7181 | 163.469 | 176.4886 | 190.9549 | 163.469 | 182.891 | 202.3131 | 163.469 | 177.4806 | 191.4922
Tallawarra | CCGT | 11.0204 | Pumped Hydro (8hrs storage) | 16.7929 | 17.2967 | 17.6326 | 16.7929 | 18.8332 | 21.0304 | 16.7929 | 18.1304 | 19.6165 | 16.7929 | 18.7881 | 20.7833 | 16.7929 | 18.2323 | 19.6717
Condamine A | CCGT | 11.0204 | Pumped Hydro (24hrs storage) | 16.7929 | 17.2967 | 17.6326 | 16.7929 | 18.8332 | 21.0304 | 16.7929 | 18.1304 | 19.6165 | 16.7929 | 18.7881 | 20.7833 | 16.7929 | 18.2323 | 19.6717
Darling Downs | CCGT | 11.0204 | Pumped Hydro (48hrs storage) | 16.7929 | 17.2967 | 17.6326 | 16.7929 | 18.8332 | 21.0304 | 16.7929 | 18.1304 | 19.6165 | 16.7929 | 18.7881 | 20.7833 | 16.7929 | 18.2323 | 19.6717
Swanbank E GT | CCGT | 11.0204 | BOTN - Cethana | - | - | - | - | - | - | - | - | - | - | - | - | - | 18.2323 | -
Yabulu PS | CCGT | 11.0204 | Hydrogen turbine (large) | 10.5745 | 10.8917 | 11.1032 | 10.5745 | 11.8592 | 13.2428 | 10.5745 | 11.4167 | 12.3525 | 10.5745 | 11.8308 | 13.0872 | 10.5745 | 11.4809 | 12.3872
Yabulu Steam Turbine | CCGT | 11.0204 | Notes:
Yarwun Cogen | CCGT | 11.0204 | 1. Sourced from Aurecon 2020-21 AEMO costs and technical parameter review.
Osborne | CCGT | 11.0204 | 2. Regional cost factors applied for the O&M Costs component of new entrants.
Pelican Point | CCGT | 11.0204 | 3. Wind, Large Scale Solar PV and Solar Thermal Variable O&M costs are assumed to be included in the Fixed O&M costs as per Aurecon's report.
Tamar Valley Combined Cycle | CCGT | 110.7931 | 4. Extended warranties are included in Battery storage to cover a 20-year battery life.
Colongra | OCGT | 15.9029 | 5. Pumped Hydro is sourced from Entura, 2018 Pumped hydro cost modelling.
Smithfield Energy Facility | OCGT | 15.9029
Hunter Valley GT | OCGT | 15.9029
Uranquinty | OCGT | 15.9029
Barcaldine Power Station | OCGT | 15.9029
Braemar | OCGT | 15.9029
Braemar 2 Power Station | OCGT | 15.9029
Mackay GT | OCGT | 15.9029
Mt Stuart | OCGT | 15.9029
Oakey Power Station | OCGT | 15.9029
Roma | OCGT | 15.9029
Port Lincoln GT | OCGT | 15.9029
Snuggery | OCGT | 15.9029
Dry Creek GT | OCGT | 15.9029
Hallett GT | OCGT | 15.9029
Ladbroke Grove | OCGT | 15.9029
Mintaro GT | OCGT | 15.9029
Quarantine | OCGT | 15.9029
Temporary Generation South | OCGT | 13.0626
Bell Bay Three | OCGT | 15.9029
Tamar Valley Peaking | OCGT | 15.9029
Somerton | OCGT | 15.9029
Bairnsdale | OCGT | 15.9029
Jeeralang A | OCGT | 15.9029
Jeeralang B | OCGT | 15.9029
Laverton North | OCGT | 15.9029
Mortlake | OCGT | 15.9029
Valley Power | OCGT | 15.9029
Torrens Island A | Gas-powered steam turbine | 49.4633
Torrens Island B | Gas-powered steam turbine | 49.4633
Newport | Gas-powered steam turbine | 49.4633
Angaston | Reciprocating Engine | 15.8693
Barker Inlet Power Station | Reciprocating Engine | 15.8693
Lonsdale | Reciprocating Engine | 15.8693
Port Stanvac 1 | Reciprocating Engine | 15.8693
All Battery storage (1hr storage) | Battery storage (1hr storage) | 6.6039
All Battery storage (2hrs storage) | Battery storage (2hrs storage) | 10.6885
Kurri Kurri | OCGT | 10.5745
Snapper Point Power Station | OCGT | 13.0626
Tallawarra B | OCGT | 10.5745
All Hydro | Hydro | 61.1367
All Pumped Hydro | Pumped Hydro | 16.7929
All Large scale solar PV | Large scale Solar PV | 17.6138
All Wind | Wind | 25.9178
Notes:
1. Sourced from GHD with the following exceptions of (1) OCGTs which are from ACIL Allen 2014 Fuel and Technical costs review based on consultation feedback from participants, (2) brown coal, NSW black coal and Tamar Valley Combined Cycle plant which are based on feedback from participants
2. New entrant data is used for existing, committed and anticipated Wind, Solar, Battery storage and Pumped hydro. Existing battery storages are mapped to the closest MW/MWh configuration
3. Temporary Generation South and Snapper Point South Station use the Fixed OPEX of new entrant OCGTs (small GT) in SA low cost region.
4. Kurri Kurri and Tallawara B use the Fixed OPEX of new entrant OCGTs (large GT) in the NSW low cost region.

## Variable OPEX
Go to Assumptions Summary
Variable operating cost (real 2021 dollars)
Costs that can be expressed in terms of energy generated, not including fuel costs.
Existing, Committed and Anticipated generators |  |  | New entrant technologies, after applying regional cost factors
Generator | Technology | Variable OPEX ($/MWh sent out)1 | Generator | Variable OPEX ($/MWh sent out)
|  |  |  | VIC low | VIC medium | VIC high | QLD low | QLD medium | QLD high | NSW low | NSW medium | NSW high | SA Low | SA medium | SA high | TAS low | TAS medium | TAS high
Bayswater | Steam Sub Critical | 4.488 | Black Coal (advanced ultra supercritical PC) | 4.3658 | 4.4967 | 4.5841 | 4.3658 | 4.8962 | 5.4674 | 4.3658 | 4.7135 | 5.0998 | 4.3658 | 4.8845 | 5.4032 | 4.3658 | 4.74 | 5.1142
Eraring | Steam Sub Critical | 4.488 | Black Coal (advanced ultra supercritical PC) with CCS | 8.2441 | 8.4915 | 8.6564 | 8.2441 | 9.2458 | 10.3244 | 8.2441 | 8.9008 | 9.6303 | 8.2441 | 9.2237 | 10.2032 | 8.2441 | 8.9508 | 9.6574
Liddell | Steam Sub Critical | 4.488 | OCGT (small GT) | 4.2517 | 4.3793 | 4.4643 | 4.2517 | 4.7683 | 5.3246 | 4.2517 | 4.5903 | 4.9666 | 4.2517 | 4.7569 | 5.262 | 4.2517 | 4.6161 | 4.9806
Mt Piper | Steam Sub Critical | 4.488 | OCGT (large GT) | 2.4888 | 2.5635 | 2.6132 | 2.4888 | 2.7912 | 3.1168 | 2.4888 | 2.687 | 2.9073 | 2.4888 | 2.7845 | 3.0802 | 2.4888 | 2.7021 | 2.9155
Vales Point B | Steam Sub Critical | 4.488 | CCGT | 3.8369 | 3.952 | 4.0287 | 3.8369 | 4.3031 | 4.8051 | 3.8369 | 4.1425 | 4.482 | 3.8369 | 4.2928 | 4.7486 | 3.8369 | 4.1658 | 4.4947
Callide B | Steam Sub Critical | 4.4186 | CCGT with CCS | 7.4664 | 7.6904 | 7.8397 | 7.4664 | 8.3735 | 9.3504 | 7.4664 | 8.0611 | 8.7218 | 7.4664 | 8.3535 | 9.2406 | 7.4664 | 8.1064 | 8.7464
Callide C | Steam Super Critical | 4.4186 | Biomass | 8.7315 | 8.9935 | 9.1681 | 8.7315 | 9.7924 | 10.9348 | 8.7315 | 9.427 | 10.1997 | 8.7315 | 9.769 | 10.8064 | 8.7315 | 9.48 | 10.2284
Gladstone | Steam Sub Critical | 4.4186 | Large scale Solar PV | 0 | 0 | 0 | 0 | 0 | 0 | 0 | 0 | 0 | 0 | 0 | 0 | 0 | 0 | 0
Kogan Creek | Steam Super Critical | 4.4186 | Solar Thermal (8hrs Storage) | 0 | 0 | 0 | 0 | 0 | 0 | 0 | 0 | 0 | 0 | 0 | 0 | 0 | 0 | 0
Millmerran | Steam Super Critical | 4.4186 | Battery storage (1hr storage) | 0 | 0 | 0 | 0 | 0 | 0 | 0 | 0 | 0 | 0 | 0 | 0 | 0 | 0 | 0
Stanwell | Steam Sub Critical | 4.4186 | Battery storage (2hrs storage) | 0 | 0 | 0 | 0 | 0 | 0 | 0 | 0 | 0 | 0 | 0 | 0 | 0 | 0 | 0
Tarong | Steam Sub Critical | 4.4186 | Battery storage (4hrs storage) | 0 | 0 | 0 | 0 | 0 | 0 | 0 | 0 | 0 | 0 | 0 | 0 | 0 | 0 | 0
Tarong North | Steam Super Critical | 4.4186 | Battery Storage (8hrs storage) | 0 | 0 | 0 | 0 | 0 | 0 | 0 | 0 | 0 | 0 | 0 | 0 | 0 | 0 | 0
Loy Yang A Power Station | Steam Sub Critical | 4.2095 | Wind | 0 | 0 | 0 | 0 | 0 | 0 | 0 | 0 | 0 | 0 | 0 | 0 | 0 | 0 | 0
Loy Yang B | Steam Sub Critical | 4.2095 | Wind - Offshore | 0 | 0 | 0 | 0 | 0 | 0 | 0 | 0 | 0 | 0 | 0 | 0 | 0 | 0 | 0
Yallourn W | Steam Sub Critical | 4.2095 | Pumped Hydro (8hrs storage) | 0 | 0 | 0 | 0 | 0 | 0 | 0 | 0 | 0 | 0 | 0 | 0 | 0 | 0 | 0
Tallawarra | CCGT | 7.7352 | Pumped Hydro (24hrs storage) | 0 | 0 | 0 | 0 | 0 | 0 | 0 | 0 | 0 | 0 | 0 | 0 | 0 | 0 | 0
Condamine A | CCGT | 7.7352 | Pumped Hydro (48hrs storage) | 0 | 0 | 0 | 0 | 0 | 0 | 0 | 0 | 0 | 0 | 0 | 0 | 0 | 0 | 0
Darling Downs | CCGT | 7.7352 | BOTN - Cethana | 0 | 0 | 0 | 0 | 0 | 0 | 0 | 0 | 0 | 0 | 0 | 0 | 0 | 0 | 0
Swanbank E GT | CCGT | 7.7352 | Hydrogen turbine (large) | 2.4888 | 2.5635 | 2.6132 | 2.4888 | 2.7912 | 3.1168 | 2.4888 | 2.687 | 2.9073 | 2.4888 | 2.7845 | 3.0802 | 2.4888 | 2.7021 | 2.9155
Yabulu PS | CCGT | 7.7352 | Notes:
Yabulu Steam Turbine | CCGT | 7.7352 | 1. Sourced from Aurecon 2020-21 AEMO costs and technical parameter review.
Yarwun Cogen | CCGT | 7.7352 | 2. Regional cost factors applied for the O&M Costs component of new entrants.
Osborne | CCGT | 7.7352 | 3. Wind, Large Scale Solar PV and Solar Thermal Variable O&M costs are assumed to be included in the Fixed O&M costs as per Aurecon's report.
Pelican Point | CCGT | 7.7352 | 4. Pumped Hydro is sourced from GHD 2018 AEMO costs and technical parameter review.
Tamar Valley Combined Cycle | CCGT | 7.7352
Colongra | OCGT | 11.0518
Smithfield Energy Facility | OCGT | 11.0518
Hunter Valley GT | OCGT | 11.0518
Uranquinty | OCGT | 11.0518
Barcaldine Power Station | OCGT | 11.0518
Braemar | OCGT | 11.0518
Braemar 2 Power Station | OCGT | 11.0518
Mackay GT | OCGT | 11.0518
Mt Stuart | OCGT | 11.0518
Oakey Power Station | OCGT | 11.0518
Roma | OCGT | 11.0518
Angaston | OCGT | 11.0518
Barker Inlet Power Station | Reciprocating Engine | 11.0518
Dry Creek GT | OCGT | 11.0518
Hallett GT | OCGT | 11.0518
Ladbroke Grove | OCGT | 11.0518
Mintaro GT | OCGT | 11.0518
Quarantine | OCGT | 11.0518
Temporary Generation South | OCGT | 4.2505
Bell Bay Three | OCGT | 11.0518
Tamar Valley Peaking | OCGT | 11.0518
Somerton | OCGT | 11.0518
Bairnsdale | OCGT | 11.0518
Jeeralang A | OCGT | 11.0518
Jeeralang B | OCGT | 11.0518
Laverton North | OCGT | 11.0518
Mortlake | OCGT | 11.0518
Valley Power | OCGT | 11.0518
Torrens Island A | Gas-powered steam turbine | 2.4441
Torrens Island B | Gas-powered steam turbine | 2.4441
Newport | Gas-powered steam turbine | 2.4441
Lonsdale | Reciprocating Engine | 11.7341
Port Lincoln GT | Reciprocating Engine | 11.7341
Port Stanvac 1 | Reciprocating Engine | 11.7341
Snuggery | Reciprocating Engine | 11.7341
Kurri Kurri | OCGT | 2.4881
Snapper Point Power Station | OCGT | 4.2505
Tallawarra B | OCGT | 2.4881
All Battery storage (1hr storage) | Battery storage (1hr storage) | 0
All Battery storage (2hrs storage) | Battery storage (2hrs storage) | 0
All Hydro | Hydro | 7.5463
All Pumped Hydro | Pumped Hydro | 0
All Large scale solar PV | Large scale Solar PV | 0
All Wind | Wind | 0
Note:
1. Sourced from GHD 2018 AEMO costs and technical parameter review with the exception of (a) Smithfield Energy Facility plant which is now operated as an OCGT unit and (b) brown coal and NSW black coal for which GHD assumptions were adjusted based on feedback from participants
2. New entrant data is used for existing, committed and anticipated Wind, Solar, Battery storage and Pumped hydro.
3. Temporary Generation South and Snapper Point South Station use the Variable OPEX of new entrant OCGTs (small GT) in SA low cost region.
4. Kurri Kurri and Tallawara B use the Variable OPEX of new entrant OCGTs (large GT) in the NSW low cost region.

## Emissions intensity
Go to Assumptions Summary
Emissions intensity
Existing, Committed and Anticipated generators |  |  | New entrant technologies
The scope 1 emissions intensity for existing facilities is provided by NGER 2019-20. |  |  | The scope 1 emission intensity for committed and new entrants generators is calculated by AEMO as the product of the technology heat rate from Aurecon 2020-21 and emission factors from GHD 2018.
Generator | Technology | Scope 1 emissions intensity (kg/MWh as-gen) | Generator | Scope 1 emissions intensity (kg/MWh as-gen)
Bayswater | Steam Sub Critical | 889.3763 | Black Coal (advanced ultra supercritical PC) | 728.3438
Eraring | Steam Sub Critical | 888.2314 | Black Coal (advanced ultra supercritical PC) with CCS | 76.5166
Liddell | Steam Sub Critical | 945.5746 | OCGT (small GT) | 532.3935
Mt Piper | Steam Sub Critical | 846.2847 | OCGT (large GT) | 574.5938
Vales Point B | Steam Sub Critical | 877.1658 | CCGT | 368.2287
Callide B | Steam Sub Critical | 946.7151 | CCGT with CCS | 51.7424
Callide C | Steam Super Critical | 910.6064 | Biomass | 1270.9825
Gladstone | Steam Sub Critical | 952.4868 | Large scale Solar PV | 0
Kogan Creek | Steam Super Critical | 840.7028 | Solar Thermal (8hrs Storage) | 0
Millmerran | Steam Super Critical | 829.631 | Battery Storage (1hr storage) | 0
Stanwell | Steam Sub Critical | 860.1822 | Battery storage (2hrs storage) | 0
Tarong | Steam Sub Critical | 880.0741 | Battery storage (4hrs storage) | 0
Tarong North | Steam Super Critical | 880.0741 | Battery storage (8hrs storage) | 0
Loy Yang A Power Station | Steam Sub Critical | 1137.7623 | Wind | 0
Loy Yang B | Steam Sub Critical | 1113.3154 | Wind - offshore | 0
Yallourn W | Steam Sub Critical | 1279.8367 | Pumped Hydro (8hrs storage) | 0
Tallawarra | CCGT | 369.225 | Pumped Hydro (24hrs storage) | 0
Condamine A | CCGT | 458.5099 | Pumped Hydro (48hrs storage) | 0
Darling Downs | CCGT | 427.6467 | BOTN - Cethana | 0
Swanbank E GT | CCGT | 378.2067 | Hydrogen turbine (large) | 0
Yabulu PS | CCGT | 587.2211
Yabulu Steam Turbine | CCGT | 587.2211
Yarwun Cogen | CCGT | 487.7611
Osborne | CCGT | 412.26
Pelican Point | CCGT | 397.8387
Tamar Valley Combined Cycle | CCGT | 516.2884
Colongra | OCGT | 658.8349
Smithfield Energy Facility | OCGT | 720.1304
Hunter Valley GT | OCGT | 1274.0175
Uranquinty | OCGT | 590.816
Barcaldine Power Station | OCGT | 3192.691
Braemar | OCGT | 599.7896
Braemar 2 Power Station | OCGT | 599.7896
Mackay GT | OCGT | 1591.8367
Mt Stuart | OCGT | 1041.6082
Oakey Power Station | OCGT | 705.4324
Roma | OCGT | 639.5899
Port Lincoln GT | OCGT | 1620.2899
Snuggery | OCGT | 1435.7143
Dry Creek GT | OCGT | 1036.8964
Hallett GT | OCGT | 856.7419
Ladbroke Grove | OCGT | 504.525
Mintaro GT | OCGT | 777.8353
Quarantine | OCGT | 704.2002
Temporary Generation South | OCGT | 532.3935
Bell Bay Three | OCGT | 516.2884
Tamar Valley Peaking | OCGT | 516.2884
Somerton | OCGT | 701.4198
Bairnsdale | OCGT | 547.9588
Jeeralang A | OCGT | 754.9076
Jeeralang B | OCGT | 754.9076
Laverton North | OCGT | 597.1327
Mortlake | OCGT | 549.5356
Valley Power | OCGT | 814.4825
Torrens Island A | Gas-powered steam turbine | 579.8678
Torrens Island B | Gas-powered steam turbine | 579.8678
Newport | Gas-powered steam turbine | 534.582
Angaston | Reciprocating Engine | 690.3468
Barker Inlet Power Station | Reciprocating Engine | 441.5534
Lonsdale | Reciprocating Engine | 674.0399
Port Stanvac 1 | Reciprocating Engine | 674.0399
All Pumped Hydro | Pumped Hydro | 0
All Large scale solar PV | Large scale solar PV | 0
All Wind | Wind | 0
All Hydro | Hydro | 0
All Battery Storage | Battery Storage | 0
Kurri Kurri | OCGT | 574.5938
Snapper Point Power Station | OCGT | 532.3935
Tallawarra B | OCGT | 574.5938
Notes:
1. Yarwun Cogen emission is an average of CCGT values in QLD
2. Temporary Generation South and Snapper Point South Station use the emission intensity of new entrant OCGTs (small GT).
3. Kurri Kurri and Tallawara B use the emission intensity of new entrant OCGTs (large GT).

## Marginal Loss Factors
Go to Assumptions Summary
Marginal Loss Factors (MLFs)
Marginal loss factors represent the impact of network losses on spot prices. No impacts on long term generation expansion, however, marginal loss factors do impact the short term dispatch modelling.
See https://aemo.com.au/en/energy-systems/electricity/national-electricity-market-nem/market-operations/loss-factors-and-regional-boundaries
Existing generators |  | Committed projects |  |  | Generic new entrant units |  |  | Anticipated projects |  |  | Existing, Committed and Anticipated Batteries
Generator | MLF | Generator | MLF | Shadow connection point | Generator | MLF | Shadow connection point | Generator | MLF | Shadow connection point | Battery | MLF - Generation | Shadow connection point
Bayswater | 0.9622 | Kurri Kurri | 0.9851 | Colongra PS Unit 1 | NE_CAN | 0.8625 | Uranquinty PS Unit 11 | Tallawarra B | 0.9912 | Tallawarra PS | Wallgrove Grid Battery project | 1.0017 | Smithfield
Eraring | 0.9849 | Snapper Point Power Station* | 0.9999 | Torrens Island PS A Unit 1 | NE_SNW | 0.9851 | Colongra PS Unit 1 | West Wyalong Solar Farm | 0.8875 | Bomen Solar Farm | Wandoan South BESS | 0.9762 | Darling Downs Solar Farm
Liddell | 0.9628 | Kidston | 1 | Default | NE_NNSW | 0.9622 | Bayswater PS Unit 1 | Wollar Solar Farm | 0.9184 | Beryl Solar Farm | Adelaide Desalination Plant BESS | 0.9999 | Torrens Island PS A Unit 1
Mt Piper | 0.9726 | Snowy 2.0 | 0.9195 | Lower Tumut – Dual MLF (Generation) | NE_CNSW | 0.9622 | Bayswater PS Unit 1 | Aramara Solar Farm | 0.9797 | Childers Solar Farm | Bolivar Waste Water Treatment BESS | 0.9999 | Torrens Island PS A Unit 1
Vales Point B | 0.9872 | Corowa Solar Farm | 0.8813 | Corowa Solar Farm | NE_SNSW | 0.8625 | Uranquinty PS Unit 11 | Munna Creek Solar Farm | 0.9797 | Childers Solar Farm | Christies Beach Wastewater Treatment Plant BESS | 1 | Default
Callide B | 0.9251 | Gunnedah Solar Farm | 0.8931 | Moree Solar Farm | NE_NSW1 | 0.9622 | Bayswater PS Unit 1 | Rodds Bay Solar Farm | 0.9276 | Lilyvale Solar Farm | Dalrymple North BESS | 0.9212
Callide C | 0.9274 | Junee Solar Farm | 0.8875 | Bomen Solar Farm | NE_CNQ | 0.9286 | Mt Stuart PS Unit 1 | Christies Beach Wastewater Treatment Plant | 1.0113 | Tailem Bend Solar Farm | Happy Valley Reservoir BESS | 1 | Default
Gladstone | 0.9519 | Metz Solar Farm | 0.8708 | White Rock Solar Farm | NE_GG | 0.9519 | Gladstone PS (275 kV) Unit 1 | Happy Valley Reservoir | 1.0113 | Tailem Bend Solar Farm | Hornsdale Power Reserve Unit 1 | 0.9772
Kogan Creek | 0.9694 | New England Solar Farm | 0.8708 | White Rock Solar Farm | NE_SQ | 0.9971 | Swanbank E GT | Mortlake South Wind Farm | 0.8987 | Ararat Wind Farm | Lake Bonney BESS1 | 1.0022
Millmerran | 0.9733 | Riverina Solar Farm | 0.8478 | Coleambally Solar Farm | NE_QLD1 | 0.9971 | Swanbank E GT | Macintyre Wind Farm | 0.9683 | Coopers Gap Wind Farm | Lincoln Gap Wind Farm - BESS | 0.9667 | Lincoln Gap Wind Farm
Stanwell | 0.9338 | Sebastopol Solar Farm | 0.9595 | Gullen Range Solar Farm | NE_VIC1 | 0.9926 | Newport PS | Quorn Park Solar Farm | 0.8918 | Goonumbla Solar Farm | Torrens Island BESS | 0.9999 | Torrens Island PS A Unit 1
Tarong | 0.9719 | Suntop Solar Farm | 0.9903 | Burrendong Hydro PS | NE_SA1 | 0.9999 | Torrens Island PS A Unit 1 | Walla Walla Solar Farm | 0.8875 | Bomen Solar Farm | Ballarat Energy Storage System | 0.9221
Tarong North | 0.9723 | Wagga North Solar Farm | 0.8875 | Bomen Solar Farm | NE_TAS1 | 1 | Tamar Valley CCGT | Wunghnu Solar Farm | 0.9963 | Numurkah Solar Farm | Bulgana Green Power Hub - BESS | 0.9221 | Waubra Wind Farm
Loy Yang A Power Station | 0.9759 | Bluegrass Solar Farm | 0.9762 | Darling Downs Solar Farm | REZ_Q1_Solar | 0.9395 | Hughenden Solar Farm | Yanco Solar Farm | 0.8875 | Bomen Solar Farm | Gannawarra Energy Storage System | 0.9773
Loy Yang B | 0.9759 | Columboola Solar Farm | 0.9762 | Darling Downs Solar Farm | REZ_Q2_Solar | 0.9395 | Hughenden Solar Farm |  |  |  | Victorian Big Battery | 1 | Default
Yallourn W | 0.9663 | Gangarri Solar Farm | 0.9762 | Darling Downs Solar Farm | REZ_Q3_Solar | 0.9395 | Hughenden Solar Farm |  |  |  | *Note, seperate load/generation MLF is no longer utilised for storage
Tallawarra | 0.9912 | Kennedy Energy Park Solar Farm* | 0.9395 | Hughenden Solar Farm | REZ_Q4_Solar | 0.9197 | Clare Solar Farm
Condamine A | 0.9825 | Warwick Solar Farm - stage 1 | 0.9789 | Maryorough Solar Farm (Brigalow Solar Farm) | REZ_Q5_Solar | 0.9267 | Barcaldine Solar at Lilyvale (132)
Darling Downs | 0.9629 | Warwick Solar Farm - stage 2 | 0.9789 | Maryorough Solar Farm (Brigalow Solar Farm) | REZ_Q6_Solar | 0.9519 | Gladstone PS (275 kV) Unit 1
Swanbank E GT | 0.9971 | Western Downs Green Power Hub | 0.9762 | Darling Downs Solar Farm | REZ_Q7_Solar | 0.9597 | Bungala One Solar Farm
Yabulu PS | 0.9661 | Woolooga Solar Farm | 0.9797 | Childers Solar Farm | REZ_Q8_Solar | 0.9762 | Darling Downs Solar Farm
Yabulu Steam Turbine | 0.9661 | Adelaide Desalination Plant* | 0.9505 | Port Lincoln PS | REZ_Q9_Solar | 0.9395 | Hughenden Solar Farm
Yarwun Cogen | 0.9544 | Morgan To Whyalla Pipeline No 1 PS And Water Filtration Plant | 1.0271 | Morgan Whyalla Pump Station 1 PV | REZ_N1_Solar | 0.8931 | Moree Solar Farm
Osborne | 0.9999 | Morgan To Whyalla Pipeline No 2 PS | 0.9664 | Morgan Whyalla Pump Station 2 PV - Dual MLF (Generation) | REZ_N2_Solar | 0.8708 | White Rock Solar Farm
Pelican Point | 0.9987 | Morgan To Whyalla Pipeline No 3 PS | 0.9719 | Morgan Whyalla Pump Station 3 PV - Dual MLF (Generation) | REZ_N3_Solar | 0.9903 | Nyngan Solar Farm
Tamar Valley Combined Cycle | 1 | Morgan To Whyalla Pipeline No 4 PS | 0.9751 | Morgan Whyalla Pump Station 4 PV - Dual MLF (Generation) | REZ_N4_Solar | 0.7953 | Broken Hill Solar Farm
Colongra | 0.9851 | Cohuna Solar Farm | 0.9127 | Cohuna Solar Farm | REZ_N5_Solar | 0.8478 | Coleambally Solar Farm
Hunter Valley GT | 0.9652 | Bango 999 Wind Farm | 0.9595 | Gullen Range Solar Farm | REZ_N6_Solar | 0.8875 | Bomen Solar Farm
Smithfield Energy Facility | 1.0017 | Kaban Green Power Hub - Wind Farm* | 0.9835 | Mount Emerald Wind farm | REZ_N7_Solar | 1 | Default
Uranquinty | 0.8625 | Kennedy Energy Park Wind Farm* | 0.9395 | Hughenden Solar Farm | REZ_N8_Solar | 0.9436 | Royalla Solar Farm
Barcaldine Power Station | 0.9064 | Lincoln Gap Wind Farm - stage 2 | 0.9667 | Lincoln Gap Wind Farm Stage 1 | REZ_V1_Solar | 1 | Default
Braemar | 0.9629 | Murra Warra Wind Farm - stage 2 | 0.8883 | Murra Warra Wind Farm - stage 1 | REZ_V2_Solar | 0.8633 | Bannerton Solar Farm
Braemar 2 Power Station | 0.9629 | Adelaide Desalination Plant | 0.9505 | Port Lincoln PS | REZ_V3_Solar | 0.8478 | Coleambally Solar Farm
Mackay GT | 0.9549 | Bolivar Waste Water Treatment | 1.0011 | Bolivar WWT Plant | REZ_V4_Solar | 1 | Default
Mt Stuart | 0.9286 | Edenvale Solar Park | 0.9762 | Darling Downs Solar Farm | REZ_V5_Solar | 0.9936 | Bald Hills Wind Farm
Oakey Power Station | 0.9536 | Hillston Sun Farm | 0.9762 | Darling Downs Solar Farm | REZ_V6_Solar | 0.9127 | Cohuna Solar Farm
Roma | 0.9679 | Mannum Adelaide Pumping Station No 2 - MAPL2 (Palmer) | 1.0113 | Tailem Bend Solar Farm | REZ_S1_Solar | 1.0113 | Tailem Bend Solar Farm
Port Lincoln GT | 0.9505 | Mannum Adelaide Pumping Station No 3 - MAPL3 (Kanmantoo) | 1.0113 | Tailem Bend Solar Farm | REZ_S2_Solar | 0.9597 | Bungala One Solar Farm
Snuggery | 0.9533 | Moura Solar Farm | 0.9276 | Lilyvale Solar Farm | REZ_S3_Solar | 0.9597 | Bungala One Solar Farm
Dry Creek GT | 1.0002 | Murray Bridge - Onkaparinga Pipeline Pump 2 | 1.0113 | Tailem Bend Solar Farm | REZ_S4_Solar | 0.8987 | Ararat Wind Farm
Hallett GT | 0.963 | Port Augusta Renewable Energy Park - Solar | 0.9597 | Bungala One Solar Farm | REZ_S5_Solar | 0.9597 | Bungala One Solar Farm
Ladbroke Grove | 0.9883 | Port Augusta Renewable Energy Park - Wind | 0.9667 | Lincoln Gap Wind Farm | REZ_S6_Solar | 0.9597 | Bungala One Solar Farm
Mintaro GT | 0.9865 | Wyalong Solar Farm | 0.8875 | Bomen Solar Farm | REZ_S7_Solar | 0.9597 | Bungala One Solar Farm
Quarantine | 0.9858 | Avonlie Solar Farm | 0.8875 | Bomen Solar Farm | REZ_S8_Solar | 0.9597 | Bungala One Solar Farm
Temporary Generation South | 1.0021 | Dulacca Wind Farm | 0.9683 | Coopers Gap Wind Farm | REZ_S9_Solar | 0.9597 | Bungala One Solar Farm
Bell Bay Three | 0.9982 | Rye Park Wind Farm | 0.9134 | Bango 973 Wind Farm | REZ_T1_Solar | 0.8999 | Musselroe
Tamar Valley Peaking | 0.9982 | Note: where a appropriate shadow gen cannot be identified 'default' is used, which is 1 |  |  | REZ_T2_Solar | 0.9691 | Poatina
Somerton | 0.9932 |  |  |  | REZ_T3_Solar | 0.9133 | Lake Echo
Bairnsdale | 0.9874 |  |  |  | N0_Solar | 1 | Default
Jeeralang A | 0.9755 |  |  |  | V0_Solar | 1 | Default
Jeeralang B | 0.9755 |  |  |  | REZ_Q1_Wind | 0.9835 | Mount Emerald Wind farm
Laverton North | 0.9936 |  |  |  | REZ_Q2_Wind | 1.0075 | Woree
Mortlake | 0.9865 |  |  |  | REZ_Q3_Wind | 0.9835 | Mount Emerald Wind farm
Valley Power | 0.9759 |  |  |  | REZ_Q4_Wind | 1.0075 | Woree
Torrens Island A | 0.9999 |  |  |  | REZ_Q5_Wind | 0.9519 | Gladstone PS (275 kV) Unit 1
Torrens Island B | 0.9999 |  |  |  | REZ_Q6_Wind | 0.9519 | Gladstone PS (275 kV) Unit 1
Newport | 0.9926 |  |  |  | REZ_Q7_Wind | 0.9287 | Mt Millar Wind Farm
Angaston | 1.002 |  |  |  | REZ_Q8_Wind | 0.9762 | Darling Downs Solar Farm
Barker Inlet Power Station | 0.9997 |  |  |  | REZ_Q9_Wind | 0.9835 | Mount Emerald Wind farm
Lonsdale | 1.0055 |  |  |  | REZ_N1_Wind | 0.8708 | White Rock Solar Farm
Port Stanvac 1 | 1.0055 |  |  |  | REZ_N2_Wind | 0.8708 | White Rock Solar Farm
Blowering | 0.9444 |  |  |  | REZ_N3_Wind | 0.9581 | Bodangora Wind Farm
Guthega | 0.9006 |  |  |  | REZ_N4_Wind | 0.8456 | Silverton Wind Farm
Hume Dam NSW | 0.8989 |  |  |  | REZ_N5_Wind | 1 | Default
Shoalhaven | 0.9763 |  |  |  | REZ_N6_Wind | 1 | Default
Upper Tumut | 0.9335 |  |  |  | REZ_N7_Wind | 1 | Default
Tumut 3 | 0.9195 |  |  |  | REZ_N8_Wind | 0.9359 | Boco Rock Wind Farm
Barron Gorge | 0.9832 |  |  |  | REZ_V1_Wind | 1 | Default
Kareeya | 0.9656 |  |  |  | REZ_V2_Wind | 0.8987 | Ararat Wind Farm
Wivenhoe | 0.9903 |  |  |  | REZ_V3_Wind | 0.9221 | Waubra Wind Farm
Bastyan | 0.9286 |  |  |  | REZ_V4_Wind | 0.9753 | MacArthur Wind Farm
Catagunya / Liapootah / Wayatinah | 0.9789 |  |  |  | REZ_V5_Wind | 0.9936 | Bald Hills Wind Farm
Cethana | 0.9512 |  |  |  | REZ_V6_Wind | 0.8987 | Ararat Wind Farm
Devils Gate | 0.9566 |  |  |  | REZ_S1_Wind | 0.9803 | Lake Bonney Wind Farm
Fisher | 0.9561 |  |  |  | REZ_S2_Wind | 0.9594 | Waterloo Wind Farm
Gordon | 0.928 |  |  |  | REZ_S3_Wind | 0.9518 | Hornsdale Wind Farm Stage 1
John Butters | 0.9258 |  |  |  | REZ_S4_Wind | 0.8987 | Ararat Wind Farm
Lake Echo | 0.9133 |  |  |  | REZ_S5_Wind | 0.9874 | Davenport 33
Lemonthyme / Wilmot | 0.9608 |  |  |  | REZ_S6_Wind | 0.9874 | Davenport 33
Mackintosh | 0.9158 |  |  |  | REZ_S7_Wind | 0.9667 | Lincoln Gap Wind Farm
Meadowbank | 0.983 |  |  |  | REZ_S8_Wind | 0.9287 | Mt Millar Wind Farm
Poatina | 0.9512 |  |  |  | REZ_S9_Wind | 0.9287 | Mt Millar Wind Farm
Reece | 0.9193 |  |  |  | REZ_T1_Wind | 0.8999 | Musselroe
Tarraleah | 0.9106 |  |  |  | REZ_T2_Wind | 0.9691 | Poatina
Trevallyn | 0.9848 |  |  |  | REZ_T3_Wind | 0.9809 | Wild Cattle Hill Wind Farm
Tribute | 0.9133 |  |  |  | N0_Wind | 1 | Default
Tungatinah | 0.8859 |  |  |  | V0_Wind | 1 | Default
Bogong / MacKay | 0.9726 |  |  |  | OWZ_01_Wind | 0.9849 | Eraring 330 PS Unit 1
Dartmouth | 0.9861 |  |  |  | OWZ_02_Wind | 0.9912 | Tallawarra PS
Eildon | 0.9995 |  |  |  | OWZ_03_Wind | 0.9936 | REZ_V5_Wind
Hume Dam VIC | 0.9933 |  |  |  | OWZ_04_Wind | 0.9691 | REZ_T2_Wind
Murray 1 | 0.9966 |  |  |  | Note: where a appropriate shadow gen cannot be identified 'default' is used, which is 1
Murray 2 | 0.9966
West Kiewa | 1.0096
Beryl Solar Farm | 0.9184
Bomen Solar Farm | 0.8875
Broken Hill Solar Farm | 0.7953
Coleambally Solar Farm | 0.8478
Darlington Point Solar Farm | 0.8587
Finley Solar Farm | 0.8432
Goonumbla Solar Farm | 0.8918
Gullen Range Solar Farm | 0.9595
Limondale Solar Farm 1 | 0.807
Limondale Solar Farm 2 | 0.7985
Manildra Solar Farm | 0.9333
Molong Solar Farm | 0.9541
Moree Solar Farm | 0.8931
Nevertire Solar Farm | 0.9444
Nyngan Solar Plant | 0.9903
Parkes Solar Farm | 0.8918
Sunraysia Solar Farm | 0.807
White Rock Solar Farm | 0.8708
Childers Solar Farm | 0.9797
Clare Solar Farm | 0.9197
Clermont Solar Farm | 0.9267
Collinsville Solar Farm | 0.9247
Darling Downs Solar Farm | 0.9762
Daydream Solar Farm | 0.9268
Emerald Solar Farm | 0.9237
Hamilton Solar Farm | 0.9239
Haughton Solar Farm | 0.9356
Hayman Solar Farm | 0.9268
Hughenden Solar Farm | 0.9395
Kidston Solar Farm | 0.9395
Lilyvale Solar Farm | 0.9276
Longreach Solar Farm | 0.9267
Middlemount Sun Farm | 0.9237
Oakey 1 Solar Farm | 0.9711
Oakey 2 Solar Farm | 0.9711
Ross River Solar Farm | 0.9395
Rugby Run Solar Farm | 0.9156
Sun Metals Corporation Solar Farm | 1.0019
Susan River Solar Farm | 0.9797
Whitsunday Solar Farm | 0.9231
Yarranlea Solar Farm | 0.9789
Bungala one Solar Farm | 0.9597
Bungala Two Solar Farm | 0.9597
Tailem Bend Solar Farm | 1.0113
Bannerton Solar Farm | 0.8633
Gannawarra Solar Farm | 0.9127
Glenrowan West Solar Farm | 0.9976
Karadoc Solar Farm | 0.8673
Kiamal Solar Farm stage 1 | 0.8504
Numurkah Solar Farm | 0.9963
Wemen Solar Farm | 0.8633
Yatpool Solar Farm | 0.8673
Bango 973 Wind Farm | 0.9134
Boco Rock Wind Farm | 0.9359
Bodangora Wind Farm | 0.9581
Capital Wind Farm | 0.9563
Collector Wind Farm | 0.9588
Crookwell 2 Wind Farm | 0.9616
Crudine Ridge Wind Farm | 0.9246
Cullerin Range Wind Farm | 0.9082
Gullen Range Wind Farm | 0.9595
Gunning Wind Farm | 0.9082
Sapphire Wind Farm | 0.9426
Silverton Wind Farm | 0.8456
Taralga Wind Farm | 1.0122
White Rock Wind Farm - Stage 1 | 0.8708
Woodlawn Wind Farm | 0.9563
Coopers Gap Wind Farm | 0.9683
Mount Emerald Wind Farm | 0.9835
Canunda Wind Farm | 0.9944
Cathedral Rocks Wind Farm | 0.9166
Clements Gap Wind Farm | 0.9564
Hallett Stage 1 Brown Hill Wind Farm | 0.963
Hallett Stage 2 Hallett Hill Wind Farm | 0.9606
Hallett 4 North Brown Hill Wind Farm | 0.9571
Hallett 5 The Bluff Wind Farm | 0.963
Hornsdale Wind Farm Stage 1 | 0.9518
Hornsdale Wind Farm Stage 2 | 0.9518
Hornsdale Wind Farm Stage 3 | 0.9518
Lake Bonney 1 Wind Farm | 0.9803
Lake Bonney 2 Wind Farm | 0.9803
Lake Bonney 3 Wind Farm | 0.9803
Lincoln Gap Wind Farm - stage 1 | 0.9667
Mount Millar Wind Farm | 0.9287
Snowtown Wind Farm | 0.9134
Snowtown S2 Wind Farm - North | 0.9678
Snowtown S2 Wind Farm - South | 0.9678
Starfish Hill Wind Farm | 1.0055
Waterloo Wind Farm | 0.9594
Wattle Point Wind Farm | 0.811
Willogoleche Wind Farm | 0.9583
Cattle Hill Wind Farm | 0.9809
Granville Harbour Wind Farm | 0.9314
Musselroe Wind Farm | 0.8999
Woolnorth Wind Farm | 0.8794
Ararat Wind Farm | 0.8987
Bald Hills Wind Farm | 0.9936
Bulgana Green Power Hub - Wind Farm | 0.8949
Challicum Hills Wind Farm | 0.9699
Cherry Tree Wind Farm | 0.9959
Crowlands Wind Farm | 0.8985
Dundonnell Wind Farm | 0.9789
Elaine Wind Farm | 0.9459
Kiata Wind Farm | 0.9016
Macarthur Wind Farm | 0.9753
Moorabool Wind Farm | 0.9459
Mortons Lane Wind Farm | 1.0035
Mt Gellibrand Wind Farm | 0.9862
Mt Mercer Wind Farm | 0.9459
Murra Warra Wind Farm - stage 1 | 0.8883
Oaklands Hill Wind Farm | 1.0035
Portland Wind Farm | 0.9913
Salt Creek Wind Farm | 0.9515
Waubra Wind Farm | 0.9221
Yambuk Wind Farm | 1.0035
Yaloak South Wind Farm | 0.9699
Yendon Wind Farm | 0.9422
Berrybank Wind Farm | 0.9431
Gullen Range Wind Farm 2 | 0.9595
Jemalong Solar | 0.8956
Maryrorough Solar Farm | 0.9789
Stockyard Hill Wind Farm | 0.9699
Wellington Solar Farm | 0.9444
Winton Solar Farm | 0.9963

## Affine Heat rates
Go to Assumptions Summary
Affine Heat rates (Time-Sequential Model)
Parameters to model in detailed the efficiency of thermal generators (as-gen, HHV) via a no-load component and a constant marginal heat rate
For the steam turbines of CCGT the heat rate represents the conversion of exhaust heat from the gas turbines (rather than fuel) into electricity
Existing generators |  |  |  |  | New entrant technologies
Station | Generating Unit | Technology Type | No load heat input (GJ/h) | Marginal heat rate (GJ/MWh) | Technology | Unit nominal capacity (MW) | No load heat input (GJ/h) | Marginal heat rate (GJ/MWh)
Bayswater | BW01 | Steam Sub Critical | 420.42 | 8.8118 | OCGT (small GT) | 49 | 133.2669 | 7.4705
Bayswater | BW02 | Steam Sub Critical | 420.42 | 8.8118 | OCGT (large GT) | 265 | 720.7293 | 8.2115
Bayswater | BW03 | Steam Sub Critical | 420.42 | 8.8118 | Black Coal (advanced ultra supercritical PC) | 1000 | 637 | 8.1859
Bayswater | BW04 | Steam Sub Critical | 420.42 | 8.8118 | Black Coal (advanced ultra supercritical PC) with CCS | 1000 | 637 | 13.6847
Callide B | CALL_B_1 | Steam Sub Critical | 222.95 | 8.5233 | CCGT | 409 | 390.1276 | 6.2954
Callide B | CALL_B_2 | Steam Sub Critical | 222.95 | 8.5233 | CCGT with CCS | 409 | 390.1276 | 7.9836
Callide C | CPP_3 | Steam Super Critical | 286.65 | 8.6653 | Biomass | 30 | 0 | 13.7361
Callide C | CPP_4 | Steam Super Critical | 286.65 | 8.6653 | Hydrogen turbine (large) | 265 | 720.7293 | 8.2115
Eraring | ER01 | Steam Sub Critical | 458.64 | 8.9121 | Notes: Sourced from Aurecon 2020 AEMO costs and technical parameter review.
Eraring | ER02 | Steam Sub Critical | 458.64 | 8.9121
Eraring | ER03 | Steam Sub Critical | 458.64 | 8.9121
Eraring | ER04 | Steam Sub Critical | 458.64 | 8.9121
Gladstone | GSTONE1 | Steam Sub Critical | 178.36 | 8.8367
Gladstone | GSTONE2 | Steam Sub Critical | 178.36 | 8.8367
Gladstone | GSTONE3 | Steam Sub Critical | 178.36 | 8.8367
Gladstone | GSTONE4 | Steam Sub Critical | 178.36 | 8.8367
Gladstone | GSTONE5 | Steam Sub Critical | 178.36 | 8.8367
Gladstone | GSTONE6 | Steam Sub Critical | 178.36 | 8.8367
Kogan Creek | KPP_1 | Steam Super Critical | 473.928 | 8.165
Liddell | LD01 | Steam Sub Critical | 318.5 | 9.5038
Liddell | LD02 | Steam Sub Critical | 318.5 | 9.5038
Liddell | LD03 | Steam Sub Critical | 318.5 | 9.5038
Liddell | LD04 | Steam Sub Critical | 318.5 | 9.5038
Millmerran | MPP_1 | Steam Super Critical | 271.362 | 8.5702
Millmerran | MPP_2 | Steam Super Critical | 271.362 | 8.5702
Mt Piper | MP1 | Steam Sub Critical | 420.42 | 8.6175
Mt Piper | MP2 | Steam Sub Critical | 420.42 | 8.6175
Stanwell | STAN-1 | Steam Sub Critical | 232.505 | 8.431
Stanwell | STAN-2 | Steam Sub Critical | 232.505 | 8.431
Stanwell | STAN-3 | Steam Sub Critical | 232.505 | 8.431
Stanwell | STAN-4 | Steam Sub Critical | 232.505 | 8.431
Tarong | TARONG#1 | Steam Super Critical | 222.95 | 8.5702
Tarong | TARONG#2 | Steam Super Critical | 222.95 | 8.5702
Tarong | TARONG#3 | Steam Super Critical | 222.95 | 8.5702
Tarong | TARONG#4 | Steam Super Critical | 222.95 | 8.5702
Tarong North | TNPS1 | Steam Sub Critical | 286.65 | 8.0168
Vales Point B | VP5 | Steam Sub Critical | 420.42 | 9.0404
Vales Point B | VP6 | Steam Sub Critical | 420.42 | 9.0404
Loy Yang A Power Station | LYA1 | Steam Sub Critical | 412.84 | 11.4249
Loy Yang A Power Station | LYA2 | Steam Sub Critical | 390.7236 | 11.4249
Loy Yang A Power Station | LYA3 | Steam Sub Critical | 412.84 | 11.4249
Loy Yang A Power Station | LYA4 | Steam Sub Critical | 412.84 | 11.4249
Loy Yang B | LOYYB1 | Steam Sub Critical | 394.4096 | 11.8063
Loy Yang B | LOYYB2 | Steam Sub Critical | 394.4096 | 11.8063
Yallourn W | YWPS1 | Steam Sub Critical | 258.025 | 13.1624
Yallourn W | YWPS2 | Steam Sub Critical | 258.025 | 13.1624
Yallourn W | YWPS3 | Steam Sub Critical | 276.4554 | 13.1624
Yallourn W | YWPS4 | Steam Sub Critical | 276.4554 | 13.1624
Swanbank E GT | SWAN_E | CCGT | 367.235 | 6.4842
Tallawarra | TALWA1 | CCGT | 419.6971 | 6.0364
Yarwun Cogen | YARWUN_1 | CCGT Cogen | 171.6943 | 9.4208
Condamine A | CPSA_GT1 | CCGT - Gas Turbine | 132.4956 | 8.9248
Condamine A | CPSA_GT2 | CCGT - Gas Turbine | 132.4956 | 8.9248
Condamine A | CPSA_ST | CCGT - Steam Turbine | 0 | 13.0425
Darling Downs | DDPS1_GT1 | CCGT - Gas Turbine | 427.6689 | 9.524
Darling Downs | DDPS1_GT2 | CCGT - Gas Turbine | 427.6689 | 9.524
Darling Downs | DDPS1_GT3 | CCGT - Gas Turbine | 427.6689 | 9.524
Darling Downs | DDPS1_ST | CCGT - Steam Turbine | 0 | 12.294
Osborne | OsborneGT | CCGT - Gas Turbine | 299.0206 | 9.9184
Osborne | OsborneST | CCGT - Steam Turbine | 0 | 16.8482
Pelican Point | PPCCGTGT1 | CCGT - Gas Turbine | 436.3338 | 8.445
Pelican Point | PPCCGTGT2 | CCGT - Gas Turbine | 436.3338 | 8.445
Pelican Point | PPCCGTST | CCGT - Steam Turbine | 0 | 15.1328
Tamar Valley Combined Cycle | TVCC201_GT | CCGT - Gas Turbine | 344.206 | 8.3685
Tamar Valley Combined Cycle | TVCC201_ST | CCGT - Steam Turbine | 0 | 14.8793
Yabulu PS | YABULU | CCGT - Gas Turbine | 416.033 | 6.4071
Yabulu PS | YABULU2 | CCGT - Steam Turbine | 0 | 15.2043
Newport | NPS | Gas-powered steam turbine | 385.3213 | 9.5151
Torrens Island A | TORRA1 | Gas-powered steam turbine | 92.4771 | 10.6579
Torrens Island A | TORRA2 | Gas-powered steam turbine | 92.4771 | 10.6579
Torrens Island A | TORRA3 | Gas-powered steam turbine | 92.4771 | 10.6579
Torrens Island A | TORRA4 | Gas-powered steam turbine | 92.4771 | 10.6579
Torrens Island B | TORRB1 | Gas-powered steam turbine | 154.1285 | 9.9436
Torrens Island B | TORRB2 | Gas-powered steam turbine | 154.1285 | 9.9436
Torrens Island B | TORRB3 | Gas-powered steam turbine | 154.1285 | 9.9436
Torrens Island B | TORRB4 | Gas-powered steam turbine | 154.1285 | 9.9436
Bairnsdale | BDL01 | OCGT | 127.8275 | 7.7759
Bairnsdale | BDL02 | OCGT | 127.8275 | 7.7759
Barcaldine Power Station | BARCALDN | OCGT | 100.6301 | 10.0011
Bell Bay Three | BBTHREE1 | OCGT | 108.7893 | 9.3204
Bell Bay Three | BBTHREE2 | OCGT | 108.7893 | 9.3204
Bell Bay Three | BBTHREE3 | OCGT | 108.7893 | 9.3204
Braemar | BRAEMAR1 | OCGT | 456.9152 | 9.1615
Braemar | BRAEMAR2 | OCGT | 456.9152 | 9.1615
Braemar | BRAEMAR3 | OCGT | 456.9152 | 9.1615
Braemar 2 Power Station | BRAEMAR5 | OCGT | 470.5139 | 9.1615
Braemar 2 Power Station | BRAEMAR6 | OCGT | 470.5139 | 9.1615
Braemar 2 Power Station | BRAEMAR7 | OCGT | 470.5139 | 9.1615
Colongra | CG1 | OCGT | 492.2717 | 8.4258
Colongra | CG2 | OCGT | 492.2717 | 8.4258
Colongra | CG3 | OCGT | 492.2717 | 8.4258
Colongra | CG4 | OCGT | 492.2717 | 8.4258
Dry Creek GT | DRYCGT1 | OCGT | 141.4261 | 10.9685
Dry Creek GT | DRYCGT2 | OCGT | 141.4261 | 10.9685
Dry Creek GT | DRYCGT3 | OCGT | 141.4261 | 10.9685
Hallett GT | AGLHAL01 | OCGT | 46.2355 | 12.1563
Hallett GT | AGLHAL02 | OCGT | 46.2355 | 12.1563
Hallett GT | AGLHAL03 | OCGT | 46.2355 | 12.1563
Hallett GT | AGLHAL04 | OCGT | 46.2355 | 12.1563
Hallett GT | AGLHAL05 | OCGT | 56.4345 | 12.1563
Hallett GT | AGLHAL06 | OCGT | 56.4345 | 12.1563
Hallett GT | AGLHAL07 | OCGT | 44.1685 | 12.1563
Hallett GT | AGLHAL08 | OCGT | 44.1685 | 12.1563
Hallett GT | AGLHAL09 | OCGT | 73.4328 | 12.1563
Hallett GT | AGLHAL10 | OCGT | 69.6252 | 12.1563
Hallett GT | AGLHAL11 | OCGT | 59.1814 | 12.1563
Hallett GT | AGLHAL12 | OCGT | 48.9552 | 12.1563
Hallett GT | AGLHALRE | OCGT | 95.1907 | 12.1563
Hunter Valley GT | HVGTS1 | OCGT | 67.9933 | 10.0011
Hunter Valley GT | HVGTS2 | OCGT | 67.9933 | 10.0011
Jeeralang A | JLA01 | OCGT | 144.1459 | 12.5345
Jeeralang A | JLA02 | OCGT | 144.1459 | 12.5345
Jeeralang A | JLA03 | OCGT | 144.1459 | 12.5345
Jeeralang A | JLA04 | OCGT | 144.1459 | 12.5345
Jeeralang B | JLB01 | OCGT | 206.6997 | 12.5345
Jeeralang B | JLB02 | OCGT | 206.6997 | 12.5345
Jeeralang B | JLB03 | OCGT | 206.6997 | 12.5345
Ladbroke Grove | LADBROK1 | OCGT | 108.7893 | 9.1615
Ladbroke Grove | LADBROK2 | OCGT | 108.7893 | 9.1615
Laverton North | LNGS1 | OCGT | 424.2784 | 8.7819
Laverton North | LNGS2 | OCGT | 424.2784 | 8.7819
Mackay GT | MACKAYGT | OCGT | 92.4709 | 10.0011
Mintaro GT | MINTARO | OCGT | 244.776 | 10.0011
Mortlake | MORTLK11 | OCGT | 794.1621 | 8.4258
Mortlake | MORTLK12 | OCGT | 794.1621 | 8.4258
Mt Stuart | MSTUART1 | OCGT | 397.0811 | 9.1615
Mt Stuart | MSTUART2 | OCGT | 397.0811 | 9.1615
Mt Stuart | MSTUART3 | OCGT | 357.6449 | 9.1615
Oakey Power Station | OAKEY1 | OCGT | 470.5139 | 8.2225
Oakey Power Station | OAKEY2 | OCGT | 470.5139 | 8.2225
Port Lincoln GT | POR01-1 | OCGT | 67.9933 | 10.0917
Port Lincoln GT | POR01-2 | OCGT | 67.9933 | 10.0917
Port Lincoln GT | POR01-3 | OCGT | 63.9137 | 10.0917
Quarantine | QPS1 | OCGT | 78.8723 | 7.9946
Quarantine | QPS2 | OCGT | 65.2736 | 7.9946
Quarantine | QPS3 | OCGT | 65.2736 | 7.9946
Quarantine | QPS4 | OCGT | 65.2736 | 7.9946
Quarantine | QPS5 | OCGT | 348.1259 | 7.9946
Roma | ROMA_7 | OCGT | 108.7893 | 9.1615
Roma | ROMA_8 | OCGT | 108.7893 | 9.1615
Smithfield Energy Facility | SITHE01 | OCGT | 108.1067 | 10.9685
Smithfield Energy Facility | SITHE02 | OCGT | 113.5271 | 10.9685
Smithfield Energy Facility | SITHE03 | OCGT | 113.5271 | 10.9685
Smithfield Energy Facility | SITHE04 | OCGT | 167.987 | 10.9685
Snuggery | SNUG1 | OCGT | 57.1144 | 10.7131
Snuggery | SNUG2 | OCGT | 57.1144 | 10.7131
Snuggery | SNUG3 | OCGT | 57.1144 | 10.7131
Somerton | AGLSOM01 | OCGT | 115.5887 | 12.1563
Somerton | AGLSOM02 | OCGT | 115.5887 | 12.1563
Somerton | AGLSOM03 | OCGT | 115.5887 | 12.1563
Somerton | AGLSOM04 | OCGT | 115.5887 | 12.1563
Tamar Valley Peaking | TVPP104 | OCGT | 157.7445 | 10.0011
Temporary Generation South | SATGS1 Units 1-4 | OCGT | 0 | 10.1902
Uranquinty | URANQ11 | OCGT | 451.4757 | 8.4258
Uranquinty | URANQ12 | OCGT | 451.4757 | 8.4258
Uranquinty | URANQ13 | OCGT | 451.4757 | 8.4258
Uranquinty | URANQ14 | OCGT | 451.4757 | 8.4258
Valley Power | VPGS1 | OCGT | 135.9867 | 12.1563
Valley Power | VPGS2 | OCGT | 135.9867 | 12.1563
Valley Power | VPGS3 | OCGT | 135.9867 | 12.1563
Valley Power | VPGS4 | OCGT | 135.9867 | 12.1563
Valley Power | VPGS5 | OCGT | 135.9867 | 12.1563
Valley Power | VPGS6 | OCGT | 135.9867 | 12.1563
Angaston | ANGAS1 | Reciprocating Engine | 0 | 12.775
Angaston | ANGAS2 | Reciprocating Engine | 0 | 12.775
Barker Inlet Power Station | BIPS1_01 | Reciprocating Engine | 0 | 7.8947
Barker Inlet Power Station | BIPS1_02 | Reciprocating Engine | 0 | 7.8947
Barker Inlet Power Station | BIPS1_03 | Reciprocating Engine | 0 | 7.8947
Barker Inlet Power Station | BIPS1_04 | Reciprocating Engine | 0 | 7.8947
Barker Inlet Power Station | BIPS1_05 | Reciprocating Engine | 0 | 7.8947
Barker Inlet Power Station | BIPS1_06 | Reciprocating Engine | 0 | 7.8947
Barker Inlet Power Station | BIPS1_07 | Reciprocating Engine | 0 | 7.8947
Barker Inlet Power Station | BIPS1_08 | Reciprocating Engine | 0 | 7.8947
Barker Inlet Power Station | BIPS1_09 | Reciprocating Engine | 0 | 7.8947
Barker Inlet Power Station | BIPS1_10 | Reciprocating Engine | 0 | 7.8947
Barker Inlet Power Station | BIPS1_11 | Reciprocating Engine | 0 | 7.8947
Barker Inlet Power Station | BIPS1_12 | Reciprocating Engine | 0 | 7.8947
Lonsdale | LONSDALE | Reciprocating Engine | 0 | 7.8947
Port Stanvac 1 | PTSTAN1_1 | Reciprocating Engine | 0 | 7.8947
Port Stanvac 1 | PTSTAN1_2 | Reciprocating Engine | 0 | 7.8947
Note: Sourced from GHD 2018 AEMO costs and technical parameter review and AEMO internal analysis (for Gas-fired steam turbines).
Committed/Anticipated generators
Station | Generating Unit | Technology Type | No load heat input (GJ/h) | Marginal heat rate (GJ/MWh)
Tallawarra B | Tallawarra B | OCGT | 888 | 7.85
Kurri Kurri 1 | Kurri Kurri 1 | OCGT | 1110 | 7.85
Kurri Kurri 2 | Kurri Kurri 2 | OCGT | 1110 | 7.85
Snapper Point Power Station | Snapper Point Units 1-5 | OCGT | 0 | 10.1902
Note: Sourced from Aurecon 2020 -21 AEMO costs and technical parameter review and AEMO internal analysis.

## Max Ramp Rates
Go to Assumptions Summary
Maximum Ramp Rates (Time-Sequential Model)
Maximum rate of change in output of existing coal generators is based on 90th percentile bid ramp rates from Apr-17 to Mar-21. For other existing thermal generators this has been sourced from GHD 2018
For CCGTs modelled as separate gas and steam turbines, the ramp limit is applied to the gas turbine only
For technologies not listed, it is assumed that ramp rate does not limit dispatch.
Existing generators |  |  |  |  | New entrant technologies
Generator Station | Generating Unit | Technology Type | Max Ramp Up (MW/min) | Max Ramp Down (MW/min) | Technology | Max Ramp Up (MW/min) | Max Ramp Down (MW/min)
Bayswater | BW01 | Black Coal | 5 | 4 | CCGT | 22 | 22
Bayswater | BW02 | Black Coal | 5 | 4 | CCGT with CCS | 22 | 22
Bayswater | BW03 | Black Coal | 5 | 4 | Black Coal (advanced ultra supercritical PC) | 30 | 30
Bayswater | BW04 | Black Coal | 5 | 4 | Black Coal (advanced ultra supercritical PC) with CCS | 30 | 30
Callide B | CALL_B_1 | Black Coal | 4 | 4
Callide B | CALL_B_2 | Black Coal | 4 | 4 | Note: Sourced from Aurecon 2020-21 AEMO costs and technical parameter review.
Callide C | CPP_3 | Black Coal | 4 | 4
Callide C | CPP_4 | Black Coal | 4 | 4
Eraring | ER01 | Black Coal | 5 | 5
Eraring | ER02 | Black Coal | 5 | 5
Eraring | ER03 | Black Coal | 5 | 5
Eraring | ER04 | Black Coal | 5 | 5
Gladstone | GSTONE1 | Black Coal | 5 | 5
Gladstone | GSTONE2 | Black Coal | 5 | 5
Gladstone | GSTONE3 | Black Coal | 5 | 5
Gladstone | GSTONE4 | Black Coal | 5 | 5
Gladstone | GSTONE5 | Black Coal | 5 | 5
Gladstone | GSTONE6 | Black Coal | 5 | 5
Kogan Creek | KPP_1 | Black Coal | 8 | 8
Liddell | LD01 | Black Coal | 4 | 3
Liddell | LD02 | Black Coal | 4 | 3
Liddell | LD03 | Black Coal | 4 | 3
Liddell | LD04 | Black Coal | 4 | 3
Millmerran | MPP_1 | Black Coal | 5 | 5
Millmerran | MPP_2 | Black Coal | 5 | 5
Mt Piper | MP1 | Black Coal | 5 | 5
Mt Piper | MP2 | Black Coal | 5 | 5
Stanwell | STAN-1 | Black Coal | 4 | 4
Stanwell | STAN-2 | Black Coal | 4 | 4
Stanwell | STAN-3 | Black Coal | 4 | 4
Stanwell | STAN-4 | Black Coal | 4 | 4
Tarong | TARONG#1 | Black Coal | 4 | 4
Tarong | TARONG#2 | Black Coal | 4 | 4
Tarong | TARONG#3 | Black Coal | 4 | 4
Tarong | TARONG#4 | Black Coal | 4 | 4
Tarong North | TNPS1 | Black Coal | 4 | 4
Vales Point B | VP5 | Black Coal | 5 | 5
Vales Point B | VP6 | Black Coal | 5 | 5
Loy Yang A Power Station | LYA1 | Brown Coal | 5 | 5
Loy Yang A Power Station | LYA2 | Brown Coal | 5 | 5
Loy Yang A Power Station | LYA3 | Brown Coal | 5 | 5
Loy Yang A Power Station | LYA4 | Brown Coal | 5 | 5
Loy Yang B | LOYYB1 | Brown Coal | 10 | 10
Loy Yang B | LOYYB2 | Brown Coal | 10 | 10
Yallourn W | YWPS1 | Brown Coal | 3 | 3
Yallourn W | YWPS2 | Brown Coal | 3 | 3
Yallourn W | YWPS3 | Brown Coal | 3 | 3
Yallourn W | YWPS4 | Brown Coal | 3 | 3
Swanbank E GT | SWAN_E | CCGT | 10.7 | 10.7
Tallawarra | TALWA1 | CCGT | 6 | 6
Yarwun Cogen | YARWUN_1 | CCGT | 10 | 10
Condamine | CPSA_GT1 | CCGT - Gas Turbine | 3 | 3
Condamine | CPSA_GT2 | CCGT - Gas Turbine | 3 | 3
Darling Downs | DDPS1_GT1 | CCGT - Gas Turbine | 6.333 | 6.333
Darling Downs | DDPS1_GT2 | CCGT - Gas Turbine | 6.333 | 6.333
Darling Downs | DDPS1_GT3 | CCGT - Gas Turbine | 6.333 | 6.333
Osborne | OsborneGT | CCGT - Gas Turbine | 2.667 | 2.667
Pelican Point | PPCCGTGT1 | CCGT - Gas Turbine | 10 | 10
Pelican Point | PPCCGTGT2 | CCGT - Gas Turbine | 10 | 10
Tamar Valley | TVCC201_GT | CCGT - Gas Turbine | 1.8 | 9
Yabulu PS | YABULU | CCGT - Gas Turbine | 5.7 | 5.7
Newport | NPS | Gas-powered steam turbine | 7 | 7
Torrens Island A | TORRA1 | Gas-powered steam turbine | 4.8333 | 5
Torrens Island A | TORRA2 | Gas-powered steam turbine | 4.8333 | 5
Torrens Island A | TORRA3 | Gas-powered steam turbine | 4.8333 | 5
Torrens Island A | TORRA4 | Gas-powered steam turbine | 4.8333 | 5
Torrens Island B | TORRB1 | Gas-powered steam turbine | 7.5 | 5
Torrens Island B | TORRB2 | Gas-powered steam turbine | 7.5 | 5
Torrens Island B | TORRB3 | Gas-powered steam turbine | 7.5 | 5
Torrens Island B | TORRB4 | Gas-powered steam turbine | 7.5 | 5

## CCGT Unit Max Capacity
Go to Assumptions Summary
CCGTs Modelled as separate gas and steam turbines (Time-Sequential Model)
Separate Maximum Capacities for the gas and steam turbines of CCGTs
Sourced from NEM Generation Information (February 2022 release)
Existing generators
Generator Station | Generating Unit | Technology Type | Max Capacity (MW)
Condamine | CPSA_GT1 | CCGT - Gas Turbine | 43.7
Condamine | CPSA_GT2 | CCGT - Gas Turbine | 43.7
Condamine | CPSA_ST | CCGT - Steam Turbine | 57
Darling Downs | DDPS1_GT1 | CCGT - Gas Turbine | 121.5
Darling Downs | DDPS1_GT2 | CCGT - Gas Turbine | 121.5
Darling Downs | DDPS1_GT3 | CCGT - Gas Turbine | 121.5
Darling Downs | DDPS1_ST | CCGT - Steam Turbine | 280
Osborne | OsborneGT | CCGT - Gas Turbine | 118
Osborne | OsborneST | CCGT - Steam Turbine | 62
Pelican Point | PPCCGTGT1 | CCGT - Gas Turbine | 179
Pelican Point | PPCCGTGT2 | CCGT - Gas Turbine | 179
Pelican Point | PPCCGTST | CCGT - Steam Turbine | 171
Tamar Valley | TVCC201_GT | CCGT - Gas Turbine | 140
Tamar Valley | TVCC201_ST | CCGT - Steam Turbine | 68
Yabulu PS | YABULU | CCGT - Gas Turbine | 160
Yabulu PS | YABULU2 | CCGT - Steam Turbine | 84

## GPG Min Stable Level
Go to Assumptions Summary
Minimum Stable Level (Time-Sequential Model)
Minimum Stable Levels for CCGT and Gas-fired steam turbines
These assumptions are based on AEMO internal analysis of historical generation and operational experience
Where a generator is not listed in these tables, the Min Stable Level outlined previously on the Generation Limits worksheet is applied.
Link | Generation limits
Existing generators |  |  |  | New entrant technologies
Generator Station | Generating Unit | Technology Type | Min Stable Level (MW) | Technology | Min Stable Level (% of nameplate)
Condamine | CPSA_GT1 | CCGT - Gas Turbine | 20 | CCGT | 46%
Condamine | CPSA_GT2 | CCGT - Gas Turbine | 20 | CCGT with CCS | 46%
Condamine | CPSA_ST | CCGT - Steam Turbine | 13.1 | Note: Sourced from Aurecon 2020-21 AEMO costs and technical parameter review.
Darling Downs | DDPS1_GT1 | CCGT - Gas Turbine | 58.3
Darling Downs | DDPS1_GT2 | CCGT - Gas Turbine | 58.3
Darling Downs | DDPS1_GT3 | CCGT - Gas Turbine | 58.3
Darling Downs | DDPS1_ST | CCGT - Steam Turbine | 38.9
Newport | NPS | Gas-powered steam turbine | 100
Osborne | OsborneGT | CCGT - Gas Turbine | 90
Osborne | OsborneST | CCGT - Steam Turbine | 20
Pelican Point | PPCCGTGT1 | CCGT - Gas Turbine | 60
Pelican Point | PPCCGTGT2 | CCGT - Gas Turbine | 60
Pelican Point | PPCCGTST | CCGT - Steam Turbine | 42
Quarantine | QPS5 | OCGT | 73.5
Swanbank E GT | SWAN_E | CCGT | 95
Tallawarra | TALWA1 | CCGT | 190
Torrens Island A | TORRA1 | Gas-powered steam turbine | 30
Torrens Island A | TORRA2 | Gas-powered steam turbine | 30
Torrens Island A | TORRA3 | Gas-powered steam turbine | 30
Torrens Island A | TORRA4 | Gas-powered steam turbine | 30
Torrens Island B | TORRB1 | Gas-powered steam turbine | 40
Torrens Island B | TORRB2 | Gas-powered steam turbine | 40
Torrens Island B | TORRB3 | Gas-powered steam turbine | 40
Torrens Island B | TORRB4 | Gas-powered steam turbine | 40
Tamar Valley | TVCC201_GT | CCGT - Gas Turbine | 70.8
Tamar Valley | TVCC201_ST | CCGT - Steam Turbine | 41.4
Yabulu PS | YABULU | CCGT - Gas Turbine | 83
Yabulu PS | YABULU2 | CCGT - Steam Turbine | 57
Yarwun Cogen | YARWUN_1 | CCGT | 106

## Min Up&Down Times
Go to Assumptions Summary
Minimum Up and Down Times (Time-Sequential Model)
Minimum times for CCGT and gas-powered steam turbine units to be online (Up) or offline (Down) in unit commitment model
For CCGTs modelled as separate gas and steam turbines, the min up time is applied to the gas turbine only
Sourced from ACIL 2014 and validated by AEMO analysis
Existing generators |  |  |  | New entrant technologies
Generator Station | Generating Unit | Technology Type | Min Up/Down Time (h) | Technology | Min Up/Down Time (h)
Condamine | CPSA_GT1 | CCGT - Gas Turbine | 4 | CCGT | 4
Condamine | CPSA_GT2 | CCGT - Gas Turbine | 4 | CCGT with CCS | 4
Darling Downs | DDPS1_GT1 | CCGT - Gas Turbine | 4
Darling Downs | DDPS1_GT2 | CCGT - Gas Turbine | 4
Darling Downs | DDPS1_GT3 | CCGT - Gas Turbine | 4
Newport | NPS | Gas-powered steam turbine | 4
Osborne | OsborneGT | CCGT - Gas Turbine | 4
Pelican Point | PPCCGTGT1 | CCGT - Gas Turbine | 4
Pelican Point | PPCCGTGT2 | CCGT - Gas Turbine | 4
Swanbank E GT | SWAN_E | CCGT | 4
Tallawarra | TALWA1 | CCGT | 4
Torrens Island A | TORRA1 | Gas-powered steam turbine | 4
Torrens Island A | TORRA2 | Gas-powered steam turbine | 4
Torrens Island A | TORRA3 | Gas-powered steam turbine | 4
Torrens Island A | TORRA4 | Gas-powered steam turbine | 4
Torrens Island B | TORRB1 | Gas-powered steam turbine | 4
Torrens Island B | TORRB2 | Gas-powered steam turbine | 4
Torrens Island B | TORRB3 | Gas-powered steam turbine | 4
Torrens Island B | TORRB4 | Gas-powered steam turbine | 4
Tamar Valley | TVCC201_GT | CCGT - Gas Turbine | 4
Yabulu PS | YABULU | CCGT - Gas Turbine | 4

## Costs Summary - PEM
Go to Assumptions Summary
Regional Cost Factors - Hydrogen Technologies
Regional cost factors for each cost region and cost component have been estimated by GHD to provide an indication of the variation in each cost component of the project costs between geographic regions.
Technology cost break down ratios are estimated from the technology cost for each of the cost components given by Aurecon.
The technology specific regional cost adjustment factors are calculated as the sum of the regional cost adjustment factors of each technology cost component, which is calculated by multiplying its share in total capital cost of the technology by the regional cost factor.
CSIRO build costs projections for new entrants are overnight costs for construction in Melbourne. These regional cost factors are used to convert the Melbourne cost estimates to each region-specific cost estimate.
Regional cost factors
Region | Equipment costs | Fuel connection costs | Cost of land and development | Installation costs | O&M costs2
VIC Low | 1 | 1 | 1 | 1 | 1
VIC Medium | 1.03 | 1.03 | 1 | 1.03 | 1.03
VIC High | 1.05 | 1.05 | 1 | 1.05 | 1.05
QLD Low | 1 | 1 | 1 | 1 | 1
QLD Medium | 1.05 | 1.1048 | 1 | 1.1545 | 1.1215
QLD High | 1.1 | 1.2095 | 1 | 1.3091 | 1.2523
NSW Low | 1 | 1 | 1 | 1 | 1
NSW Medium | 1.05 | 1.0734 | 1 | 1.1017 | 1.0796
NSW High | 1.1 | 1.156 | 1 | 1.2034 | 1.1681
SA Low | 1 | 1 | 1 | 1 | 1
SA Medium | 1.05 | 1.099 | 1 | 1.1471 | 1.1188
SA High | 1.1 | 1.198 | 1 | 1.2941 | 1.2376
TAS Low | 1 | 1 | 1 | 1 | 1
TAS Medium | 1.05 | 1.0673 | 1 | 1.1028 | 1.0857
TAS High | 1.1 | 1.1442 | 1 | 1.2056 | 1.1714
Notes:
1. Sourced from GHD 2018 AEMO costs and technical parameter review, adjusted to be rebased to one in each region.
2. Operations and maintenance locational cost factors are independent to capital costs, however for the purposes of modelling, fixed O&M costs are combined with capital costs and discounted over the project life, as described in the Hydrogen technology Fixed OPEX section below.
Technology Cost breakdown ratios
Technology | Equipment costs | Fuel connection costs | Cost of land and development | Installation costs
Electrolysers - Proton Exchange Membrane | 64.81% | 0% | 7.407% | 27.78%
Technology Regional cost adjustment factors
Electrolysers - Proton Exchange Membrane
VIC Low | 1
QLD Low | 1
NSW Low | 1
SA Low | 1
TAS Low | 1
Hydrogen technology build costs, after application of regional cost factors ($/kW)
Build costs for new entrant generators by location for the selected scenario and technology. Does not include connection costs.
Cost trajectories calculated by applying regional cost factors to baseline provided for a region-specific cost estimate, as developed by CSIRO and Aurecon.
Technology and scenario choices are available through the drop down menus.
Technology: | Scenario:
Electrolysers - Proton Exchange Membrane | Hydrogen Superpower
Scenario choice
Technology Type | Cost Scenario | Region | Regional Cost Zone | Regional Cost Factor | 2020-21 | 2021-22 | 2022-23 | 2023-24 | 2024-25 | 2025-26 | 2026-27 | 2027-28 | 2028-29 | 2029-30 | 2030-31 | 2031-32 | 2032-33 | 2033-34 | 2034-35 | 2035-36 | 2036-37 | 2037-38 | 2038-39 | 2039-40 | 2040-41 | 2041-42 | 2042-43 | 2043-44 | 2044-45 | 2045-46 | 2046-47 | 2047-48 | 2048-49 | 2049-50 | 2050-51
Electrolysers - Proton Exchange Membrane | Hydrogen Superpower | QLD | QLD Low | 100% | 2748.9046 | 2192.5458 | 1795.7643 | 1514.4838 | 1323.6378 | 1179.142 | 1054.6827 | 944.7645 | 852.0954 | 769.5686 | 699.8331 | 638.2883 | 583.8537 | 536.493 | 494.1862 | 457.92 | 425.6815 | 398.4687 | 375.2831 | 355.1183 | 337.8658 | 322.8564 | 309.847 | 298.8375 | 289.8281 | 280.8187 | 272.8094 | 265.8 | 258.7906 | 252.7813 | 248.8 | Step Change
Electrolysers - Proton Exchange Membrane | Hydrogen Superpower | NSW | NSW Low | 100% | 2748.9046 | 2192.5458 | 1795.7643 | 1514.4838 | 1323.6378 | 1179.142 | 1054.6827 | 944.7645 | 852.0954 | 769.5686 | 699.8331 | 638.2883 | 583.8537 | 536.493 | 494.1862 | 457.92 | 425.6815 | 398.4687 | 375.2831 | 355.1183 | 337.8658 | 322.8564 | 309.847 | 298.8375 | 289.8281 | 280.8187 | 272.8094 | 265.8 | 258.7906 | 252.7813 | 248.8 | Hydrogen Superpower
Electrolysers - Proton Exchange Membrane | Hydrogen Superpower | VIC | VIC Low | 100% | 2748.9046 | 2192.5458 | 1795.7643 | 1514.4838 | 1323.6378 | 1179.142 | 1054.6827 | 944.7645 | 852.0954 | 769.5686 | 699.8331 | 638.2883 | 583.8537 | 536.493 | 494.1862 | 457.92 | 425.6815 | 398.4687 | 375.2831 | 355.1183 | 337.8658 | 322.8564 | 309.847 | 298.8375 | 289.8281 | 280.8187 | 272.8094 | 265.8 | 258.7906 | 252.7813 | 248.8 | Progressive Change
Electrolysers - Proton Exchange Membrane | Hydrogen Superpower | SA | SA Low | 100% | 2748.9046 | 2192.5458 | 1795.7643 | 1514.4838 | 1323.6378 | 1179.142 | 1054.6827 | 944.7645 | 852.0954 | 769.5686 | 699.8331 | 638.2883 | 583.8537 | 536.493 | 494.1862 | 457.92 | 425.6815 | 398.4687 | 375.2831 | 355.1183 | 337.8658 | 322.8564 | 309.847 | 298.8375 | 289.8281 | 280.8187 | 272.8094 | 265.8 | 258.7906 | 252.7813 | 248.8
Electrolysers - Proton Exchange Membrane | Hydrogen Superpower | TAS | TAS Low | 100% | 2748.9046 | 2192.5458 | 1795.7643 | 1514.4838 | 1323.6378 | 1179.142 | 1054.6827 | 944.7645 | 852.0954 | 769.5686 | 699.8331 | 638.2883 | 583.8537 | 536.493 | 494.1862 | 457.92 | 425.6815 | 398.4687 | 375.2831 | 355.1183 | 337.8658 | 322.8564 | 309.847 | 298.8375 | 289.8281 | 280.8187 | 272.8094 | 265.8 | 258.7906 | 252.7813 | 248.8
Hydrogen technology Fixed OPEX, after application of regional cost factors ($/kW/year)
Fixed OPEX is based on 3% of capex per annum, based on the year of commissioning. For the purpose of modelling, the discounted Fixed OPEX over the project life will be added to the build cost.
Technology Type | Cost Scenario | Region | Regional Cost Zone | Regional Cost Factor | 2020-21 | 2021-22 | 2022-23 | 2023-24 | 2024-25 | 2025-26 | 2026-27 | 2027-28 | 2028-29 | 2029-30 | 2030-31 | 2031-32 | 2032-33 | 2033-34 | 2034-35 | 2035-36 | 2036-37 | 2037-38 | 2038-39 | 2039-40 | 2040-41 | 2041-42 | 2042-43 | 2043-44 | 2044-45 | 2045-46 | 2046-47 | 2047-48 | 2048-49 | 2049-50 | 2050-51
Electrolysers - Proton Exchange Membrane | Hydrogen Superpower | QLD | QLD Low | 100% | 82.4671 | 65.7764 | 53.8729 | 45.4345 | 39.7091 | 35.3743 | 31.6405 | 28.3429 | 25.5629 | 23.0871 | 20.995 | 19.1486 | 17.5156 | 16.0948 | 14.8256 | 13.7376 | 12.7704 | 11.9541 | 11.2585 | 10.6535 | 10.136 | 9.6857 | 9.2954 | 8.9651 | 8.6948 | 8.4246 | 8.1843 | 7.974 | 7.7637 | 7.5834 | 7.464
Electrolysers - Proton Exchange Membrane | Hydrogen Superpower | NSW | NSW Low | 100% | 82.4671 | 65.7764 | 53.8729 | 45.4345 | 39.7091 | 35.3743 | 31.6405 | 28.3429 | 25.5629 | 23.0871 | 20.995 | 19.1486 | 17.5156 | 16.0948 | 14.8256 | 13.7376 | 12.7704 | 11.9541 | 11.2585 | 10.6535 | 10.136 | 9.6857 | 9.2954 | 8.9651 | 8.6948 | 8.4246 | 8.1843 | 7.974 | 7.7637 | 7.5834 | 7.464
Electrolysers - Proton Exchange Membrane | Hydrogen Superpower | VIC | VIC Low | 100% | 82.4671 | 65.7764 | 53.8729 | 45.4345 | 39.7091 | 35.3743 | 31.6405 | 28.3429 | 25.5629 | 23.0871 | 20.995 | 19.1486 | 17.5156 | 16.0948 | 14.8256 | 13.7376 | 12.7704 | 11.9541 | 11.2585 | 10.6535 | 10.136 | 9.6857 | 9.2954 | 8.9651 | 8.6948 | 8.4246 | 8.1843 | 7.974 | 7.7637 | 7.5834 | 7.464
Electrolysers - Proton Exchange Membrane | Hydrogen Superpower | SA | SA Low | 100% | 82.4671 | 65.7764 | 53.8729 | 45.4345 | 39.7091 | 35.3743 | 31.6405 | 28.3429 | 25.5629 | 23.0871 | 20.995 | 19.1486 | 17.5156 | 16.0948 | 14.8256 | 13.7376 | 12.7704 | 11.9541 | 11.2585 | 10.6535 | 10.136 | 9.6857 | 9.2954 | 8.9651 | 8.6948 | 8.4246 | 8.1843 | 7.974 | 7.7637 | 7.5834 | 7.464
Electrolysers - Proton Exchange Membrane | Hydrogen Superpower | TAS | TAS Low | 100% | 82.4671 | 65.7764 | 53.8729 | 45.4345 | 39.7091 | 35.3743 | 31.6405 | 28.3429 | 25.5629 | 23.0871 | 20.995 | 19.1486 | 17.5156 | 16.0948 | 14.8256 | 13.7376 | 12.7704 | 11.9541 | 11.2585 | 10.6535 | 10.136 | 9.6857 | 9.2954 | 8.9651 | 8.6948 | 8.4246 | 8.1843 | 7.974 | 7.7637 | 7.5834 | 7.464
Notes:
1. Sourced from Aurecon 2020-21 AEMO costs and technical parameter review.
Hydrogen technology Variable OPEX, after application of regional cost factors ($/MWh sent out)
Technology Type | Variable OPEX ($/kW/year) | bar: 2020-21 to 2030-31
| VIC low | VIC medium | VIC high | QLD low | 2020-21: QLD medium; 2021-22: QLD high; 2022-23: NSW low; 2023-24: NSW medium; 2024-25: NSW high; 2025-26: SA Low; 2026-27: SA medium; 2027-28: SA high; 2028-29: TAS low; 2029-30: TAS medium; 2030-31: TAS high
Electrolysers - Proton Exchange Membrane | 0 | 0 | 0 | 0 | 2020-21: 0; 2021-22: 0; 2022-23: 0; 2023-24: 0; 2024-25: 0; 2025-26: 0; 2026-27: 0; 2027-28: 0; 2028-29: 0; 2029-30: 0; 2030-31: 0
Notes:
1. Sourced from Aurecon 2020-21 AEMO costs and technical parameter review.
2. Electrolysers Variable O&M costs are assumed to be included in the Fixed O&M costs as per Aurecon's report.

## Build Costs - PEM
Go to Assumptions Summary
Capital Cost Projections ($/kW)
These capital cost trajectories are developed by CSIRO's GALLM (see GenCost 2020-21 report for more details) based on the technology specific capital cost estimates provided by Aurecon (2020-21 AEMO costs and technical parameter review).
The capital costs are overnight costs for construction in Melbourne. To calculate the capital costs of these technologies elsewhere in Australia, use the regional cost adjustment factors given in the Regional Cost Factors worksheet.
Build cost per scenario ($/kW) | Build cost per scenario ($/kW)
|  | Scenario | 2020-21 | 2021-22 | 2022-23 | 2023-24 | 2024-25 | 2025-26 | 2026-27 | 2027-28 | 2028-29 | 2029-30 | 2030-31 | 2031-32 | 2032-33 | 2033-34 | 2034-35 | 2035-36 | 2036-37 | 2037-38 | 2038-39 | 2039-40 | 2040-41 | 2041-42 | 2042-43 | 2043-44 | 2044-45 | 2045-46 | 2046-47 | 2047-48 | 2048-49 | 2049-50 | 2050-51
| Electrolysers - Proton Exchange Membrane | Slow Change
| Electrolysers - Proton Exchange Membrane | Steady Progress
Progressive Change Electrolysers - Proton Exchange Membrane | Electrolysers - Proton Exchange Membrane | Progressive Change | 3510 | 3435 | 2707.9 | 2218 | 1957 | 1782 | 1653 | 1538 | 1436 | 1348 | 1269 | 1202 | 1142 | 1088 | 1041 | 999 | 962 | 931 | 904 | 881 | 863 | 847 | 834 | 824 | 816 | 809 | 804 | 799 | 796 | 793 | 791
Step Change Electrolysers - Proton Exchange Membrane | Electrolysers - Proton Exchange Membrane | Step Change | 3510 | 2760 | 2239 | 1868 | 1607 | 1432 | 1303 | 1188 | 1086 | 998 | 919 | 852 | 792 | 738 | 691 | 649 | 612 | 581 | 554 | 531 | 513 | 497 | 484 | 474 | 466 | 459 | 454 | 449 | 446 | 443 | 441
Hydrogen Superpower Electrolysers - Proton Exchange Membrane | Electrolysers - Proton Exchange Membrane | Hydrogen Superpower | 2748.9046 | 2192.5458 | 1795.7643 | 1514.4838 | 1323.6378 | 1179.142 | 1054.6827 | 944.7645 | 852.0954 | 769.5686 | 699.8331 | 638.2883 | 583.8537 | 536.493 | 494.1862 | 457.92 | 425.6815 | 398.4687 | 375.2831 | 355.1183 | 337.8658 | 322.8564 | 309.847 | 298.8375 | 289.8281 | 280.8187 | 272.8094 | 265.8 | 258.7906 | 252.7813 | 248.8

## Hydrogen demand - Domestic
Go to Assumptions Summary
Total additional domestic hydrogen consumption per NEM states (Mt of H2)
Additional domestic hydrogen consumption is developed based on a multi-sector model outcome (AusTIMES) conducted by CSIRO/CWA.
'Additional' means any extra consumption of hydrogen in addition to the existing consumption for feedstock productions (such as Ammonia and fertilisers) as a result of emerging hydrogen applications.
In each scenario, any hydrogen production not produced from electrolysers is assumed to be produced via Steam Methane Reformation (SMR). For Slow Change and Steady Progress scenarios this would be all hydrogen production.
Progressive Change
| 2019-20 | 2020-21 | 2021-22 | 2022-23 | 2023-24 | 2024-25 | 2025-26 | 2026-27 | 2027-28 | 2028-29 | 2029-30 | 2030-31 | 2031-32 | 2032-33 | 2033-34 | 2034-35 | 2035-36 | 2036-37 | 2037-38 | 2038-39 | 2039-40 | 2040-41 | 2041-42 | 2042-43 | 2043-44 | 2044-45 | 2045-46 | 2046-47 | 2047-48 | 2048-49 | 2049-50
NSW | 0 | 0 | 0 | 0 | 0 | 0.0083571 | 0.010045 | 0.011753 | 0.014898 | 0.019753 | 0.038832 | 0.057934 | 0.068236 | 0.078989 | 0.086884 | 0.086331 | 0.096234 | 0.10627 | 0.10649 | 0.11133 | 0.12082 | 0.13071 | 0.14065 | 0.15155 | 0.16233 | 0.17262 | 0.18465 | 0.22121 | 0.22927 | 0.24301 | 0.34273
QLD | 0 | 0 | 0 | 0.00027391 | 0.00034269 | 0.00049305 | 0.00083337 | 0.0010107 | 0.0024583 | 0.0051786 | 0.013772 | 0.018846 | 0.024181 | 0.029721 | 0.035588 | 0.039968 | 0.044933 | 0.050044 | 0.055266 | 0.060644 | 0.06613 | 0.071768 | 0.077643 | 0.08364 | 0.08986 | 0.096197 | 0.10281 | 0.1097 | 0.11676 | 0.37474 | 0.33623
SA | 0 | 0 | 0 | 0 | 0 | 0.0045933 | 0.0054559 | 0.0062562 | 0.007494 | 0.0090509 | 0.013191 | 0.015897 | 0.018695 | 0.021604 | 0.024614 | 0.021636 | 0.023893 | 0.026224 | 0.028559 | 0.030907 | 0.032873 | 0.034799 | 0.036781 | 0.038751 | 0.040799 | 0.042926 | 0.045109 | 0.047309 | 0.049174 | 0.10518 | 0.10537
TAS | 0 | 0 | 0 | 0 | 0 | 0 | 0 | 0 | 9.9824e-05 | 0.00029219 | 0.0010096 | 0.0014009 | 0.0018175 | 0.0021686 | 0.0025348 | 0.0029156 | 0.0033077 | 0.0037186 | 0.0041412 | 0.0045745 | 0.0050416 | 0.0054908 | 0.0059613 | 0.0064394 | 0.0069394 | 0.0074079 | 0.0079924 | 0.0085542 | 0.0091255 | 0.019568 | 0.0196
VIC | 0 | 0 | 0 | 0 | 0 | 0.03688 | 0.044372 | 0.05206 | 0.060956 | 0.071076 | 0.088609 | 0.10235 | 0.11652 | 0.13193 | 0.14695 | 0.14698 | 0.14699 | 0.15035 | 0.16042 | 0.17145 | 0.18263 | 0.19406 | 0.2057 | 0.21761 | 0.22978 | 0.24224 | 0.25496 | 0.268 | 0.26802 | 0.3708 | 0.47424
NEM domestic | 0 | 0 | 0 | 0.00027391 | 0.00034269 | 0.050323 | 0.060706 | 0.071079 | 0.085907 | 0.10535 | 0.15541 | 0.19643 | 0.22945 | 0.26441 | 0.29657 | 0.29783 | 0.31536 | 0.3366 | 0.35488 | 0.3789 | 0.4075 | 0.43683 | 0.46674 | 0.49799 | 0.52972 | 0.5614 | 0.59552 | 0.65477 | 0.67236 | 1.1133 | 1.2782
Step Change
| 2019-20 | 2020-21 | 2021-22 | 2022-23 | 2023-24 | 2024-25 | 2025-26 | 2026-27 | 2027-28 | 2028-29 | 2029-30 | 2030-31 | 2031-32 | 2032-33 | 2033-34 | 2034-35 | 2035-36 | 2036-37 | 2037-38 | 2038-39 | 2039-40 | 2040-41 | 2041-42 | 2042-43 | 2043-44 | 2044-45 | 2045-46 | 2046-47 | 2047-48 | 2048-49 | 2049-50
NSW | 0 | 0 | 0 | 0 | 0 | 0.0054204 | 0.0061278 | 0.0067533 | 0.0085757 | 0.011524 | 0.025531 | 0.032952 | 0.040636 | 0.048491 | 0.056623 | 0.064927 | 0.073575 | 0.082269 | 0.091227 | 0.10143 | 0.11075 | 0.12054 | 0.13066 | 0.14114 | 0.15219 | 0.16352 | 0.1753 | 0.18741 | 0.20051 | 0.21406 | 0.2283
QLD | 0 | 0 | 0.0001272 | 0.00027395 | 0.00034273 | 0.00049311 | 0.00059405 | 0.00073317 | 0.0020994 | 0.0042282 | 0.010999 | 0.015002 | 0.019182 | 0.023572 | 0.028132 | 0.032914 | 0.037831 | 0.042914 | 0.048116 | 0.053455 | 0.16611 | 0.17772 | 0.17852 | 0.42726 | 0.43114 | 0.34345 | 0.3571 | 0.45119 | 0.45835 | 0.66896 | 0.63458
SA | 0 | 0 | 0 | 0 | 0 | 0.0029638 | 0.0032103 | 0.0032565 | 0.0038382 | 0.0046425 | 0.0079487 | 0.0098272 | 0.011724 | 0.013675 | 0.015639 | 0.017663 | 0.019241 | 0.02091 | 0.022571 | 0.024195 | 0.025906 | 0.053955 | 0.050374 | 0.072086 | 0.11795 | 0.12715 | 0.12906 | 0.13108 | 0.15333 | 0.18635 | 0.18172
TAS | 0 | 0 | 0 | 0 | 0 | 0 | 0 | 0 | 7.8619e-05 | 0.00022957 | 0.00080157 | 0.001111 | 0.0014422 | 0.0017883 | 0.0021508 | 0.0025295 | 0.0029194 | 0.0033227 | 0.0037385 | 0.0041645 | 0.012959 | 0.013556 | 0.013551 | 0.015999 | 0.017054 | 0.023104 | 0.024201 | 0.025362 | 0.026529 | 0.027758 | 0.029029
VIC | 0 | 0 | 0 | 0 | 0 | 0.027264 | 0.031836 | 0.032455 | 0.036844 | 0.042093 | 0.054226 | 0.062664 | 0.062706 | 0.066956 | 0.072185 | 0.077228 | 0.082047 | 0.086579 | 0.090824 | 0.094738 | 0.098331 | 0.10165 | 0.10461 | 0.13706 | 0.15309 | 0.16101 | 0.16779 | 0.17456 | 0.18238 | 0.19026 | 0.19847
NEM domestic | 0 | 0 | 0.0001272 | 0.00027395 | 0.00034273 | 0.036141 | 0.041768 | 0.043198 | 0.051436 | 0.062718 | 0.099506 | 0.12156 | 0.13569 | 0.15448 | 0.17473 | 0.19526 | 0.21561 | 0.23599 | 0.25648 | 0.27798 | 0.41405 | 0.46742 | 0.47772 | 0.79354 | 0.87142 | 0.81824 | 0.85346 | 0.96959 | 1.0211 | 1.2874 | 1.2721
Hydrogen Superpower
| 2019-20 | 2020-21 | 2021-22 | 2022-23 | 2023-24 | 2024-25 | 2025-26 | 2026-27 | 2027-28 | 2028-29 | 2029-30 | 2030-31 | 2031-32 | 2032-33 | 2033-34 | 2034-35 | 2035-36 | 2036-37 | 2037-38 | 2038-39 | 2039-40 | 2040-41 | 2041-42 | 2042-43 | 2043-44 | 2044-45 | 2045-46 | 2046-47 | 2047-48 | 2048-49 | 2049-50
NSW | 0 | 0 | 0 | 0 | 0 | 0.01984 | 0.029295 | 0.033632 | 0.053851 | 0.068704 | 0.093176 | 0.11518 | 0.13781 | 0.161 | 0.18711 | 0.21153 | 0.23646 | 0.26174 | 0.28751 | 0.31383 | 0.39364 | 0.60264 | 0.65459 | 0.68704 | 0.72032 | 0.75428 | 0.76899 | 0.78238 | 0.79672 | 0.81106 | 0.82686
QLD | 0 | 0 | 0 | 0 | 0 | 0.002367 | 0.0082102 | 0.014191 | 0.022095 | 0.030462 | 0.035535 | 0.045249 | 0.055495 | 0.066222 | 0.077306 | 0.35861 | 0.37496 | 0.49324 | 0.51896 | 0.55854 | 0.56042 | 0.56767 | 0.58294 | 0.60241 | 0.62513 | 0.64589 | 0.66974 | 0.73378 | 0.75337 | 0.77383 | 0.79604
SA | 0 | 0 | 0 | 0 | 0 | 0.010043 | 0.0136 | 0.017383 | 0.021959 | 0.024249 | 0.032821 | 0.039632 | 0.046375 | 0.053224 | 0.060086 | 0.067266 | 0.074329 | 0.080693 | 0.087013 | 0.19155 | 0.19995 | 0.209 | 0.21887 | 0.2285 | 0.23843 | 0.24845 | 0.25479 | 0.26046 | 0.26668 | 0.27261 | 0.27834
TAS | 0 | 0 | 0 | 0 | 0 | 0.00011376 | 0.0003815 | 0.00072806 | 0.0012144 | 0.0018594 | 0.0023068 | 0.0030692 | 0.003867 | 0.0046978 | 0.0055627 | 0.0064672 | 0.0073821 | 0.012853 | 0.012853 | 0.017968 | 0.024528 | 0.026173 | 0.027806 | 0.029493 | 0.031232 | 0.033023 | 0.033969 | 0.034867 | 0.035748 | 0.036712 | 0.037685
VIC | 0 | 0 | 0 | 0 | 0 | 0.017162 | 0.02335 | 0.06281 | 0.18063 | 0.20813 | 0.23461 | 0.26844 | 0.3019 | 0.38955 | 0.42519 | 0.44114 | 0.46584 | 0.48266 | 0.4999 | 0.59458 | 0.62656 | 0.71927 | 0.76656 | 0.80367 | 0.84272 | 0.88062 | 0.96469 | 1.0092 | 1.0663 | 1.1127 | 1.162
NEM domestic | 0 | 0 | 0 | 0 | 0 | 0.049526 | 0.074837 | 0.12874 | 0.27975 | 0.3334 | 0.39845 | 0.47157 | 0.54544 | 0.67469 | 0.75526 | 1.085 | 1.159 | 1.3312 | 1.4062 | 1.6765 | 1.8051 | 2.1248 | 2.2508 | 2.3511 | 2.4578 | 2.5623 | 2.6922 | 2.8207 | 2.9188 | 3.007 | 3.1009
Strong Electrification sensitivity
| 2019-20 | 2020-21 | 2021-22 | 2022-23 | 2023-24 | 2024-25 | 2025-26 | 2026-27 | 2027-28 | 2028-29 | 2029-30 | 2030-31 | 2031-32 | 2032-33 | 2033-34 | 2034-35 | 2035-36 | 2036-37 | 2037-38 | 2038-39 | 2039-40 | 2040-41 | 2041-42 | 2042-43 | 2043-44 | 2044-45 | 2045-46 | 2046-47 | 2047-48 | 2048-49 | 2049-50
NSW | 0 | 0 | 0 | 0 | 0 | 0.00021932 | 0.00056731 | 0.0010926 | 0.0018323 | 0.0027754 | 0.0046935 | 0.0062608 | 0.0079133 | 0.0096391 | 0.011432 | 0.013308 | 0.015254 | 0.017271 | 0.019357 | 0.021516 | 0.023749 | 0.026062 | 0.02847 | 0.030969 | 0.03354 | 0.036181 | 0.036878 | 0.037556 | 0.038285 | 0.039042 | 0.039793
QLD | 0 | 0 | 0 | 0 | 0 | 0.00015734 | 0.00049006 | 0.0010003 | 0.0017088 | 0.0026266 | 0.0030695 | 0.0039605 | 0.0048946 | 0.0058689 | 0.006885 | 0.0079491 | 0.0090533 | 0.010198 | 0.011381 | 0.012606 | 0.01386 | 0.015146 | 0.016481 | 0.017866 | 0.019302 | 0.020789 | 0.021164 | 0.021536 | 0.021887 | 0.022218 | 0.022518
SA | 0 | 0 | 0 | 0 | 0 | 4.1165e-05 | 0.00012188 | 0.00024585 | 0.00043378 | 0.00069346 | 0.0010351 | 0.0013943 | 0.0017712 | 0.0021645 | 0.0025749 | 0.003005 | 0.0034476 | 0.003906 | 0.00438 | 0.004783 | 0.0051996 | 0.0056309 | 0.0060782 | 0.0065422 | 0.0070302 | 0.0075348 | 0.0076592 | 0.0077797 | 0.0078969 | 0.0080252 | 0.008145
TAS | 0 | 0 | 0 | 0 | 0 | 1.1371e-05 | 3.4079e-05 | 6.2496e-05 | 0.00010175 | 0.00015301 | 0.00018168 | 0.0002371 | 0.00029546 | 0.00035656 | 0.00042058 | 0.00048782 | 0.00055773 | 0.00063029 | 0.00070551 | 0.00078347 | 0.00086419 | 0.00094792 | 0.0010349 | 0.0011324 | 0.0012337 | 0.0013386 | 0.0013653 | 0.0013903 | 0.0014136 | 0.0014422 | 0.0014715
VIC | 0 | 0 | 0 | 0 | 0 | 0.00016178 | 0.000495 | 0.0010046 | 0.0017103 | 0.0026229 | 0.0035341 | 0.00473 | 0.0059836 | 0.0070854 | 0.0082332 | 0.0094341 | 0.010666 | 0.011941 | 0.013243 | 0.01459 | 0.015981 | 0.017421 | 0.018914 | 0.020462 | 0.022066 | 0.023725 | 0.02415 | 0.024564 | 0.024963 | 0.025343 | 0.025694
NEM domestic | 0 | 0 | 0 | 0 | 0 | 0.00059098 | 0.0017083 | 0.0034058 | 0.0057868 | 0.0088713 | 0.012514 | 0.016583 | 0.020858 | 0.025114 | 0.029545 | 0.034184 | 0.038979 | 0.043946 | 0.049067 | 0.054278 | 0.059654 | 0.065209 | 0.070978 | 0.076972 | 0.083172 | 0.089569 | 0.091217 | 0.092826 | 0.094446 | 0.096071 | 0.097621
In this sensitivity, the additional hydrogen is only used for road transport.
Domestic hydrogen production by electrolysers per NEM states (Mt of H2)
Note that depending on the scenario, not all domestic demand is produced via electrolysers.
To estimate the electricity load required for the electrolysers, multiply 'Mts' to 'electrolysers electricity consumption rate (kWh/kg H2)' detailed in the sheet 'Other hydrogen assumptions'.
To further estimate capacity of electrolysers, apply 80% utilisation factor to the electricity load requirement.
Progressive Change
| 2019-20 | 2020-21 | 2021-22 | 2022-23 | 2023-24 | 2024-25 | 2025-26 | 2026-27 | 2027-28 | 2028-29 | 2029-30 | 2030-31 | 2031-32 | 2032-33 | 2033-34 | 2034-35 | 2035-36 | 2036-37 | 2037-38 | 2038-39 | 2039-40 | 2040-41 | 2041-42 | 2042-43 | 2043-44 | 2044-45 | 2045-46 | 2046-47 | 2047-48 | 2048-49 | 2049-50
NSW | 0 | 0 | 0 | 0 | 0 | 0 | 0 | 0 | 0 | 0 | 0 | 0 | 0 | 0 | 0 | 0 | 0 | 0 | 0 | 0 | 0.0011605 | 0.0026011 | 0.012556 | 0.023399 | 0.034095 | 0.044106 | 0.055974 | 0.092561 | 0.10066 | 0.11462 | 0.21399
QLD | 0 | 0 | 0 | 0 | 0 | 0 | 0 | 0 | 0 | 0 | 0 | 0 | 0 | 0.00084684 | 0.002188 | 0.0031832 | 0.0043199 | 0.0054892 | 0.0073084 | 0.012673 | 0.018167 | 0.023829 | 0.029662 | 0.035768 | 0.041898 | 0.048195 | 0.054838 | 0.061843 | 0.068512 | 0.32691 | 0.28831
SA | 0 | 0 | 0 | 0 | 0 | 0 | 0 | 0 | 0 | 0 | 0 | 0 | 0 | 0 | 0 | 0 | 0 | 0 | 0.00080166 | 0.0030911 | 0.0049568 | 0.0068463 | 0.0087937 | 0.010748 | 0.012753 | 0.014792 | 0.016828 | 0.019556 | 0.021392 | 0.077256 | 0.077323
TAS | 0 | 0 | 0 | 0 | 0 | 0 | 0 | 0 | 0 | 0 | 0 | 0 | 0 | 0 | 0 | 0.00015762 | 0.00061315 | 0.0010358 | 0.0014707 | 0.0019148 | 0.0021422 | 0.0028225 | 0.003415 | 0.0039214 | 0.0044891 | 0.0048249 | 0.0055229 | 0.0062585 | 0.0068353 | 0.017274 | 0.017274
VIC | 0 | 0 | 0 | 0 | 0 | 0 | 0 | 0 | 0 | 0 | 0 | 0 | 0 | 0 | 0 | 0 | 0 | 0 | 0 | 0 | 0 | 0 | 0 | 0 | 0 | 0 | 0 | 0 | 0 | 0 | 0
NEM domestic | 0 | 0 | 0 | 0 | 0 | 0 | 0 | 0 | 0 | 0 | 0 | 0 | 0 | 0.00084684 | 0.002188 | 0.0033408 | 0.004933 | 0.0065249 | 0.0095808 | 0.017679 | 0.026427 | 0.036099 | 0.054426 | 0.073837 | 0.093234 | 0.11192 | 0.13316 | 0.18022 | 0.1974 | 0.53607 | 0.5969
Step Change
| 2019-20 | 2020-21 | 2021-22 | 2022-23 | 2023-24 | 2024-25 | 2025-26 | 2026-27 | 2027-28 | 2028-29 | 2029-30 | 2030-31 | 2031-32 | 2032-33 | 2033-34 | 2034-35 | 2035-36 | 2036-37 | 2037-38 | 2038-39 | 2039-40 | 2040-41 | 2041-42 | 2042-43 | 2043-44 | 2044-45 | 2045-46 | 2046-47 | 2047-48 | 2048-49 | 2049-50
NSW | 0 | 0 | 0 | 0 | 0 | 0 | 0 | 0 | 0 | 0 | 0 | 0 | 0 | 0.00098176 | 0.0091724 | 0.017547 | 0.026134 | 0.034879 | 0.043784 | 0.054088 | 0.063902 | 0.07369 | 0.083505 | 0.093792 | 0.10473 | 0.11603 | 0.1278 | 0.13978 | 0.15271 | 0.16623 | 0.18037
QLD | 0 | 0 | 0 | 0 | 0 | 0 | 0 | 0 | 0 | 0 | 0.0015529 | 0.0030926 | 0.0072962 | 0.011677 | 0.016249 | 0.021107 | 0.026175 | 0.031327 | 0.036636 | 0.042012 | 0.14527 | 0.1569 | 0.15764 | 0.40636 | 0.41017 | 0.33183 | 0.34474 | 0.42998 | 0.43713 | 0.6477 | 0.6132
SA | 0 | 0 | 0 | 0 | 0 | 0 | 0 | 0 | 0 | 0 | 0 | 0 | 0.00066026 | 0.0025382 | 0.0044739 | 0.0064468 | 0.0080199 | 0.0096064 | 0.011584 | 0.013297 | 0.01496 | 0.043056 | 0.039473 | 0.061152 | 0.10282 | 0.11191 | 0.11376 | 0.11573 | 0.13792 | 0.17083 | 0.16606
TAS | 0 | 0 | 0 | 0 | 0 | 0 | 0 | 0 | 0 | 0 | 0 | 0.0003327 | 0.00072367 | 0.0010881 | 0.0014819 | 0.0018789 | 0.0022856 | 0.0028391 | 0.0032709 | 0.0037127 | 0.012533 | 0.013176 | 0.013176 | 0.015617 | 0.01669 | 0.022261 | 0.023377 | 0.024536 | 0.025709 | 0.026944 | 0.028215
VIC | 0 | 0 | 0 | 0 | 0 | 0 | 0 | 0 | 0 | 0 | 0 | 0 | 0 | 0 | 0 | 0 | 0 | 0 | 0 | 0.00064501 | 0.004179 | 0.0074229 | 0.010423 | 0.042825 | 0.058821 | 0.066736 | 0.073783 | 0.080499 | 0.088137 | 0.09604 | 0.10406
NEM domestic | 0 | 0 | 0 | 0 | 0 | 0 | 0 | 0 | 0 | 0 | 0.0015529 | 0.0034253 | 0.0086801 | 0.016285 | 0.031377 | 0.04698 | 0.062615 | 0.078652 | 0.095275 | 0.11375 | 0.24085 | 0.29425 | 0.30422 | 0.61975 | 0.69323 | 0.64877 | 0.68346 | 0.79053 | 0.8416 | 1.1078 | 1.0919
Hydrogen Superpower
| 2019-20 | 2020-21 | 2021-22 | 2022-23 | 2023-24 | 2024-25 | 2025-26 | 2026-27 | 2027-28 | 2028-29 | 2029-30 | 2030-31 | 2031-32 | 2032-33 | 2033-34 | 2034-35 | 2035-36 | 2036-37 | 2037-38 | 2038-39 | 2039-40 | 2040-41 | 2041-42 | 2042-43 | 2043-44 | 2044-45 | 2045-46 | 2046-47 | 2047-48 | 2048-49 | 2049-50
NSW | 0 | 0 | 0 | 0 | 0 | 0 | 0 | 0 | 0 | 0 | 0.0023557 | 0.024363 | 0.046986 | 0.070179 | 0.096293 | 0.12071 | 0.14564 | 0.17092 | 0.19669 | 0.22301 | 0.30282 | 0.51182 | 0.56377 | 0.59622 | 0.6295 | 0.66346 | 0.67817 | 0.69156 | 0.7059 | 0.72024 | 0.73604
QLD | 0 | 0 | 0 | 0 | 0 | 0 | 0 | 0 | 0.0073556 | 0.015723 | 0.020795 | 0.03051 | 0.040755 | 0.051482 | 0.062566 | 0.34387 | 0.36022 | 0.4785 | 0.50422 | 0.5438 | 0.54568 | 0.55293 | 0.5682 | 0.58767 | 0.61039 | 0.63115 | 0.655 | 0.71905 | 0.73863 | 0.75909 | 0.7813
SA | 0 | 0 | 0 | 0 | 0 | 0 | 0 | 0 | 0 | 0 | 0.0098479 | 0.016659 | 0.023402 | 0.030251 | 0.037113 | 0.044293 | 0.051357 | 0.05772 | 0.064041 | 0.16858 | 0.17697 | 0.18603 | 0.1959 | 0.20552 | 0.21545 | 0.22548 | 0.23182 | 0.23749 | 0.24371 | 0.24964 | 0.25536
TAS | 0 | 0 | 0 | 0 | 0 | 0 | 0 | 0 | 0 | 0 | 9.1318e-05 | 0.00085371 | 0.0016515 | 0.0024823 | 0.0033472 | 0.0042517 | 0.0051666 | 0.010637 | 0.010637 | 0.015753 | 0.022313 | 0.023957 | 0.025591 | 0.027277 | 0.029016 | 0.030808 | 0.031753 | 0.032652 | 0.033532 | 0.034496 | 0.03547
VIC | 0 | 0 | 0 | 0 | 0 | 0 | 0 | 0 | 0 | 0 | 0 | 0 | 0 | 0 | 0 | 0 | 0.0033977 | 0.020213 | 0.03746 | 0.13214 | 0.16412 | 0.25683 | 0.30412 | 0.34123 | 0.38027 | 0.41818 | 0.50224 | 0.54678 | 0.60382 | 0.6503 | 0.69953
NEM domestic | 0 | 0 | 0 | 0 | 0 | 0 | 0 | 0 | 0.0073556 | 0.015723 | 0.03309 | 0.072385 | 0.11279 | 0.15439 | 0.19932 | 0.51312 | 0.56579 | 0.73799 | 0.81305 | 1.0833 | 1.2119 | 1.5316 | 1.6576 | 1.7579 | 1.8646 | 1.9691 | 2.099 | 2.2275 | 2.3256 | 2.4138 | 2.5077
Strong Electrification sensitivity
| 2019-20 | 2020-21 | 2021-22 | 2022-23 | 2023-24 | 2024-25 | 2025-26 | 2026-27 | 2027-28 | 2028-29 | 2029-30 | 2030-31 | 2031-32 | 2032-33 | 2033-34 | 2034-35 | 2035-36 | 2036-37 | 2037-38 | 2038-39 | 2039-40 | 2040-41 | 2041-42 | 2042-43 | 2043-44 | 2044-45 | 2045-46 | 2046-47 | 2047-48 | 2048-49 | 2049-50
NSW | 0 | 0 | 0 | 0 | 0 | 0 | 0 | 0 | 0 | 0 | 0 | 0.0014982 | 0.0030541 | 0.0046782 | 0.0064589 | 0.0083653 | 0.0105 | 0.012647 | 0.014735 | 0.017299 | 0.019565 | 0.021896 | 0.024297 | 0.02679 | 0.029355 | 0.031986 | 0.03267 | 0.033325 | 0.034006 | 0.034658 | 0.035305
QLD | 0 | 0 | 0 | 0 | 0 | 0 | 0 | 0 | 7.7146e-05 | 0.00087433 | 0.0011898 | 0.001969 | 0.0029257 | 0.0038564 | 0.0050325 | 0.0062953 | 0.0075334 | 0.0086761 | 0.0098675 | 0.011083 | 0.012319 | 0.01359 | 0.014919 | 0.016308 | 0.01773 | 0.019206 | 0.019597 | 0.01995 | 0.020284 | 0.020567 | 0.020872
SA | 0 | 0 | 0 | 0 | 0 | 0 | 0 | 0 | 0 | 0 | 0.00026284 | 0.00054817 | 0.00087605 | 0.0012026 | 0.0018402 | 0.0024153 | 0.0029021 | 0.0035502 | 0.0040093 | 0.004415 | 0.004872 | 0.0053297 | 0.0057678 | 0.0062218 | 0.0067066 | 0.0072064 | 0.0073242 | 0.0074259 | 0.007498 | 0.0076297 | 0.0076222
TAS | 0 | 0 | 0 | 0 | 0 | 0 | 0 | 0 | 0 | 0 | 0 | 3.1802e-05 | 6.5065e-05 | 0.00017814 | 0.00021428 | 0.00025194 | 0.00029022 | 0.00032973 | 0.00039912 | 0.0004708 | 0.00055772 | 0.0008477 | 0.0010416 | 0.0011713 | 0.0012642 | 0.001269 | 0.0014129 | 0.0014389 | 0.0014224 | 0.0015052 | 0.0014649
VIC | 0 | 0 | 0 | 0 | 0 | 0 | 0 | 0 | 0 | 0 | 0 | 0 | 0 | 0 | 0.0010812 | 0.0021856 | 0.0033924 | 0.0047545 | 0.0060714 | 0.0073754 | 0.0087704 | 0.010442 | 0.012599 | 0.01418 | 0.015113 | 0.017348 | 0.017785 | 0.018193 | 0.018581 | 0.018953 | 0.019299
NEM domestic | 0 | 0 | 0 | 0 | 0 | 0 | 0 | 0 | 7.7146e-05 | 0.00087433 | 0.0014527 | 0.0040472 | 0.0069209 | 0.0099154 | 0.014627 | 0.019513 | 0.024618 | 0.029957 | 0.035082 | 0.040643 | 0.046084 | 0.052105 | 0.058625 | 0.064671 | 0.070168 | 0.077016 | 0.078789 | 0.080332 | 0.081791 | 0.083314 | 0.084562
In this sensitivity, the additional hydrogen is only used for road transport.

## Hydrogen demand - Export&Steel
Go to Assumptions Summary
These assumptions are applicable to the Hydrogen Superpower scenario only.
Total hydrogen export by NEM states (Mt of H2)
Export hydrogen production is developed based on a multi-sector model outcome (AusTIMES) conducted by CSIRO/CWA. The input to AusTIMES were established through consultation specific to the hydrogen scenario development.
| 2019-20 | 2020-21 | 2021-22 | 2022-23 | 2023-24 | 2024-25 | 2025-26 | 2026-27 | 2027-28 | 2028-29 | 2029-30 | 2030-31 | 2031-32 | 2032-33 | 2033-34 | 2034-35 | 2035-36 | 2036-37 | 2037-38 | 2038-39 | 2039-40 | 2040-41 | 2041-42 | 2042-43 | 2043-44 | 2044-45 | 2045-46 | 2046-47 | 2047-48 | 2048-49 | 2049-50
NEM export | 0 | 0 | 0 | 0.0018295 | 0.0054963 | 0.042031 | 0.094776 | 0.20181 | 0.43278 | 0.72973 | 0.81126 | 0.96219 | 1.078 | 1.2562 | 1.8974 | 2.6439 | 3.1197 | 3.5256 | 3.746 | 3.779 | 3.7907 | 4.4254 | 5.6123 | 6.6967 | 7.6852 | 8.5576 | 9.4645 | 10.4276 | 11.2977 | 12.0749 | 12.764
Additional hydrogen demand for green steel production (Mt of H2)
Hydrogen demand for green steel production is developed based on a multi-sector model outcome (AusTIMES) conducted by CSIRO/CWA.
| 2019-20 | 2020-21 | 2021-22 | 2022-23 | 2023-24 | 2024-25 | 2025-26 | 2026-27 | 2027-28 | 2028-29 | 2029-30 | 2030-31 | 2031-32 | 2032-33 | 2033-34 | 2034-35 | 2035-36 | 2036-37 | 2037-38 | 2038-39 | 2039-40 | 2040-41 | 2041-42 | 2042-43 | 2043-44 | 2044-45 | 2045-46 | 2046-47 | 2047-48 | 2048-49 | 2049-50
Hydrogen demand for green steel | 0 | 0 | 0 | 0 | 0 | 0.00047943 | 0.00065282 | 0.00088892 | 0.0012104 | 0.0016482 | 0.0022442 | 0.0030559 | 0.0041611 | 0.005666 | 0.0077151 | 0.010505 | 0.014305 | 0.019478 | 0.026522 | 0.036114 | 0.049175 | 0.066959 | 0.091174 | 0.12415 | 0.16905 | 0.23018 | 0.31343 | 0.42678 | 0.58113 | 0.79129 | 1.59
Electricity demand for green steel production (TWh)
This electricity demand is an additional inflexible load (for the purpose of arc furnaces) to the flexible electrolysers' load that are required for green steel production.
This load is estimated based on a multi-sector model outcome (AusTIMES) conducted by CSIRO/CWA.
| 2019-20 | 2020-21 | 2021-22 | 2022-23 | 2023-24 | 2024-25 | 2025-26 | 2026-27 | 2027-28 | 2028-29 | 2029-30 | 2030-31 | 2031-32 | 2032-33 | 2033-34 | 2034-35 | 2035-36 | 2036-37 | 2037-38 | 2038-39 | 2039-40 | 2040-41 | 2041-42 | 2042-43 | 2043-44 | 2044-45 | 2045-46 | 2046-47 | 2047-48 | 2048-49 | 2049-50
Electricity demand for green steel | 0 | 0 | 0 | 0 | 0 | 0.014461 | 0.019691 | 0.026813 | 0.03651 | 0.049715 | 0.067695 | 0.092177 | 0.12551 | 0.17091 | 0.23272 | 0.31688 | 0.43148 | 0.58752 | 0.8 | 1.0893 | 1.4833 | 2.0197 | 2.7502 | 3.7448 | 5.0991 | 6.9431 | 9.4541 | 12.8732 | 17.5289 | 23.8682 | 47.9611

## Hydrogen export ports
Go to Assumptions Summary
These assumptions are applicable to the Hydrogen Superpower scenario only.
Export Ports |  | Candidate hydrogen export ports and REZs
Hydrogen export ports were selected from 30 hydrogen hubs identified in Arup's 2019 report. (ARUP, 2019, 'Australian Hydrogen Hubs Study')
Nine candidate ports were selected, as illustrated in the figure and table below.
NEM Region | Potential port location
New South Wales | Newcastle, Port Kembla
Queensland | Gladstone, Townsville
South Australia | Port Bonython, Cape Hardy/Port Spencer
Tasmania | Bell Bay
Victoria | Geelong, Portland
Distances from REZs to the ports for the Hydrogen Superpower scenario and costs are shown in the 'Build limits' tab, columns N and O.

## Other hydrogen assumptions
Go to Assumptions Summary
Hydrogen heat content (GJ/t)
To convert to or from GJ to tonnes (the two commonly used mesaures of hydrogen)
GJ/t
Hydrogen heat content | 142
Electrolysers electricity consumption rate (kWh/kg H2)
Based on: > Aurecon, 2020-21 AEMO costs and technical parameter review, for values in 2019-2020 > CSIRO, National Hydrogen Roadmap (2018), for improvement rate in other years.
| 2019-20 | 2020-21 | 2021-22 | 2022-23 | 2023-24 | 2024-25 | 2025-26 | 2026-27 | 2027-28 | 2028-29 | 2029-30 | 2030-31 | 2031-32 | 2032-33 | 2033-34 | 2034-35 | 2035-36 | 2036-37 | 2037-38 | 2038-39 | 2039-40 | 2040-41 | 2041-42 | 2042-43 | 2043-44 | 2044-45 | 2045-46 | 2046-47 | 2047-48 | 2048-49 | 2049-50
Proton Exchange Membrane (PEM) | 60 | 59.6667 | 59.3333 | 59 | 58.6667 | 58.3333 | 58 | 57.6667 | 57.3333 | 57 | 56.6667 | 56.3333 | 56 | 55.6667 | 55.3333 | 55 | 54.6667 | 54.3333 | 54 | 53.6667 | 53.3333 | 53 | 52.6667 | 52.3333 | 52 | 51.6667 | 51.3333 | 51 | 50.6667 | 50.3333 | 50
Electricity consumption rate adjustments to include conversion to ammonia (kWh/kg H2)
Conversion to ammonia is only assumed for export purposes. This is in addition to the hydrogen electricity demand identified in the Hydrogen demand sheets.
| 2019-20 | 2020-21 | 2021-22 | 2022-23 | 2023-24 | 2024-25 | 2025-26 | 2026-27 | 2027-28 | 2028-29 | 2029-30 | 2030-31 | 2031-32 | 2032-33 | 2033-34 | 2034-35 | 2035-36 | 2036-37 | 2037-38 | 2038-39 | 2039-40 | 2040-41 | 2041-42 | 2042-43 | 2043-44 | 2044-45 | 2045-46 | 2046-47 | 2047-48 | 2048-49 | 2049-50
Inflexible load additional to the PEM consumption above | 2.7726 | 2.7636 | 2.7546 | 2.7455 | 2.7365 | 2.7275 | 2.7184 | 2.7094 | 2.7004 | 2.6913 | 2.6823 | 2.6733 | 2.6642 | 2.6552 | 2.6462 | 2.6371 | 2.6281 | 2.6191 | 2.61 | 2.601 | 2.592 | 2.5829 | 2.5739 | 2.5649 | 2.5559 | 2.5468 | 2.5378 | 2.5288 | 2.5197 | 2.5107 | 2.5017
Adopted from CSIRO, National Hydrogen Roadmap (2018)
Electrolysers baseload (%)
Baseload consumption from Kopp et el. (2017) and stakeholders feedback. This is in addition to the hydrogen electricity demand identified in the Hydrogen demand sheets.
% of capacity
% of total electrolysers capacity in MW - Domestic applications | 2019-20: 4.5%
% of total electrolysers capacity in MW - Export applications | bar: 2019-20
PEM hydrogen production operation parameters
Sourced from Aurecon, 2020-21 AEMO costs and technical parameter review
Technology | 2019-20: Lead time for development (years)1; 2020-21: Lead time (years)2; 2021-22: Construction Time (years)3; 2022-23: Total lead time (years); 2023-24: Economic Life (years)4; 2024-25: Technical Life (years)5; 2025-26: Fixed OPEX ($/kW/year); 2026-27: VOM ($/MWh sent-out)6
Proton Exchange Membrane (PEM) | 2019-20: 2; 2020-21: 1.5; 2021-22: 0.5; 2022-23: 4; 2023-24: 10; 2024-25: 25; 2025-26: 97.5; 2026-27: 0
Notes:
1. Aurecon has assumed that Lead time for development is the time to undertake feasibility studies, procurement and contract negotiations, obtain permits and approvals, secure land agreements, fuel supply and obtain financing.
2. Aurecon has assumed Lead time as the time from issue of Notice to Proceed (NTP) to the EPC contractor up to the delivery of all major equipment to site.
3. Aurecon has provided some components of lead time in weeks or fractions of years. AEMO has rounded the total lead time to the nearest whole number of years for capacity planning.
4. Period of time required for the project to recover build costs.
5. Period of time the project is operational before life extension refurbishment or retirement.
6. Electrolysers and Fuel cells Variable O&M costs are assumed to be included in the Fixed O&M costs as per Aurecon's report.

## Summary Mapping
Go to Assumptions Summary
Summary Mapping
Existing Generator | Technology Type | Region | Sub-Region | REZ Location | Status | Regional Build Cost Zone | Fuel Type | Fuel Cost Mapping | Summer Rating (MW) | Not Summer Rating (MW) | Forced Outage Rate |  |  |  | Mean Time to Repair |  |  |  | Maintenance duration (%) | Minimum Load (MW) | Maximum Capacity Factor (%) | FOM ($/kW/annum) | VOM ($/MWh sent-out) | Emissions Technology | MLF | Auxiliary Load (%) | Connection cost |  | Build Limit |  | Total Lead Time | Retirement
[11 empty] | Full outage (% of time) |  | Partial outage (% of time) |  | Full outage |  | Partial outage
[11 empty] | Until 2022 | Post 2022 | Until 2022 | Post 2022 | Until 2022 | Post 2022 | Until 2022 | Post 2022 | [8 empty] | Technology | Region | Technology | Region
Bayswater | Steam Sub Critical | NSW | CNSW | N/A | Existing | N/A | Black Coal | Bayswater | Bayswater | Bayswater | Black Coal NSW | Black Coal NSW | Black Coal NSW | Black Coal NSW | Black Coal NSW | Black Coal NSW | Black Coal NSW | Black Coal NSW | Black Coal | BW01 | NSW Coal | Bayswater | Bayswater |  | Bayswater | Black Coal NSW | [5 empty] | Bayswater
Eraring | Steam Sub Critical | NSW | SNW | N/A | Existing | N/A | Black Coal | Eraring | Eraring | Eraring | Black Coal NSW | Black Coal NSW | Black Coal NSW | Black Coal NSW | Black Coal NSW | Black Coal NSW | Black Coal NSW | Black Coal NSW | Black Coal | ER01 | NSW Coal | Eraring | Eraring |  | Eraring | Black Coal NSW | [5 empty] | Eraring
Liddell | Steam Sub Critical | NSW | CNSW | N/A | Existing | N/A | Black Coal | Liddell | Liddell | Liddell | Black Coal NSW | Black Coal NSW | Black Coal NSW | Black Coal NSW | Black Coal NSW | Black Coal NSW | Black Coal NSW | Black Coal NSW | Black Coal | LD01 | NSW Coal | Liddell | Liddell |  | Liddell | Black Coal NSW | [5 empty] | Liddell
Mt Piper | Steam Sub Critical | NSW | CNSW | N/A | Existing | N/A | Black Coal | Mt Piper | Mt Piper | Mt Piper | Black Coal NSW | Black Coal NSW | Black Coal NSW | Black Coal NSW | Black Coal NSW | Black Coal NSW | Black Coal NSW | Black Coal NSW | Black Coal | MP1 | NSW Coal | Mt Piper | Mt Piper |  | Mt Piper | Black Coal NSW | [5 empty] | Mount Piper
Vales Point B | Steam Sub Critical | NSW | SNW | N/A | Existing | N/A | Black Coal | Vales Point B | Vales Point B | Vales Point B | Black Coal NSW | Black Coal NSW | Black Coal NSW | Black Coal NSW | Black Coal NSW | Black Coal NSW | Black Coal NSW | Black Coal NSW | Black Coal | VP5 | NSW Coal | Vales Point B | Vales Point B |  | Vales Point B | Black Coal NSW | [5 empty] | Vales Point B
Callide B | Steam Sub Critical | QLD | CNQ | N/A | Existing | N/A | Black Coal | Callide B | Callide B | Callide B | Black Coal QLD | Black Coal QLD | Black Coal QLD | Black Coal QLD | Black Coal QLD | Black Coal QLD | Black Coal QLD | Black Coal QLD | Black Coal | CALL_B_1 |  | Callide B | Callide B |  | Callide B | Black Coal QLD | [5 empty] | Callide B
Callide C | Steam Super Critical | QLD | CNQ | N/A | Existing | N/A | Black Coal | Callide C | Callide C | Callide C | Black Coal QLD | Black Coal QLD | Black Coal QLD | Black Coal QLD | Black Coal QLD | Black Coal QLD | Black Coal QLD | Black Coal QLD | Black Coal | CPP_3 |  | Callide C | Callide C |  | Callide C | Black Coal QLD | [5 empty] | Callide C
Gladstone | Steam Sub Critical | QLD | GG | N/A | Existing | N/A | Black Coal | Gladstone | Gladstone | Gladstone | Black Coal QLD | Black Coal QLD | Black Coal QLD | Black Coal QLD | Black Coal QLD | Black Coal QLD | Black Coal QLD | Black Coal QLD | Black Coal | GSTONE1 |  | Gladstone | Gladstone |  | Gladstone | Black Coal QLD | [5 empty] | Gladstone
Kogan Creek | Steam Super Critical | QLD | SQ | N/A | Existing | N/A | Black Coal | Kogan Creek | Kogan Creek | Kogan Creek | Black Coal QLD | Black Coal QLD | Black Coal QLD | Black Coal QLD | Black Coal QLD | Black Coal QLD | Black Coal QLD | Black Coal QLD | Black Coal | KPP_1 |  | Kogan Creek | Kogan Creek |  | Kogan Creek | Black Coal QLD | [5 empty] | Kogan Creek
Millmerran | Steam Super Critical | QLD | SQ | N/A | Existing | N/A | Black Coal | Millmerran | Millmerran | Millmerran | Black Coal QLD | Black Coal QLD | Black Coal QLD | Black Coal QLD | Black Coal QLD | Black Coal QLD | Black Coal QLD | Black Coal QLD | Black Coal | MPP_1 |  | Millmerran | Millmerran |  | Millmerran | Black Coal QLD | [5 empty] | Millmerran
Stanwell | Steam Sub Critical | QLD | CNQ | N/A | Existing | N/A | Black Coal | Stanwell | Stanwell | Stanwell | Black Coal QLD | Black Coal QLD | Black Coal QLD | Black Coal QLD | Black Coal QLD | Black Coal QLD | Black Coal QLD | Black Coal QLD | Black Coal | STAN-1 |  | Stanwell | Stanwell |  | Stanwell | Black Coal QLD | [5 empty] | Stanwell
Tarong | Steam Sub Critical | QLD | SQ | N/A | Existing | N/A | Black Coal | Tarong | Tarong | Tarong | Black Coal QLD | Black Coal QLD | Black Coal QLD | Black Coal QLD | Black Coal QLD | Black Coal QLD | Black Coal QLD | Black Coal QLD | Black Coal | TARONG#1 |  | Tarong | Tarong |  | Tarong | Black Coal QLD | [5 empty] | Tarong
Tarong North | Steam Super Critical | QLD | SQ | N/A | Existing | N/A | Black Coal | Tarong North | Tarong North | Tarong North | Black Coal QLD | Black Coal QLD | Black Coal QLD | Black Coal QLD | Black Coal QLD | Black Coal QLD | Black Coal QLD | Black Coal QLD | Black Coal | TNPS1 |  | Tarong North | Tarong North |  | Tarong North | Black Coal QLD | [5 empty] | Tarong North
Loy Yang A Power Station | Steam Sub Critical | VIC | VIC | N/A | Existing | N/A | Brown Coal | Loy Yang A | Loy Yang A Power Station | Loy Yang A Power Station | Brown Coal | Brown Coal | Brown Coal | Brown Coal | Brown Coal | Brown Coal | Brown Coal | Brown Coal | Brown Coal | LYA1 |  | Loy Yang A Power Station | Loy Yang A Power Station |  | Loy Yang A Power Station | Brown Coal VIC | [5 empty] | Loy Yang A
Loy Yang B | Steam Sub Critical | VIC | VIC | N/A | Existing | N/A | Brown Coal | Loy Yang B | Loy Yang B | Loy Yang B | Brown Coal | Brown Coal | Brown Coal | Brown Coal | Brown Coal | Brown Coal | Brown Coal | Brown Coal | Brown Coal | LOYYB1 |  | Loy Yang B | Loy Yang B |  | Loy Yang B | Brown Coal VIC | [5 empty] | Loy Yang B
Yallourn W | Steam Sub Critical | VIC | VIC | N/A | Existing | N/A | Brown Coal | Yallourn W | Yallourn W | Yallourn W | Brown Coal | Brown Coal | Brown Coal | Brown Coal | Brown Coal | Brown Coal | Brown Coal | Brown Coal | Brown Coal | YWPS1 |  | Yallourn W | Yallourn W |  | Yallourn W | Brown Coal VIC | [5 empty] | Yallourn W
Tallawarra | CCGT | NSW | SNW | N/A | Existing | N/A | Gas | Tallawarra | Tallawarra | Tallawarra | Steam Turbine & CCGT | Steam Turbine & CCGT | Steam Turbine & CCGT | Steam Turbine & CCGT | Steam Turbine & CCGT | Steam Turbine & CCGT | Steam Turbine & CCGT | Steam Turbine & CCGT | CCGT |  |  | Tallawarra | Tallawarra |  | Tallawarra | CCGT | [5 empty] | Tallawarra
Condamine A | CCGT | QLD | SQ | N/A | Existing | N/A | Gas | Condamine A | Condamine A | Condamine A | Steam Turbine & CCGT | Steam Turbine & CCGT | Steam Turbine & CCGT | Steam Turbine & CCGT | Steam Turbine & CCGT | Steam Turbine & CCGT | Steam Turbine & CCGT | Steam Turbine & CCGT | CCGT |  |  | Condamine A | Condamine A |  | Condamine A | CCGT | [5 empty] | Condamine A
Darling Downs | CCGT | QLD | SQ | N/A | Existing | N/A | Gas | Darling Downs | Darling Downs | Darling Downs | Steam Turbine & CCGT | Steam Turbine & CCGT | Steam Turbine & CCGT | Steam Turbine & CCGT | Steam Turbine & CCGT | Steam Turbine & CCGT | Steam Turbine & CCGT | Steam Turbine & CCGT | CCGT |  |  | Darling Downs | Darling Downs |  | Darling Downs | CCGT | [5 empty] | Darling Downs
Swanbank E GT | CCGT | QLD | SQ | N/A | Existing | N/A | Gas | Swanbank E GT | Swanbank E GT | Swanbank E GT | Steam Turbine & CCGT | Steam Turbine & CCGT | Steam Turbine & CCGT | Steam Turbine & CCGT | Steam Turbine & CCGT | Steam Turbine & CCGT | Steam Turbine & CCGT | Steam Turbine & CCGT | CCGT |  |  | Swanbank E GT | Swanbank E GT |  | Swanbank E GT | CCGT | [5 empty] | Swanbank E GT
Yabulu PS | CCGT | QLD | CNQ | N/A | Existing | N/A | Gas | Townsville Power Station | Yabulu PS | Yabulu PS | Steam Turbine & CCGT | Steam Turbine & CCGT | Steam Turbine & CCGT | Steam Turbine & CCGT | Steam Turbine & CCGT | Steam Turbine & CCGT | Steam Turbine & CCGT | Steam Turbine & CCGT | CCGT |  |  | Yabulu PS | Yabulu PS |  | Yabulu PS | CCGT | [5 empty] | Yabulu PS
Yabulu Steam Turbine | CCGT | QLD | CNQ | N/A | Existing | N/A | Gas | Townsville Power Station | Yabulu Steam Turbine | Yabulu Steam Turbine | Steam Turbine & CCGT | Steam Turbine & CCGT | Steam Turbine & CCGT | Steam Turbine & CCGT | Steam Turbine & CCGT | Steam Turbine & CCGT | Steam Turbine & CCGT | Steam Turbine & CCGT | CCGT |  |  | Yabulu Steam Turbine | Yabulu Steam Turbine |  | Yabulu Steam Turbine | CCGT | [5 empty] | Yabulu Steam Turbine
Yarwun Cogen | CCGT | QLD | GG | N/A | Existing | N/A | Gas | Yarwun Cogen | Yarwun Cogen | Yarwun Cogen | Steam Turbine & CCGT | Steam Turbine & CCGT | Steam Turbine & CCGT | Steam Turbine & CCGT | Steam Turbine & CCGT | Steam Turbine & CCGT | Steam Turbine & CCGT | Steam Turbine & CCGT | CCGT |  |  | Yarwun Cogen | Yarwun Cogen |  | Yarwun Cogen | CCGT | [5 empty] | Yarwun 1
Osborne | CCGT | SA | SA | N/A | Existing | N/A | Gas | Osborne | Osborne | Osborne | Steam Turbine & CCGT | Steam Turbine & CCGT | Steam Turbine & CCGT | Steam Turbine & CCGT | Steam Turbine & CCGT | Steam Turbine & CCGT | Steam Turbine & CCGT | Steam Turbine & CCGT | CCGT |  |  | Osborne | Osborne |  | Osborne | CCGT | [5 empty] | Osborne
Pelican Point | CCGT | SA | SA | N/A | Existing | N/A | Gas | Pelican Point | Pelican Point | Pelican Point | Steam Turbine & CCGT | Steam Turbine & CCGT | Steam Turbine & CCGT | Steam Turbine & CCGT | Steam Turbine & CCGT | Steam Turbine & CCGT | Steam Turbine & CCGT | Steam Turbine & CCGT | CCGT |  |  | Pelican Point | Pelican Point |  | Pelican Point | CCGT | [5 empty] | Pelican Point
Tamar Valley Combined Cycle | CCGT | TAS | TAS | N/A | Existing | N/A | Gas | Tamar Valley Combined Cycle | Tamar Valley Combined Cycle | Tamar Valley Combined Cycle | Steam Turbine & CCGT | Steam Turbine & CCGT | Steam Turbine & CCGT | Steam Turbine & CCGT | Steam Turbine & CCGT | Steam Turbine & CCGT | Steam Turbine & CCGT | Steam Turbine & CCGT | CCGT |  |  | Tamar Valley Combined Cycle | Tamar Valley Combined Cycle |  | Tamar Valley Combined Cycle | CCGT | [5 empty] | Tamar Valley Combined Cycle
Colongra | OCGT | NSW | SNW | N/A | Existing | N/A | Gas | Colongra | Colongra | Colongra | OCGT Small | OCGT Small | OCGT Small | OCGT Small | OCGT Small | OCGT Small | OCGT Small | OCGT Small | OCGT |  |  | Colongra | Colongra |  | Colongra | OCGT | [5 empty] | Colongra
Hunter Valley GT | OCGT | NSW | CNSW | N/A | Existing | N/A | Liquid Fuel | Liquid Fuel | Hunter Valley GT | Hunter Valley GT | OCGT Small | OCGT Small | OCGT Small | OCGT Small | OCGT Small | OCGT Small | OCGT Small | OCGT Small | OCGT |  |  | Hunter Valley GT | Hunter Valley GT |  | Hunter Valley GT | Liquid Fuel | [5 empty] | Hunter Valley GT
Smithfield Energy Facility | OCGT | NSW | SNW | N/A | Existing | N/A | Gas | Smithfield Energy Facility | Smithfield Energy Facility | Smithfield Energy Facility | OCGT Small | OCGT Small | OCGT Small | OCGT Small | OCGT Small | OCGT Small | OCGT Small | OCGT Small | OCGT |  |  | Smithfield Energy Facility | Smithfield Energy Facility |  | Smithfield Energy Facility | OCGT | [5 empty] | Smithfield Energy Facility
Uranquinty | OCGT | NSW | SNSW | N/A | Existing | N/A | Gas | Uranquinty | Uranquinty | Uranquinty | OCGT | OCGT | OCGT | OCGT | OCGT | OCGT | OCGT | OCGT | OCGT |  |  | Uranquinty | Uranquinty |  | Uranquinty | OCGT | [5 empty] | Uranquinty
Barcaldine Power Station | OCGT | QLD | CNQ | N/A | Existing | N/A | Gas | Barcaldine Power Station | Barcaldine Power Station | Barcaldine Power Station | OCGT Small | OCGT Small | OCGT Small | OCGT Small | OCGT Small | OCGT Small | OCGT Small | OCGT Small | OCGT |  |  | Barcaldine Power Station | Barcaldine Power Station |  | Barcaldine Power Station | OCGT | [5 empty] | Barcaldine Power Station
Braemar | OCGT | QLD | SQ | N/A | Existing | N/A | Gas | Braemar | Braemar | Braemar | OCGT | OCGT | OCGT | OCGT | OCGT | OCGT | OCGT | OCGT | OCGT |  |  | Braemar | Braemar |  | Braemar | OCGT | [5 empty] | Braemar
Braemar 2 Power Station | OCGT | QLD | SQ | N/A | Existing | N/A | Gas | Braemar 2 Power Station | Braemar 2 Power Station | Braemar 2 Power Station | OCGT | OCGT | OCGT | OCGT | OCGT | OCGT | OCGT | OCGT | OCGT |  |  | Braemar 2 Power Station | Braemar 2 Power Station |  | Braemar 2 Power Station | OCGT | [5 empty] | Braemar 2 Power Station
Mackay GT | OCGT | QLD | CNQ | N/A | Existing | N/A | Liquid Fuel | Liquid Fuel | Mackay GT | Mackay GT | OCGT Small | OCGT Small | OCGT Small | OCGT Small | OCGT Small | OCGT Small | OCGT Small | OCGT Small | OCGT |  |  | Mackay GT | Mackay GT |  | Mackay GT | Liquid Fuel | [5 empty] | Mackay GT
Mt Stuart | OCGT | QLD | CNQ | N/A | Existing | N/A | Liquid Fuel | Liquid Fuel | Mt Stuart | Mt Stuart | OCGT Small | OCGT Small | OCGT Small | OCGT Small | OCGT Small | OCGT Small | OCGT Small | OCGT Small | OCGT |  |  | Mt Stuart | Mt Stuart |  | Mt Stuart | Liquid Fuel | [5 empty] | Mt Stuart
Oakey Power Station | OCGT | QLD | SQ | N/A | Existing | N/A | Gas | Oakey Power Station | Oakey Power Station | Oakey Power Station | OCGT | OCGT | OCGT | OCGT | OCGT | OCGT | OCGT | OCGT | OCGT |  |  | Oakey Power Station | Oakey Power Station |  | Oakey Power Station | OCGT | [5 empty] | Oakey Power Station
Roma | OCGT | QLD | SQ | N/A | Existing | N/A | Gas | Roma | Roma | Roma | OCGT Small | OCGT Small | OCGT Small | OCGT Small | OCGT Small | OCGT Small | OCGT Small | OCGT Small | OCGT |  |  | Roma | Roma |  | Roma | OCGT | [5 empty] | Roma
Port Lincoln GT | OCGT | SA | SA | N/A | Existing | N/A | Liquid Fuel | Liquid Fuel | Port Lincoln Gt | Port Lincoln Gt | OCGT Small | OCGT Small | OCGT Small | OCGT Small | OCGT Small | OCGT Small | OCGT Small | OCGT Small | OCGT |  |  | Port Lincoln GT | Port Lincoln GT |  | Port Lincoln GT | Liquid Fuel | [5 empty] | Port Lincoln GT
Snuggery | OCGT | SA | SA | N/A | Existing | N/A | Liquid Fuel | Liquid Fuel | Snuggery | Snuggery | OCGT Small | OCGT Small | OCGT Small | OCGT Small | OCGT Small | OCGT Small | OCGT Small | OCGT Small | OCGT |  |  | Snuggery | Snuggery |  | Snuggery | Liquid Fuel | [5 empty] | Snuggery
Dry Creek GT | OCGT | SA | SA | N/A | Existing | N/A | Gas | Dry Creek GT | Dry Creek GT | Dry Creek GT | OCGT Small | OCGT Small | OCGT Small | OCGT Small | OCGT Small | OCGT Small | OCGT Small | OCGT Small | OCGT |  |  | Dry Creek GT | Dry Creek GT |  | Dry Creek GT | OCGT | [5 empty] | Dry Creek GT
Hallett GT | OCGT | SA | SA | N/A | Existing | N/A | Gas | Hallett GT | Hallett GT | Hallett GT | OCGT Small | OCGT Small | OCGT Small | OCGT Small | OCGT Small | OCGT Small | OCGT Small | OCGT Small | OCGT |  |  | Hallett GT | Hallett GT |  | Hallett GT | OCGT | [5 empty] | Hallett GT
Ladbroke Grove | OCGT | SA | SA | N/A | Existing | N/A | Gas | Ladbroke Grove | Ladbroke Grove | Ladbroke Grove | OCGT Small | OCGT Small | OCGT Small | OCGT Small | OCGT Small | OCGT Small | OCGT Small | OCGT Small | OCGT |  |  | Ladbroke Grove | Ladbroke Grove |  | Ladbroke Grove | OCGT | [5 empty] | Ladbroke Grove
Mintaro GT | OCGT | SA | SA | N/A | Existing | N/A | Gas | Mintaro GT | Mintaro GT | Mintaro GT | OCGT Small | OCGT Small | OCGT Small | OCGT Small | OCGT Small | OCGT Small | OCGT Small | OCGT Small | OCGT |  |  | Mintaro GT | Mintaro GT |  | Mintaro GT | OCGT | [5 empty] | Mintaro GT
Quarantine | OCGT | SA | SA | N/A | Existing | N/A | Gas | Quarantine | Quarantine | Quarantine | OCGT Small | OCGT Small | OCGT Small | OCGT Small | OCGT Small | OCGT Small | OCGT Small | OCGT Small | OCGT |  |  | Quarantine | Quarantine |  | Quarantine | OCGT | [5 empty] | Quarantine
Temporary Generation South | OCGT | SA | SA | N/A | Existing | N/A | Liquid Fuel | Liquid Fuel | Temporary Generation South | Temporary Generation South | OCGT Small | OCGT Small | OCGT Small | OCGT Small | OCGT Small | OCGT Small | OCGT Small | OCGT Small | OCGT |  |  | Temporary Generation South | Temporary Generation South |  | Temporary Generation South | Liquid Fuel | [5 empty] | Temporary Generation South
Bell Bay Three | OCGT | TAS | TAS | N/A | Existing | N/A | Gas | Tamar Valley Peaking | Bell Bay Three | Bell Bay Three | OCGT | OCGT | OCGT | OCGT | OCGT | OCGT | OCGT | OCGT | OCGT |  |  | Bell Bay Three | Bell Bay Three |  | Bell Bay Three | OCGT | [5 empty] | Bell Bay Three
Tamar Valley Peaking | OCGT | TAS | TAS | N/A | Existing | N/A | Gas | Tamar Valley Peaking | Tamar Valley Peaking | Tamar Valley Peaking | OCGT | OCGT | OCGT | OCGT | OCGT | OCGT | OCGT | OCGT | OCGT |  |  | Tamar Valley Peaking | Tamar Valley Peaking |  | Tamar Valley Peaking | OCGT | [5 empty] | Tamar Valley Peaking
Somerton | OCGT | VIC | VIC | N/A | Existing | N/A | Gas | Somerton | Somerton | Somerton | OCGT Small | OCGT Small | OCGT Small | OCGT Small | OCGT Small | OCGT Small | OCGT Small | OCGT Small | OCGT |  |  | Somerton | Somerton |  | Somerton | OCGT | [5 empty] | Somerton
Bairnsdale | OCGT | VIC | VIC | N/A | Existing | N/A | Gas | Bairnsdale | Bairnsdale | Bairnsdale | OCGT Small | OCGT Small | OCGT Small | OCGT Small | OCGT Small | OCGT Small | OCGT Small | OCGT Small | OCGT |  |  | Bairnsdale | Bairnsdale |  | Bairnsdale | OCGT | [5 empty] | Bairnsdale
Jeeralang A | OCGT | VIC | VIC | N/A | Existing | N/A | Gas | Jeeralang A | Jeeralang A | Jeeralang A | OCGT Small | OCGT Small | OCGT Small | OCGT Small | OCGT Small | OCGT Small | OCGT Small | OCGT Small | OCGT |  |  | Jeeralang A | Jeeralang A |  | Jeeralang A | OCGT | [5 empty] | Jeeralang A
Jeeralang B | OCGT | VIC | VIC | N/A | Existing | N/A | Gas | Jeeralang B | Jeeralang B | Jeeralang B | OCGT Small | OCGT Small | OCGT Small | OCGT Small | OCGT Small | OCGT Small | OCGT Small | OCGT Small | OCGT |  |  | Jeeralang B | Jeeralang B |  | Jeeralang B | OCGT | [5 empty] | Jeeralang B
Laverton North | OCGT | VIC | VIC | N/A | Existing | N/A | Gas | Laverton North | Laverton North | Laverton North | OCGT | OCGT | OCGT | OCGT | OCGT | OCGT | OCGT | OCGT | OCGT |  |  | Laverton North | Laverton North |  | Laverton North | OCGT | [5 empty] | Laverton North
Mortlake | OCGT | VIC | VIC | N/A | Existing | N/A | Gas | Mortlake | Mortlake | Mortlake | OCGT | OCGT | OCGT | OCGT | OCGT | OCGT | OCGT | OCGT | OCGT |  |  | Mortlake | Mortlake |  | Mortlake | OCGT | [5 empty] | Mortlake
Valley Power | OCGT | VIC | VIC | N/A | Existing | N/A | Gas | Valley Power | Valley Power | Valley Power | OCGT Small | OCGT Small | OCGT Small | OCGT Small | OCGT Small | OCGT Small | OCGT Small | OCGT Small | OCGT |  |  | Valley Power | Valley Power |  | Valley Power | OCGT | [5 empty] | Valley Power
Torrens Island A | Gas-powered steam turbine | SA | SA | N/A | Existing | N/A | Gas | Torrens Island A | Torrens Island A | Torrens Island A | Steam Turbine & CCGT | Steam Turbine & CCGT | Steam Turbine & CCGT | Steam Turbine & CCGT | Steam Turbine & CCGT | Steam Turbine & CCGT | Steam Turbine & CCGT | Steam Turbine & CCGT | Gas-powered steam turbine |  |  | Torrens Island A | Torrens Island A |  | Torrens Island A | Gas-powered steam turbine | [5 empty] | Torrens Island A
Torrens Island B | Gas-powered steam turbine | SA | SA | N/A | Existing | N/A | Gas | Torrens Island B | Torrens Island B | Torrens Island B | Steam Turbine & CCGT | Steam Turbine & CCGT | Steam Turbine & CCGT | Steam Turbine & CCGT | Steam Turbine & CCGT | Steam Turbine & CCGT | Steam Turbine & CCGT | Steam Turbine & CCGT | Gas-powered steam turbine |  |  | Torrens Island B | Torrens Island B |  | Torrens Island B | Gas-powered steam turbine | [5 empty] | Torrens Island B
Newport | Gas-powered steam turbine | VIC | VIC | N/A | Existing | N/A | Gas | Newport | Newport | Newport | Steam Turbine & CCGT | Steam Turbine & CCGT | Steam Turbine & CCGT | Steam Turbine & CCGT | Steam Turbine & CCGT | Steam Turbine & CCGT | Steam Turbine & CCGT | Steam Turbine & CCGT | Gas-powered steam turbine |  |  | Newport | Newport |  | Newport | Gas-powered steam turbine | [5 empty] | Newport
Angaston | Reciprocating Engine | SA | SA | N/A | Existing | N/A | Liquid Fuel | Liquid Fuel | Angaston | Angaston | OCGT Small | OCGT Small | OCGT Small | OCGT Small | OCGT Small | OCGT Small | OCGT Small | OCGT Small | Reciprocating Engine |  |  | Angaston | Angaston |  | Angaston | Liquid Fuel | [5 empty] | Angaston
Barker Inlet Power Station | Reciprocating Engine | SA | SA | N/A | Existing | N/A | Gas | Barker Inlet Power Station | Barker Inlet Power Station | Barker Inlet Power Station | OCGT Small | OCGT Small | OCGT Small | OCGT Small | OCGT Small | OCGT Small | OCGT Small | OCGT Small | Reciprocating Engine |  |  | Barker Inlet Power Station | Barker Inlet Power Station |  | Barker Inlet Power Station | OCGT | [5 empty] | Barker Inlet Power Station
Lonsdale | Reciprocating Engine | SA | SA | N/A | Existing | N/A | Liquid Fuel | Liquid Fuel | Lonsdale | Lonsdale | OCGT Small | OCGT Small | OCGT Small | OCGT Small | OCGT Small | OCGT Small | OCGT Small | OCGT Small | Reciprocating Engine |  |  | Lonsdale | Lonsdale |  | Lonsdale | Liquid Fuel | [5 empty] | Lonsdale
Port Stanvac 1 | Reciprocating Engine | SA | SA | N/A | Existing | N/A | Liquid Fuel | Liquid Fuel | Port Stanvac 1 | Port Stanvac 1 | OCGT Small | OCGT Small | OCGT Small | OCGT Small | OCGT Small | OCGT Small | OCGT Small | OCGT Small | Reciprocating Engine |  |  | Port Stanvac 1 | Port Stanvac 1 |  | Port Stanvac 1 | Liquid Fuel | [5 empty] | Port Stanvac 1
Blowering | Hydro | NSW | SNSW | N/A | Existing | N/A | Water | Hydro | Blowering | Blowering | Hydro | Hydro | Hydro | Hydro | Hydro | Hydro | Hydro | Hydro | Hydro |  |  | All Hydro | All Hydro |  | Blowering | Hydro | [5 empty] | Blowering
Guthega | Hydro | NSW | SNSW | N/A | Existing | N/A | Water | Hydro | Guthega | Guthega | Hydro | Hydro | Hydro | Hydro | Hydro | Hydro | Hydro | Hydro | Hydro |  |  | All Hydro | All Hydro |  | Guthega | Hydro | [5 empty] | Guthega
Hume Dam NSW | Hydro | NSW | SNSW | N/A | Existing | N/A | Water | Hydro | Hume Dam NSW | Hume Dam NSW | Hydro | Hydro | Hydro | Hydro | Hydro | Hydro | Hydro | Hydro | Hydro |  |  | All Hydro | All Hydro |  | Hume Dam NSW | Hydro | [5 empty] | Hume Dam NSW
Shoalhaven | Hydro | NSW | CNSW | N/A | Existing | N/A | Water | Hydro | Shoalhaven | Shoalhaven | Hydro | Hydro | Hydro | Hydro | Hydro | Hydro | Hydro | Hydro | Hydro |  |  | All Hydro | All Hydro |  | Shoalhaven | Hydro | [5 empty] | Shoalhaven
Upper Tumut | Hydro | NSW | SNSW | N/A | Existing | N/A | Water | Hydro | Upper Tumut | Upper Tumut | Hydro | Hydro | Hydro | Hydro | Hydro | Hydro | Hydro | Hydro | Hydro |  |  | All Hydro | All Hydro |  | Upper Tumut | Hydro | [5 empty] | Upper Tumut
Tumut 3 | Hydro | NSW | SNSW | N/A | Existing | N/A | Water | Hydro | Tumut 3 | Tumut 3 | Hydro | Hydro | Hydro | Hydro | Hydro | Hydro | Hydro | Hydro | Hydro |  |  | All Hydro | All Hydro |  | Tumut 3 | Hydro | [5 empty] | Tumut 3
Barron Gorge | Hydro | QLD | CNQ | N/A | Existing | N/A | Water | Hydro | Barron Gorge | Barron Gorge | Hydro | Hydro | Hydro | Hydro | Hydro | Hydro | Hydro | Hydro | Hydro |  |  | All Hydro | All Hydro |  | Barron Gorge | Hydro | [5 empty] | Barron Gorge
Kareeya | Hydro | QLD | CNQ | N/A | Existing | N/A | Water | Hydro | Kareeya | Kareeya | Hydro | Hydro | Hydro | Hydro | Hydro | Hydro | Hydro | Hydro | Hydro |  |  | All Hydro | All Hydro |  | Kareeya | Hydro | [5 empty] | Kareeya
Wivenhoe | Hydro | QLD | SQ | N/A | Existing | N/A | Water | Hydro | Wivenhoe | Wivenhoe | Hydro | Hydro | Hydro | Hydro | Hydro | Hydro | Hydro | Hydro | Hydro |  |  | All Hydro | All Hydro |  | Wivenhoe | Hydro | [5 empty] | Wivenhoe
Bastyan | Hydro | TAS | TAS | N/A | Existing | N/A | Water | Hydro | Bastyan | Bastyan | Hydro | Hydro | Hydro | Hydro | Hydro | Hydro | Hydro | Hydro | Hydro |  |  | All Hydro | All Hydro |  | Bastyan | Hydro | [5 empty] | Bastyan
Catagunya / Liapootah / Wayatinah | Hydro | TAS | TAS | N/A | Existing | N/A | Water | Hydro | Catagunya / Liapootah / Wayatinah | Catagunya / Liapootah / Wayatinah | Hydro | Hydro | Hydro | Hydro | Hydro | Hydro | Hydro | Hydro | Hydro |  |  | All Hydro | All Hydro |  | Catagunya / Liapootah / Wayatinah | Hydro | [5 empty] | Catagunya / Liapootah / Wayatinah
Cethana | Hydro | TAS | TAS | N/A | Existing | N/A | Water | Hydro | Cethana | Cethana | Hydro | Hydro | Hydro | Hydro | Hydro | Hydro | Hydro | Hydro | Hydro |  |  | All Hydro | All Hydro |  | Cethana | Hydro | [5 empty] | Cethana
Devils Gate | Hydro | TAS | TAS | N/A | Existing | N/A | Water | Hydro | Devils Gate | Devils Gate | Hydro | Hydro | Hydro | Hydro | Hydro | Hydro | Hydro | Hydro | Hydro |  |  | All Hydro | All Hydro |  | Devils Gate | Hydro | [5 empty] | Devils gate
Fisher | Hydro | TAS | TAS | N/A | Existing | N/A | Water | Hydro | Fisher | Fisher | Hydro | Hydro | Hydro | Hydro | Hydro | Hydro | Hydro | Hydro | Hydro |  |  | All Hydro | All Hydro |  | Fisher | Hydro | [5 empty] | Fisher
Gordon | Hydro | TAS | TAS | N/A | Existing | N/A | Water | Hydro | Gordon | Gordon | Hydro | Hydro | Hydro | Hydro | Hydro | Hydro | Hydro | Hydro | Hydro |  |  | All Hydro | All Hydro |  | Gordon | Hydro | [5 empty] | Gordon
John Butters | Hydro | TAS | TAS | N/A | Existing | N/A | Water | Hydro | John Butters | John Butters | Hydro | Hydro | Hydro | Hydro | Hydro | Hydro | Hydro | Hydro | Hydro |  |  | All Hydro | All Hydro |  | John Butters | Hydro | [5 empty] | John Butters
Lake Echo | Hydro | TAS | TAS | N/A | Existing | N/A | Water | Hydro | Lake Echo | Lake Echo | Hydro | Hydro | Hydro | Hydro | Hydro | Hydro | Hydro | Hydro | Hydro |  |  | All Hydro | All Hydro |  | Lake Echo | Hydro | [5 empty] | Lake Echo
Lemonthyme / Wilmot | Hydro | TAS | TAS | N/A | Existing | N/A | Water | Hydro | Lemonthyme / Wilmot | Lemonthyme / Wilmot | Hydro | Hydro | Hydro | Hydro | Hydro | Hydro | Hydro | Hydro | Hydro |  |  | All Hydro | All Hydro |  | Lemonthyme / Wilmot | Hydro | [5 empty] | Lemonthyme / Wilmot
Mackintosh | Hydro | TAS | TAS | N/A | Existing | N/A | Water | Hydro | Mackintosh | Mackintosh | Hydro | Hydro | Hydro | Hydro | Hydro | Hydro | Hydro | Hydro | Hydro |  |  | All Hydro | All Hydro |  | Mackintosh | Hydro | [5 empty] | Mackintosh
Meadowbank | Hydro | TAS | TAS | N/A | Existing | N/A | Water | Hydro | Meadowbank | Meadowbank | Hydro | Hydro | Hydro | Hydro | Hydro | Hydro | Hydro | Hydro | Hydro |  |  | All Hydro | All Hydro |  | Meadowbank | Hydro | [5 empty] | Meadowbank
Poatina | Hydro | TAS | TAS | N/A | Existing | N/A | Water | Hydro | Poatina | Poatina | Hydro | Hydro | Hydro | Hydro | Hydro | Hydro | Hydro | Hydro | Hydro |  |  | All Hydro | All Hydro |  | Poatina | Hydro | [5 empty] | Poatina
Reece | Hydro | TAS | TAS | N/A | Existing | N/A | Water | Hydro | Reece | Reece | Hydro | Hydro | Hydro | Hydro | Hydro | Hydro | Hydro | Hydro | Hydro |  |  | All Hydro | All Hydro |  | Reece | Hydro | [5 empty] | Reece
Tarraleah | Hydro | TAS | TAS | N/A | Existing | N/A | Water | Hydro | Tarraleah | Tarraleah | Hydro | Hydro | Hydro | Hydro | Hydro | Hydro | Hydro | Hydro | Hydro |  |  | All Hydro | All Hydro |  | Tarraleah | Hydro | [5 empty] | Tarraleah
Trevallyn | Hydro | TAS | TAS | N/A | Existing | N/A | Water | Hydro | Trevallyn | Trevallyn | Hydro | Hydro | Hydro | Hydro | Hydro | Hydro | Hydro | Hydro | Hydro |  |  | All Hydro | All Hydro |  | Trevallyn | Hydro | [5 empty] | Trevallyn
Tribute | Hydro | TAS | TAS | N/A | Existing | N/A | Water | Hydro | Tribute | Tribute | Hydro | Hydro | Hydro | Hydro | Hydro | Hydro | Hydro | Hydro | Hydro |  |  | All Hydro | All Hydro |  | Tribute | Hydro | [5 empty] | Tribute
Tungatinah | Hydro | TAS | TAS | N/A | Existing | N/A | Water | Hydro | Tungatinah | Tungatinah | Hydro | Hydro | Hydro | Hydro | Hydro | Hydro | Hydro | Hydro | Hydro |  |  | All Hydro | All Hydro |  | Tungatinah | Hydro | [5 empty] | Tungatinah
Bogong / MacKay | Hydro | VIC | VIC | N/A | Existing | N/A | Water | Hydro | Bogong / Mackay | Bogong / Mackay | Hydro | Hydro | Hydro | Hydro | Hydro | Hydro | Hydro | Hydro | Hydro |  |  | All Hydro | All Hydro |  | Bogong / MacKay | Hydro | [5 empty] | Bogong / MacKay
Dartmouth | Hydro | VIC | VIC | N/A | Existing | N/A | Water | Hydro | Dartmouth | Dartmouth | Hydro | Hydro | Hydro | Hydro | Hydro | Hydro | Hydro | Hydro | Hydro |  |  | All Hydro | All Hydro |  | Dartmouth | Hydro | [5 empty] | Dartmouth
Eildon | Hydro | VIC | VIC | N/A | Existing | N/A | Water | Hydro | Eildon | Eildon | Hydro | Hydro | Hydro | Hydro | Hydro | Hydro | Hydro | Hydro | Hydro |  |  | All Hydro | All Hydro |  | Eildon | Hydro | [5 empty] | Eildon
Hume Dam VIC | Hydro | VIC | VIC | N/A | Existing | N/A | Water | Hydro | Hume Dam VIC | Hume Dam VIC | Hydro | Hydro | Hydro | Hydro | Hydro | Hydro | Hydro | Hydro | Hydro |  |  | All Hydro | All Hydro |  | Hume Dam VIC | Hydro | [5 empty] | Hume Dam VIC
Murray 1 | Hydro | VIC | VIC | N/A | Existing | N/A | Water | Hydro | Murray 1 | Murray 1 | Hydro | Hydro | Hydro | Hydro | Hydro | Hydro | Hydro | Hydro | Hydro |  |  | All Hydro | All Hydro |  | Murray 1 | Hydro | [5 empty] | Murray
Murray 2 | Hydro | VIC | VIC | N/A | Existing | N/A | Water | Hydro | Murray 2 | Murray 2 | Hydro | Hydro | Hydro | Hydro | Hydro | Hydro | Hydro | Hydro | Hydro |  |  | All Hydro | All Hydro |  | Murray 2 | Hydro | [5 empty] | Murray
West Kiewa | Hydro | VIC | VIC | N/A | Existing | N/A | Water | Hydro | West Kiewa | West Kiewa | Hydro | Hydro | Hydro | Hydro | Hydro | Hydro | Hydro | Hydro | Hydro |  |  | All Hydro | All Hydro |  | West Kiewa | Hydro | [5 empty] | West Kiewa
Beryl Solar Farm | Large scale Solar PV | NSW | CNSW | Central-West Orana | Existing | N/A | Solar | Solar | Beryl solar farm | Beryl solar farm | Large scale Solar PV | Large scale Solar PV | Large scale Solar PV | Large scale Solar PV | Large scale Solar PV | Large scale Solar PV | Large scale Solar PV | Large scale Solar PV | Large scale Solar PV |  |  | All Large scale solar PV | All Large scale solar PV |  | Beryl Solar Farm | Solar | [5 empty] | Beryl Solar Farm
Bomen Solar Farm | Large scale Solar PV | NSW | SNSW | Wagga Wagga | Existing | N/A | Solar | Solar | Bomen Solar Farm | Bomen Solar Farm | Large scale Solar PV | Large scale Solar PV | Large scale Solar PV | Large scale Solar PV | Large scale Solar PV | Large scale Solar PV | Large scale Solar PV | Large scale Solar PV | Large scale Solar PV |  |  | All Large scale solar PV | All Large scale solar PV |  | Bomen Solar Farm | Solar | [5 empty] | Bomen Solar Farm
Broken Hill Solar Farm | Large scale Solar PV | NSW | SNSW | Broken Hill | Existing | N/A | Solar | Solar | Broken Hill Solar Plant | Broken Hill Solar Plant | Large scale Solar PV | Large scale Solar PV | Large scale Solar PV | Large scale Solar PV | Large scale Solar PV | Large scale Solar PV | Large scale Solar PV | Large scale Solar PV | Large scale Solar PV |  |  | All Large scale solar PV | All Large scale solar PV |  | Broken Hill Solar Farm | Solar | [5 empty] | Broken Hill Solar Farm
Coleambally Solar Farm | Large scale Solar PV | NSW | SNSW | South West NSW | Existing | N/A | Solar | Solar | Coleambally solar farm | Coleambally solar farm | Large scale Solar PV | Large scale Solar PV | Large scale Solar PV | Large scale Solar PV | Large scale Solar PV | Large scale Solar PV | Large scale Solar PV | Large scale Solar PV | Large scale Solar PV |  |  | All Large scale solar PV | All Large scale solar PV |  | Coleambally Solar Farm | Solar | [5 empty] | Coleambally Solar Farm
Darlington Point Solar Farm | Large scale Solar PV | NSW | SNSW | South West NSW | Existing | N/A | Solar | Solar | Darlington Point Solar Farm | Darlington Point Solar Farm | Large scale Solar PV | Large scale Solar PV | Large scale Solar PV | Large scale Solar PV | Large scale Solar PV | Large scale Solar PV | Large scale Solar PV | Large scale Solar PV | Large scale Solar PV |  |  | All Large scale solar PV | All Large scale solar PV |  | Darlington Point Solar Farm | Solar | [5 empty] | Darlington Point Solar Farm
Finley Solar Farm | Large scale Solar PV | NSW | SNSW | South West NSW | Existing | N/A | Solar | Solar | Finley Solar Farm | Finley Solar Farm | Large scale Solar PV | Large scale Solar PV | Large scale Solar PV | Large scale Solar PV | Large scale Solar PV | Large scale Solar PV | Large scale Solar PV | Large scale Solar PV | Large scale Solar PV |  |  | All Large scale solar PV | All Large scale solar PV |  | Finley Solar Farm | Solar | [5 empty] | Finley Solar Farm
Goonumbla Solar Farm | Large scale Solar PV | NSW | CNSW | Central-West Orana | Existing | N/A | Solar | Solar | Goonumbla Solar Farm | Goonumbla Solar Farm | Large scale Solar PV | Large scale Solar PV | Large scale Solar PV | Large scale Solar PV | Large scale Solar PV | Large scale Solar PV | Large scale Solar PV | Large scale Solar PV | Large scale Solar PV |  |  | All Large scale solar PV | All Large scale solar PV |  | Goonumbla Solar Farm | Solar | [5 empty] | Goonumbla Solar Farm
Gullen Range Solar Farm | Large scale Solar PV | NSW | SNSW | N/A | Existing | N/A | Solar | Solar | Gullen Range solar farm | Gullen Range solar farm | Large scale Solar PV | Large scale Solar PV | Large scale Solar PV | Large scale Solar PV | Large scale Solar PV | Large scale Solar PV | Large scale Solar PV | Large scale Solar PV | Large scale Solar PV |  |  | All Large scale solar PV | All Large scale solar PV |  | Gullen Range Solar Farm | Solar | [5 empty] | Gullen Range Solar Farm
Limondale Solar Farm 1 | Large scale Solar PV | NSW | SNSW | South West NSW | Existing | N/A | Solar | Solar | Limondale Solar Farm 1 | Limondale Solar Farm 1 | Large scale Solar PV | Large scale Solar PV | Large scale Solar PV | Large scale Solar PV | Large scale Solar PV | Large scale Solar PV | Large scale Solar PV | Large scale Solar PV | Large scale Solar PV |  |  | All Large scale solar PV | All Large scale solar PV |  | Limondale Solar Farm 1 | Solar | [5 empty] | Limondale Solar Farm 1
Limondale Solar Farm 2 | Large scale Solar PV | NSW | SNSW | South West NSW | Existing | N/A | Solar | Solar | Limondale Solar Farm 2 | Limondale Solar Farm 2 | Large scale Solar PV | Large scale Solar PV | Large scale Solar PV | Large scale Solar PV | Large scale Solar PV | Large scale Solar PV | Large scale Solar PV | Large scale Solar PV | Large scale Solar PV |  |  | All Large scale solar PV | All Large scale solar PV |  | Limondale Solar Farm 2 | Solar | [5 empty] | Limondale Solar Farm 2
Manildra Solar Farm | Large scale Solar PV | NSW | CNSW | Central-West Orana | Existing | N/A | Solar | Solar | Manildra solar farm | Manildra solar farm | Large scale Solar PV | Large scale Solar PV | Large scale Solar PV | Large scale Solar PV | Large scale Solar PV | Large scale Solar PV | Large scale Solar PV | Large scale Solar PV | Large scale Solar PV |  |  | All Large scale solar PV | All Large scale solar PV |  | Manildra Solar Farm | Solar | [5 empty] | Manildra Solar Farm
Molong Solar Farm | Large scale Solar PV | NSW | CNSW | Central-West Orana | Existing | N/A | Solar | Solar | Molong Solar Farm | Molong Solar Farm | Large scale Solar PV | Large scale Solar PV | Large scale Solar PV | Large scale Solar PV | Large scale Solar PV | Large scale Solar PV | Large scale Solar PV | Large scale Solar PV | Large scale Solar PV |  |  | All Large scale solar PV | All Large scale solar PV |  | Molong Solar Farm | Solar | [5 empty] | Molong Solar Farm
Moree Solar Farm | Large scale Solar PV | NSW | NNSW | North West NSW | Existing | N/A | Solar | Solar | Moree solar farm | Moree solar farm | Large scale Solar PV | Large scale Solar PV | Large scale Solar PV | Large scale Solar PV | Large scale Solar PV | Large scale Solar PV | Large scale Solar PV | Large scale Solar PV | Large scale Solar PV |  |  | All Large scale solar PV | All Large scale solar PV |  | Moree Solar Farm | Solar | [5 empty] | Moree Solar Farm
Nevertire Solar Farm | Large scale Solar PV | NSW | CNSW | Central-West Orana | Existing | N/A | Solar | Solar | Nevertire Solar Farm | Nevertire Solar Farm | Large scale Solar PV | Large scale Solar PV | Large scale Solar PV | Large scale Solar PV | Large scale Solar PV | Large scale Solar PV | Large scale Solar PV | Large scale Solar PV | Large scale Solar PV |  |  | All Large scale solar PV | All Large scale solar PV |  | Nevertire Solar Farm | Solar | [5 empty] | Nevertire Solar Farm
Nyngan Solar Plant | Large scale Solar PV | NSW | CNSW | Central-West Orana | Existing | N/A | Solar | Solar | Nyngan Solar Plant | Nyngan Solar Plant | Large scale Solar PV | Large scale Solar PV | Large scale Solar PV | Large scale Solar PV | Large scale Solar PV | Large scale Solar PV | Large scale Solar PV | Large scale Solar PV | Large scale Solar PV |  |  | All Large scale solar PV | All Large scale solar PV |  | Nyngan Solar Plant | Solar | [5 empty] | Nyngan Solar Plant
Parkes Solar Farm | Large scale Solar PV | NSW | CNSW | N/A | Existing | N/A | Solar | Solar | Parkes solar farm | Parkes solar farm | Large scale Solar PV | Large scale Solar PV | Large scale Solar PV | Large scale Solar PV | Large scale Solar PV | Large scale Solar PV | Large scale Solar PV | Large scale Solar PV | Large scale Solar PV |  |  | All Large scale solar PV | All Large scale solar PV |  | Parkes Solar Farm | Solar | [5 empty] | Parkes Solar Farm
Sunraysia Solar Farm | Large scale Solar PV | NSW | SNSW | South West NSW | Existing | N/A | Solar | Solar | Sunraysia Solar Farm | Sunraysia Solar Farm | Large scale Solar PV | Large scale Solar PV | Large scale Solar PV | Large scale Solar PV | Large scale Solar PV | Large scale Solar PV | Large scale Solar PV | Large scale Solar PV | Large scale Solar PV |  |  | All Large scale solar PV | All Large scale solar PV |  | Sunraysia Solar Farm | Solar | [5 empty] | Sunraysia Solar Farm
White Rock Solar Farm | Large scale Solar PV | NSW | NNSW | New England | Existing | N/A | Solar | Solar | White Rock solar farm | White Rock solar farm | Large scale Solar PV | Large scale Solar PV | Large scale Solar PV | Large scale Solar PV | Large scale Solar PV | Large scale Solar PV | Large scale Solar PV | Large scale Solar PV | Large scale Solar PV |  |  | All Large scale solar PV | All Large scale solar PV |  | White Rock Solar Farm | Solar | [5 empty] | White Rock Solar Farm
Childers Solar Farm | Large scale Solar PV | QLD | SQ | Wide Bay | Existing | N/A | Solar | Solar | Childers solar farm | Childers solar farm | Large scale Solar PV | Large scale Solar PV | Large scale Solar PV | Large scale Solar PV | Large scale Solar PV | Large scale Solar PV | Large scale Solar PV | Large scale Solar PV | Large scale Solar PV |  |  | All Large scale solar PV | All Large scale solar PV |  | Childers Solar Farm | Solar | [5 empty] | Childers Solar Farm
Clare Solar Farm | Large scale Solar PV | QLD | CNQ | Northern Qld | Existing | N/A | Solar | Solar | Clare solar farm | Clare solar farm | Large scale Solar PV | Large scale Solar PV | Large scale Solar PV | Large scale Solar PV | Large scale Solar PV | Large scale Solar PV | Large scale Solar PV | Large scale Solar PV | Large scale Solar PV |  |  | All Large scale solar PV | All Large scale solar PV |  | Clare Solar Farm | Solar | [5 empty] | Clare Solar Farm
Clermont Solar Farm | Large scale Solar PV | QLD | CNQ | Isaac | Existing | N/A | Solar | Solar | Clermont solar farm | Clermont solar farm | Large scale Solar PV | Large scale Solar PV | Large scale Solar PV | Large scale Solar PV | Large scale Solar PV | Large scale Solar PV | Large scale Solar PV | Large scale Solar PV | Large scale Solar PV |  |  | All Large scale solar PV | All Large scale solar PV |  | Clermont Solar Farm | Solar | [5 empty] | Clermont Solar Farm
Collinsville Solar Farm | Large scale Solar PV | QLD | CNQ | Isaac | Existing | N/A | Solar | Solar | Collinsville PV | Collinsville PV | Large scale Solar PV | Large scale Solar PV | Large scale Solar PV | Large scale Solar PV | Large scale Solar PV | Large scale Solar PV | Large scale Solar PV | Large scale Solar PV | Large scale Solar PV |  |  | All Large scale solar PV | All Large scale solar PV |  | Collinsville Solar Farm | Solar | [5 empty] | Collinsville Solar Farm
Darling Downs Solar Farm | Large scale Solar PV | QLD | SQ | Darling Downs | Existing | N/A | Solar | Solar | Darling Downs solar farm | Darling Downs solar farm | Large scale Solar PV | Large scale Solar PV | Large scale Solar PV | Large scale Solar PV | Large scale Solar PV | Large scale Solar PV | Large scale Solar PV | Large scale Solar PV | Large scale Solar PV |  |  | All Large scale solar PV | All Large scale solar PV |  | Darling Downs Solar Farm | Solar | [5 empty] | Darling Downs Solar Farm
Daydream Solar Farm | Large scale Solar PV | QLD | CNQ | Isaac | Existing | N/A | Solar | Solar | Daydream solar farm | Daydream solar farm | Large scale Solar PV | Large scale Solar PV | Large scale Solar PV | Large scale Solar PV | Large scale Solar PV | Large scale Solar PV | Large scale Solar PV | Large scale Solar PV | Large scale Solar PV |  |  | All Large scale solar PV | All Large scale solar PV |  | Daydream Solar Farm | Solar | [5 empty] | Daydream Solar Farm
Emerald Solar Farm | Large scale Solar PV | QLD | CNQ | N/A | Existing | N/A | Solar | Solar | Emerald Solar Park | Emerald Solar Park | Large scale Solar PV | Large scale Solar PV | Large scale Solar PV | Large scale Solar PV | Large scale Solar PV | Large scale Solar PV | Large scale Solar PV | Large scale Solar PV | Large scale Solar PV |  |  | All Large scale solar PV | All Large scale solar PV |  | Emerald Solar Farm | Solar | [5 empty] | Emerald Solar Farm
Hamilton Solar Farm | Large scale Solar PV | QLD | CNQ | Isaac | Existing | N/A | Solar | Solar | Hamilton solar farm | Hamilton solar farm | Large scale Solar PV | Large scale Solar PV | Large scale Solar PV | Large scale Solar PV | Large scale Solar PV | Large scale Solar PV | Large scale Solar PV | Large scale Solar PV | Large scale Solar PV |  |  | All Large scale solar PV | All Large scale solar PV |  | Hamilton Solar Farm | Solar | [5 empty] | Hamilton Solar Farm
Haughton Solar Farm | Large scale Solar PV | QLD | CNQ | Northern Qld | Existing | N/A | Solar | Solar | Haughton Solar Farm | Haughton Solar Farm | Large scale Solar PV | Large scale Solar PV | Large scale Solar PV | Large scale Solar PV | Large scale Solar PV | Large scale Solar PV | Large scale Solar PV | Large scale Solar PV | Large scale Solar PV |  |  | All Large scale solar PV | All Large scale solar PV |  | Haughton Solar Farm | Solar | [5 empty] | Haughton Solar Farm
Hayman Solar Farm | Large scale Solar PV | QLD | CNQ | Isaac | Existing | N/A | Solar | Solar | Hayman solar farm | Hayman solar farm | Large scale Solar PV | Large scale Solar PV | Large scale Solar PV | Large scale Solar PV | Large scale Solar PV | Large scale Solar PV | Large scale Solar PV | Large scale Solar PV | Large scale Solar PV |  |  | All Large scale solar PV | All Large scale solar PV |  | Hayman Solar Farm | Solar | [5 empty] | Hayman Solar Farm
Hughenden Solar Farm | Large scale Solar PV | QLD | CNQ | North Qld Clean Energy Hub | Existing | N/A | Solar | Solar | Hughenden solar farm | Hughenden solar farm | Large scale Solar PV | Large scale Solar PV | Large scale Solar PV | Large scale Solar PV | Large scale Solar PV | Large scale Solar PV | Large scale Solar PV | Large scale Solar PV | Large scale Solar PV |  |  | All Large scale solar PV | All Large scale solar PV |  | Hughenden Solar Farm | Solar | [5 empty] | Hughenden Solar Farm
Kidston Solar Farm | Large scale Solar PV | QLD | CNQ | North Qld Clean Energy Hub | Existing | N/A | Solar | Solar | Kidston Solar Project Phase One 50MW | Kidston Solar Project Phase One 50MW | Large scale Solar PV | Large scale Solar PV | Large scale Solar PV | Large scale Solar PV | Large scale Solar PV | Large scale Solar PV | Large scale Solar PV | Large scale Solar PV | Large scale Solar PV |  |  | All Large scale solar PV | All Large scale solar PV |  | Kidston Solar Farm | Solar | [5 empty] | Kidston Solar Farm
Lilyvale Solar Farm | Large scale Solar PV | QLD | CNQ | Isaac | Existing | N/A | Solar | Solar | Lilyvale Solar Farm | Lilyvale Solar Farm | Large scale Solar PV | Large scale Solar PV | Large scale Solar PV | Large scale Solar PV | Large scale Solar PV | Large scale Solar PV | Large scale Solar PV | Large scale Solar PV | Large scale Solar PV |  |  | All Large scale solar PV | All Large scale solar PV |  | Lilyvale Solar Farm | Solar | [5 empty] | Lilyvale Solar Farm
Longreach Solar Farm | Large scale Solar PV | QLD | CNQ | Barcaldine | Existing | N/A | Solar | Solar | Longreach solar farm | Longreach solar farm | Large scale Solar PV | Large scale Solar PV | Large scale Solar PV | Large scale Solar PV | Large scale Solar PV | Large scale Solar PV | Large scale Solar PV | Large scale Solar PV | Large scale Solar PV |  |  | All Large scale solar PV | All Large scale solar PV |  | Longreach Solar Farm | Solar | [5 empty] | Longreach Solar Farm
Middlemount Sun Farm | Large scale Solar PV | QLD | CNQ | Isaac | Existing | N/A | Solar | Solar | Middlemount Sun Farm | Middlemount Sun Farm | Large scale Solar PV | Large scale Solar PV | Large scale Solar PV | Large scale Solar PV | Large scale Solar PV | Large scale Solar PV | Large scale Solar PV | Large scale Solar PV | Large scale Solar PV |  |  | All Large scale solar PV | All Large scale solar PV |  | Middlemount Sun Farm | Solar | [5 empty] | Middlemount Sun Farm
Oakey 1 Solar Farm | Large scale Solar PV | QLD | SQ | Darling Downs | Existing | N/A | Solar | Solar | Oakey 1 Solar Farm | Oakey 1 Solar Farm | Large scale Solar PV | Large scale Solar PV | Large scale Solar PV | Large scale Solar PV | Large scale Solar PV | Large scale Solar PV | Large scale Solar PV | Large scale Solar PV | Large scale Solar PV |  |  | All Large scale solar PV | All Large scale solar PV |  | Oakey 1 Solar Farm | Solar | [5 empty] | Oakey 1 Solar Farm
Oakey 2 Solar Farm | Large scale Solar PV | QLD | SQ | Darling Downs | Existing | N/A | Solar | Solar | Oakey 2 Solar Farm | Oakey 2 Solar Farm | Large scale Solar PV | Large scale Solar PV | Large scale Solar PV | Large scale Solar PV | Large scale Solar PV | Large scale Solar PV | Large scale Solar PV | Large scale Solar PV | Large scale Solar PV |  |  | All Large scale solar PV | All Large scale solar PV |  | Oakey 2 Solar Farm | Solar | [5 empty] | Oakey 2 Solar Farm
Ross River Solar Farm | Large scale Solar PV | QLD | CNQ | Northern Qld | Existing | N/A | Solar | Solar | Ross River solar farm | Ross River solar farm | Large scale Solar PV | Large scale Solar PV | Large scale Solar PV | Large scale Solar PV | Large scale Solar PV | Large scale Solar PV | Large scale Solar PV | Large scale Solar PV | Large scale Solar PV |  |  | All Large scale solar PV | All Large scale solar PV |  | Ross River Solar Farm | Solar | [5 empty] | Ross River Solar Farm
Rugby Run Solar Farm | Large scale Solar PV | QLD | CNQ | Isaac | Existing | N/A | Solar | Solar | Rugby Run Solar Farm | Rugby Run Solar Farm | Large scale Solar PV | Large scale Solar PV | Large scale Solar PV | Large scale Solar PV | Large scale Solar PV | Large scale Solar PV | Large scale Solar PV | Large scale Solar PV | Large scale Solar PV |  |  | All Large scale solar PV | All Large scale solar PV |  | Rugby Run Solar Farm | Solar | [5 empty] | Rugby Run Solar Farm
Sun Metals Corporation Solar Farm | Large scale Solar PV | QLD | CNQ | Northern Qld | Existing | N/A | Solar | Solar | Sun Metals Corporation Solar Farm | Sun Metals Corporation Solar Farm | Large scale Solar PV | Large scale Solar PV | Large scale Solar PV | Large scale Solar PV | Large scale Solar PV | Large scale Solar PV | Large scale Solar PV | Large scale Solar PV | Large scale Solar PV |  |  | All Large scale solar PV | All Large scale solar PV |  | Sun Metals Corporation Solar Farm | Solar | [5 empty] | Sun Metals Corporation Solar Farm
Susan River Solar Farm | Large scale Solar PV | QLD | SQ | Wide Bay | Existing | N/A | Solar | Solar | Susan River solar farm | Susan River solar farm | Large scale Solar PV | Large scale Solar PV | Large scale Solar PV | Large scale Solar PV | Large scale Solar PV | Large scale Solar PV | Large scale Solar PV | Large scale Solar PV | Large scale Solar PV |  |  | All Large scale solar PV | All Large scale solar PV |  | Susan River Solar Farm | Solar | [5 empty] | Susan River Solar Farm
Whitsunday Solar Farm | Large scale Solar PV | QLD | CNQ | Isaac | Existing | N/A | Solar | Solar | Whitsunday solar farm | Whitsunday solar farm | Large scale Solar PV | Large scale Solar PV | Large scale Solar PV | Large scale Solar PV | Large scale Solar PV | Large scale Solar PV | Large scale Solar PV | Large scale Solar PV | Large scale Solar PV |  |  | All Large scale solar PV | All Large scale solar PV |  | Whitsunday Solar Farm | Solar | [5 empty] | Whitsunday Solar Farm
Yarranlea Solar Farm | Large scale Solar PV | QLD | SQ | Darling Downs | Existing | N/A | Solar | Solar | Yarranlea Solar Farm | Yarranlea Solar Farm | Large scale Solar PV | Large scale Solar PV | Large scale Solar PV | Large scale Solar PV | Large scale Solar PV | Large scale Solar PV | Large scale Solar PV | Large scale Solar PV | Large scale Solar PV |  |  | All Large scale solar PV | All Large scale solar PV |  | Yarranlea Solar Farm | Solar | [5 empty] | Yarranlea Solar Farm
Bungala one Solar Farm | Large scale Solar PV | SA | SA | Northern SA | Existing | N/A | Solar | Solar | Bungala one solar farm | Bungala one solar farm | Large scale Solar PV | Large scale Solar PV | Large scale Solar PV | Large scale Solar PV | Large scale Solar PV | Large scale Solar PV | Large scale Solar PV | Large scale Solar PV | Large scale Solar PV |  |  | All Large scale solar PV | All Large scale solar PV |  | Bungala one Solar Farm | Solar | [5 empty] | Bungala one Solar Farm
Bungala Two Solar Farm | Large scale Solar PV | SA | SA | Northern SA | Existing | N/A | Solar | Solar | Bungala Two Solar Farm | Bungala Two Solar Farm | Large scale Solar PV | Large scale Solar PV | Large scale Solar PV | Large scale Solar PV | Large scale Solar PV | Large scale Solar PV | Large scale Solar PV | Large scale Solar PV | Large scale Solar PV |  |  | All Large scale solar PV | All Large scale solar PV |  | Bungala Two Solar Farm | Solar | [5 empty] | Bungala Two Solar Farm
Tailem Bend Solar Farm | Large scale Solar PV | SA | SA | South East SA | Existing | N/A | Solar | Solar | Tailem Bend - Solar | Tailem Bend - Solar | Large scale Solar PV | Large scale Solar PV | Large scale Solar PV | Large scale Solar PV | Large scale Solar PV | Large scale Solar PV | Large scale Solar PV | Large scale Solar PV | Large scale Solar PV |  |  | All Large scale solar PV | All Large scale solar PV |  | Tailem Bend Solar Farm | Solar | [5 empty] | Tailem Bend Solar Farm
Bannerton Solar Farm | Large scale Solar PV | VIC | VIC | Murray River | Existing | N/A | Solar | Solar | Bannerton Solar Park | Bannerton Solar Park | Large scale Solar PV | Large scale Solar PV | Large scale Solar PV | Large scale Solar PV | Large scale Solar PV | Large scale Solar PV | Large scale Solar PV | Large scale Solar PV | Large scale Solar PV |  |  | All Large scale solar PV | All Large scale solar PV |  | Bannerton Solar Farm | Solar | [5 empty] | Bannerton Solar Farm
Gannawarra Solar Farm | Large scale Solar PV | VIC | VIC | Murray River | Existing | N/A | Solar | Solar | Gannawarra solar farm | Gannawarra solar farm | Large scale Solar PV | Large scale Solar PV | Large scale Solar PV | Large scale Solar PV | Large scale Solar PV | Large scale Solar PV | Large scale Solar PV | Large scale Solar PV | Large scale Solar PV |  |  | All Large scale solar PV | All Large scale solar PV |  | Gannawarra Solar Farm | Solar | [5 empty] | Gannawarra Solar Farm
Glenrowan West Solar Farm | Large scale Solar PV | VIC | VIC | Central North Vic | Existing | N/A | Solar | Solar | Glenrowan West Sun Farm | Glenrowan West Sun Farm | Large scale Solar PV | Large scale Solar PV | Large scale Solar PV | Large scale Solar PV | Large scale Solar PV | Large scale Solar PV | Large scale Solar PV | Large scale Solar PV | Large scale Solar PV |  |  | All Large scale solar PV | All Large scale solar PV |  | Glenrowan West Solar Farm | Solar | [5 empty] | Glenrowan West Solar Farm
Karadoc Solar Farm | Large scale Solar PV | VIC | VIC | Murray River | Existing | N/A | Solar | Solar | Karadoc solar farm | Karadoc solar farm | Large scale Solar PV | Large scale Solar PV | Large scale Solar PV | Large scale Solar PV | Large scale Solar PV | Large scale Solar PV | Large scale Solar PV | Large scale Solar PV | Large scale Solar PV |  |  | All Large scale solar PV | All Large scale solar PV |  | Karadoc Solar Farm | Solar | [5 empty] | Karadoc Solar Farm
Kiamal Solar Farm stage 1 | Large scale Solar PV | VIC | VIC | Murray River | Existing | N/A | Solar | Solar | Kiamal Solar Farm stage 1 | Kiamal Solar Farm stage 1 | Large scale Solar PV | Large scale Solar PV | Large scale Solar PV | Large scale Solar PV | Large scale Solar PV | Large scale Solar PV | Large scale Solar PV | Large scale Solar PV | Large scale Solar PV |  |  | All Large scale solar PV | All Large scale solar PV |  | Kiamal Solar Farm stage 1 | Solar | [5 empty] | Kiamal Solar Farm stage 1
Numurkah Solar Farm | Large scale Solar PV | VIC | VIC | Central North Vic | Existing | N/A | Solar | Solar | Numurkah Solar Farm | Numurkah Solar Farm | Large scale Solar PV | Large scale Solar PV | Large scale Solar PV | Large scale Solar PV | Large scale Solar PV | Large scale Solar PV | Large scale Solar PV | Large scale Solar PV | Large scale Solar PV |  |  | All Large scale solar PV | All Large scale solar PV |  | Numurkah Solar Farm | Solar | [5 empty] | Numurkah Solar Farm
Wemen Solar Farm | Large scale Solar PV | VIC | VIC | Murray River | Existing | N/A | Solar | Solar | Wemen solar farm | Wemen solar farm | Large scale Solar PV | Large scale Solar PV | Large scale Solar PV | Large scale Solar PV | Large scale Solar PV | Large scale Solar PV | Large scale Solar PV | Large scale Solar PV | Large scale Solar PV |  |  | All Large scale solar PV | All Large scale solar PV |  | Wemen Solar Farm | Solar | [5 empty] | Wemen Solar Farm
Yatpool Solar Farm | Large scale Solar PV | VIC | VIC | Murray River | Existing | N/A | Solar | Solar | Yatpool Solar Farm | Yatpool Solar Farm | Large scale Solar PV | Large scale Solar PV | Large scale Solar PV | Large scale Solar PV | Large scale Solar PV | Large scale Solar PV | Large scale Solar PV | Large scale Solar PV | Large scale Solar PV |  |  | All Large scale solar PV | All Large scale solar PV |  | Yatpool Solar Farm | Solar | [5 empty] | Yatpool Solar Farm
Bango 973 Wind Farm | Wind | NSW | SNSW | N/A | Existing | N/A | Wind | Wind | Bango 973 Wind Farm | Bango 973 Wind Farm | Wind | Wind | Wind | Wind | Wind | Wind | Wind | Wind | Wind |  |  | All Wind | All Wind |  | Bango 973 Wind Farm | Wind | [5 empty] | Bango 973 Wind Farm
Boco Rock Wind Farm | Wind | NSW | SNSW | Cooma-Monaro | Existing | N/A | Wind | Wind | Boco Rock Wind Farm | Boco Rock Wind Farm | Wind | Wind | Wind | Wind | Wind | Wind | Wind | Wind | Wind |  |  | All Wind | All Wind |  | Boco Rock Wind Farm | Wind | [5 empty] | Boco Rock Wind Farm
Bodangora Wind Farm | Wind | NSW | CNSW | Central-West Orana | Existing | N/A | Wind | Wind | Bodangora wind farm | Bodangora wind farm | Wind | Wind | Wind | Wind | Wind | Wind | Wind | Wind | Wind |  |  | All Wind | All Wind |  | Bodangora Wind Farm | Wind | [5 empty] | Bodangora Wind Farm
Capital Wind Farm | Wind | NSW | SNSW | N/A | Existing | N/A | Wind | Wind | Capital wind farm | Capital wind farm | Wind | Wind | Wind | Wind | Wind | Wind | Wind | Wind | Wind |  |  | All Wind | All Wind |  | Capital Wind Farm | Wind | [5 empty] | Capital Wind Farm
Collector Wind Farm | Wind | NSW | SNSW | N/A | Existing | N/A | Wind | Wind | Collector | Collector | Wind | Wind | Wind | Wind | Wind | Wind | Wind | Wind | Wind |  |  | All Wind | All Wind |  | Collector Wind Farm | Wind | [5 empty] | Collector Wind Farm
Crookwell 2 Wind Farm | Wind | NSW | SNSW | N/A | Existing | N/A | Wind | Wind | Crookwell 2 wind farm | Crookwell 2 wind farm | Wind | Wind | Wind | Wind | Wind | Wind | Wind | Wind | Wind |  |  | All Wind | All Wind |  | Crookwell 2 Wind Farm | Wind | [5 empty] | Crookwell 2 Wind Farm
Crudine Ridge Wind Farm | Wind | NSW | CNSW | N/A | Existing | N/A | Wind | Wind | Crudine Ridge Wind Farm | Crudine Ridge Wind Farm | Wind | Wind | Wind | Wind | Wind | Wind | Wind | Wind | Wind |  |  | All Wind | All Wind |  | Crudine Ridge Wind Farm | Wind | [5 empty] | Crudine Ridge Wind Farm
Cullerin Range Wind Farm | Wind | NSW | SNSW | N/A | Existing | N/A | Wind | Wind | Cullerin Range wind farm | Cullerin Range wind farm | Wind | Wind | Wind | Wind | Wind | Wind | Wind | Wind | Wind |  |  | All Wind | All Wind |  | Cullerin Range Wind Farm | Wind | [5 empty] | Cullerin Range Wind Farm
Gullen Range Wind Farm | Wind | NSW | SNSW | N/A | Existing | N/A | Wind | Wind | Gullen Range wind farm | Gullen Range wind farm | Wind | Wind | Wind | Wind | Wind | Wind | Wind | Wind | Wind |  |  | All Wind | All Wind |  | Gullen Range Wind Farm | Wind | [5 empty] | Gullen Range Wind Farm
Gunning Wind Farm | Wind | NSW | SNSW | N/A | Existing | N/A | Wind | Wind | Gunning wind farm | Gunning wind farm | Wind | Wind | Wind | Wind | Wind | Wind | Wind | Wind | Wind |  |  | All Wind | All Wind |  | Gunning Wind Farm | Wind | [5 empty] | Gunning Wind Farm
Sapphire Wind Farm | Wind | NSW | NNSW | New England | Existing | N/A | Wind | Wind | Sapphire wind farm | Sapphire wind farm | Wind | Wind | Wind | Wind | Wind | Wind | Wind | Wind | Wind |  |  | All Wind | All Wind |  | Sapphire Wind Farm | Wind | [5 empty] | Sapphire Wind Farm
Silverton Wind Farm | Wind | NSW | SNSW | Broken Hill | Existing | N/A | Wind | Wind | Silverton wind farm | Silverton wind farm | Wind | Wind | Wind | Wind | Wind | Wind | Wind | Wind | Wind |  |  | All Wind | All Wind |  | Silverton Wind Farm | Wind | [5 empty] | Silverton Wind Farm
Taralga Wind Farm | Wind | NSW | CNSW | N/A | Existing | N/A | Wind | Wind | Taralga wind farm | Taralga wind farm | Wind | Wind | Wind | Wind | Wind | Wind | Wind | Wind | Wind |  |  | All Wind | All Wind |  | Taralga Wind Farm | Wind | [5 empty] | Taralga Wind Farm
White Rock Wind Farm - Stage 1 | Wind | NSW | NNSW | New England | Existing | N/A | Wind | Wind | White Rock Wind Farm - Stage 1 | White Rock Wind Farm - Stage 1 | Wind | Wind | Wind | Wind | Wind | Wind | Wind | Wind | Wind |  |  | All Wind | All Wind |  | White Rock Wind Farm - Stage 1 | Wind | [5 empty] | White Rock Wind Farm - Stage 1
Woodlawn Wind Farm | Wind | NSW | SNSW | N/A | Existing | N/A | Wind | Wind | Woodlawn wind farm | Woodlawn wind farm | Wind | Wind | Wind | Wind | Wind | Wind | Wind | Wind | Wind |  |  | All Wind | All Wind |  | Woodlawn Wind Farm | Wind | [5 empty] | Woodlawn Wind Farm
Coopers Gap Wind Farm | Wind | QLD | SQ | Darling Downs | Existing | N/A | Wind | Wind | Coopers Gap Wind Farm | Coopers Gap Wind Farm | Wind | Wind | Wind | Wind | Wind | Wind | Wind | Wind | Wind |  |  | All Wind | All Wind |  | Coopers Gap Wind Farm | Wind | [5 empty] | Coopers Gap Wind Farm
Mount Emerald Wind Farm | Wind | QLD | CNQ | Far North QLD | Existing | N/A | Wind | Wind | Mount Emerald | Mount Emerald | Wind | Wind | Wind | Wind | Wind | Wind | Wind | Wind | Wind |  |  | All Wind | All Wind |  | Mount Emerald Wind Farm | Wind | [5 empty] | Mount Emerald Wind Farm
Canunda Wind Farm | Wind | SA | SA | South East SA | Existing | N/A | Wind | Wind | Canunda wind farm | Canunda wind farm | Wind | Wind | Wind | Wind | Wind | Wind | Wind | Wind | Wind |  |  | All Wind | All Wind |  | Canunda Wind Farm | Wind | [5 empty] | Canunda Wind Farm
Cathedral Rocks Wind Farm | Wind | SA | SA | Eastern Eyre Peninsula | Existing | N/A | Wind | Wind | Cathedral Rocks wind farm | Cathedral Rocks wind farm | Wind | Wind | Wind | Wind | Wind | Wind | Wind | Wind | Wind |  |  | All Wind | All Wind |  | Cathedral Rocks Wind Farm | Wind | [5 empty] | Cathedral Rocks Wind Farm
Clements Gap Wind Farm | Wind | SA | SA | Mid-North SA | Existing | N/A | Wind | Wind | Clements Gap wind farm | Clements Gap wind farm | Wind | Wind | Wind | Wind | Wind | Wind | Wind | Wind | Wind |  |  | All Wind | All Wind |  | Clements Gap Wind Farm | Wind | [5 empty] | Clements Gap Wind Farm
Hallett Stage 1 Brown Hill Wind Farm | Wind | SA | SA | Mid-North SA | Existing | N/A | Wind | Wind | Hallett Stage 1 Brown Hill | Hallett Stage 1 Brown Hill | Wind | Wind | Wind | Wind | Wind | Wind | Wind | Wind | Wind |  |  | All Wind | All Wind |  | Hallett Stage 1 Brown Hill Wind Farm | Wind | [5 empty] | Hallett Stage 1 Brown Hill Wind Farm
Hallett Stage 2 Hallett Hill Wind Farm | Wind | SA | SA | Mid-North SA | Existing | N/A | Wind | Wind | Hallett Stage 2 Hallett Hill | Hallett Stage 2 Hallett Hill | Wind | Wind | Wind | Wind | Wind | Wind | Wind | Wind | Wind |  |  | All Wind | All Wind |  | Hallett Stage 2 Hallett Hill Wind Farm | Wind | [5 empty] | Hallett Stage 2 Hallett Hill Wind Farm
Hallett 4 North Brown Hill Wind Farm | Wind | SA | SA | Mid-North SA | Existing | N/A | Wind | Wind | Hallett 4 North Brown Hill | Hallett 4 North Brown Hill | Wind | Wind | Wind | Wind | Wind | Wind | Wind | Wind | Wind |  |  | All Wind | All Wind |  | Hallett 4 North Brown Hill Wind Farm | Wind | [5 empty] | Hallett 4 North Brown Hill Wind Farm
Hallett 5 The Bluff Wind Farm | Wind | SA | SA | Mid-North SA | Existing | N/A | Wind | Wind | Hallett 5 The Bluff WF | Hallett 5 The Bluff WF | Wind | Wind | Wind | Wind | Wind | Wind | Wind | Wind | Wind |  |  | All Wind | All Wind |  | Hallett 5 The Bluff Wind Farm | Wind | [5 empty] | Hallett 5 The Bluff Wind Farm
Hornsdale Wind Farm Stage 1 | Wind | SA | SA | Mid-North SA | Existing | N/A | Wind | Wind | Hornsdale wind farm Stage 1 | Hornsdale wind farm Stage 1 | Wind | Wind | Wind | Wind | Wind | Wind | Wind | Wind | Wind |  |  | All Wind | All Wind |  | Hornsdale Wind Farm Stage 1 | Wind | [5 empty] | Hornsdale Wind Farm Stage 1
Hornsdale Wind Farm Stage 2 | Wind | SA | SA | Mid-North SA | Existing | N/A | Wind | Wind | Hornsdale wind farm Stage 2 | Hornsdale wind farm Stage 2 | Wind | Wind | Wind | Wind | Wind | Wind | Wind | Wind | Wind |  |  | All Wind | All Wind |  | Hornsdale Wind Farm Stage 2 | Wind | [5 empty] | Hornsdale Wind Farm Stage 2
Hornsdale Wind Farm Stage 3 | Wind | SA | SA | Mid-North SA | Existing | N/A | Wind | Wind | Hornsdale wind farm Stage 3 | Hornsdale wind farm Stage 3 | Wind | Wind | Wind | Wind | Wind | Wind | Wind | Wind | Wind |  |  | All Wind | All Wind |  | Hornsdale Wind Farm Stage 3 | Wind | [5 empty] | Hornsdale Wind Farm Stage 3
Lake Bonney 1 Wind Farm | Wind | SA | SA | South East SA | Existing | N/A | Wind | Wind | Lake Bonney 1 wind farm | Lake Bonney 1 wind farm | Wind | Wind | Wind | Wind | Wind | Wind | Wind | Wind | Wind |  |  | All Wind | All Wind |  | Lake Bonney 1 Wind Farm | Wind | [5 empty] | Lake Bonney 1 Wind Farm
Lake Bonney 2 Wind Farm | Wind | SA | SA | South East SA | Existing | N/A | Wind | Wind | Lake Bonney 2 wind farm | Lake Bonney 2 wind farm | Wind | Wind | Wind | Wind | Wind | Wind | Wind | Wind | Wind |  |  | All Wind | All Wind |  | Lake Bonney 2 Wind Farm | Wind | [5 empty] | Lake Bonney 2 Wind Farm
Lake Bonney 3 Wind Farm | Wind | SA | SA | South East SA | Existing | N/A | Wind | Wind | Lake Bonney 3 wind farm | Lake Bonney 3 wind farm | Wind | Wind | Wind | Wind | Wind | Wind | Wind | Wind | Wind |  |  | All Wind | All Wind |  | Lake Bonney 3 Wind Farm | Wind | [5 empty] | Lake Bonney 3 Wind Farm
Lincoln Gap Wind Farm - stage 1 | Wind | SA | SA | Northern SA | Existing | N/A | Wind | Wind | Lincoln Gap Wind Farm - stage 1 | Lincoln Gap Wind Farm - stage 1 | Wind | Wind | Wind | Wind | Wind | Wind | Wind | Wind | Wind |  |  | All Wind | All Wind |  | Lincoln Gap Wind Farm - stage 1 | Wind | [5 empty] | Lincoln Gap Wind Farm - stage 1
Mount Millar Wind Farm | Wind | SA | SA | Eastern Eyre Peninsula | Existing | N/A | Wind | Wind | Mount Millar wind farm | Mount Millar wind farm | Wind | Wind | Wind | Wind | Wind | Wind | Wind | Wind | Wind |  |  | All Wind | All Wind |  | Mount Millar Wind Farm | Wind | [5 empty] | Mount Millar Wind Farm
Snowtown Wind Farm | Wind | SA | SA | Mid-North SA | Existing | N/A | Wind | Wind | Snowtown wind farm | Snowtown wind farm | Wind | Wind | Wind | Wind | Wind | Wind | Wind | Wind | Wind |  |  | All Wind | All Wind |  | Snowtown Wind Farm | Wind | [5 empty] | Snowtown Wind Farm
Snowtown S2 Wind Farm - North | Wind | SA | SA | Mid-North SA | Existing | N/A | Wind | Wind | Snowtown S2 Wind Farm - North | Snowtown S2 Wind Farm - North | Wind | Wind | Wind | Wind | Wind | Wind | Wind | Wind | Wind |  |  | All Wind | All Wind |  | Snowtown S2 Wind Farm - North | Wind | [5 empty] | Snowtown S2 Wind Farm - North
Snowtown S2 Wind Farm - South | Wind | SA | SA | Mid-North SA | Existing | N/A | Wind | Wind | Snowtown S2 Wind Farm - South | Snowtown S2 Wind Farm - South | Wind | Wind | Wind | Wind | Wind | Wind | Wind | Wind | Wind |  |  | All Wind | All Wind |  | Snowtown S2 Wind Farm - South | Wind | [5 empty] | Snowtown S2 Wind Farm - South
Starfish Hill Wind Farm | Wind | SA | SA | N/A | Existing | N/A | Wind | Wind | Starfish Hill wind farm | Starfish Hill wind farm | Wind | Wind | Wind | Wind | Wind | Wind | Wind | Wind | Wind |  |  | All Wind | All Wind |  | Starfish Hill Wind Farm | Wind | [5 empty] | Starfish Hill Wind Farm
Waterloo Wind Farm | Wind | SA | SA | Mid-North SA | Existing | N/A | Wind | Wind | Waterloo wind farm | Waterloo wind farm | Wind | Wind | Wind | Wind | Wind | Wind | Wind | Wind | Wind |  |  | All Wind | All Wind |  | Waterloo Wind Farm | Wind | [5 empty] | Waterloo Wind Farm
Wattle Point Wind Farm | Wind | SA | SA | Yorke Peninsula | Existing | N/A | Wind | Wind | Wattle Point wind farm | Wattle Point wind farm | Wind | Wind | Wind | Wind | Wind | Wind | Wind | Wind | Wind |  |  | All Wind | All Wind |  | Wattle Point Wind Farm | Wind | [5 empty] | Wattle Point Wind Farm
Willogoleche Wind Farm | Wind | SA | SA | Mid-North SA | Existing | N/A | Wind | Wind | Willogoleche wind farm | Willogoleche wind farm | Wind | Wind | Wind | Wind | Wind | Wind | Wind | Wind | Wind |  |  | All Wind | All Wind |  | Willogoleche Wind Farm | Wind | [5 empty] | Willogoleche Wind Farm
Cattle Hill Wind Farm | Wind | TAS | TAS | Central Highlands | Existing | N/A | Wind | Wind | Cattle Hill Wind Farm | Cattle Hill Wind Farm | Wind | Wind | Wind | Wind | Wind | Wind | Wind | Wind | Wind |  |  | All Wind | All Wind |  | Cattle Hill Wind Farm | Wind | [5 empty] | Cattle Hill Wind Farm
Granville Harbour Wind Farm | Wind | TAS | TAS | North West Tasmania | Existing | N/A | Wind | Wind | Granville Harbour Wind Farm | Granville Harbour Wind Farm | Wind | Wind | Wind | Wind | Wind | Wind | Wind | Wind | Wind |  |  | All Wind | All Wind |  | Granville Harbour Wind Farm | Wind | [5 empty] | Granville Harbour Wind Farm
Musselroe Wind Farm | Wind | TAS | TAS | North East Tasmania | Existing | N/A | Wind | Wind | Musselroe wind farm | Musselroe wind farm | Wind | Wind | Wind | Wind | Wind | Wind | Wind | Wind | Wind |  |  | All Wind | All Wind |  | Musselroe Wind Farm | Wind | [5 empty] | Musselroe Wind Farm
Woolnorth Wind Farm | Wind | TAS | TAS | North West Tasmania | Existing | N/A | Wind | Wind | Woolnorth wind farm | Woolnorth wind farm | Wind | Wind | Wind | Wind | Wind | Wind | Wind | Wind | Wind |  |  | All Wind | All Wind |  | Woolnorth Wind Farm | Wind | [5 empty] | Woolnorth Wind Farm
Ararat Wind Farm | Wind | VIC | VIC | Western Victoria | Existing | N/A | Wind | Wind | Ararat wind farm | Ararat wind farm | Wind | Wind | Wind | Wind | Wind | Wind | Wind | Wind | Wind |  |  | All Wind | All Wind |  | Ararat Wind Farm | Wind | [5 empty] | Ararat Wind Farm
Bald Hills Wind Farm | Wind | VIC | VIC | N/A | Existing | N/A | Wind | Wind | Bald Hills wind farm | Bald Hills wind farm | Wind | Wind | Wind | Wind | Wind | Wind | Wind | Wind | Wind |  |  | All Wind | All Wind |  | Bald Hills Wind Farm | Wind | [5 empty] | Bald Hills Wind Farm
Bulgana Green Power Hub - Wind Farm | Wind | VIC | VIC | Western Victoria | Existing | N/A | Wind | Wind | Bulgana Green Power Hub - Wind Farm | Bulgana Green Power Hub - Wind Farm | Wind | Wind | Wind | Wind | Wind | Wind | Wind | Wind | Wind |  |  | All Wind | All Wind |  | Bulgana Green Power Hub - Wind Farm | Wind | [5 empty] | Bulgana Green Power Hub - Wind Farm
Challicum Hills Wind Farm | Wind | VIC | VIC | Western Victoria | Existing | N/A | Wind | Wind | Challicum Hills wind farm | Challicum Hills wind farm | Wind | Wind | Wind | Wind | Wind | Wind | Wind | Wind | Wind |  |  | All Wind | All Wind |  | Challicum Hills Wind Farm | Wind | [5 empty] | Challicum Hills Wind Farm
Cherry Tree Wind Farm | Wind | VIC | VIC | N/A | Existing | N/A | Wind | Wind | Cherry Tree Wind Farm | Cherry Tree Wind Farm | Wind | Wind | Wind | Wind | Wind | Wind | Wind | Wind | Wind |  |  | All Wind | All Wind |  | Cherry Tree Wind Farm | Wind | [5 empty] | Cherry Tree Wind Farm
Crowlands Wind Farm | Wind | VIC | VIC | Western Victoria | Existing | N/A | Wind | Wind | Crowlands Wind Farm | Crowlands Wind Farm | Wind | Wind | Wind | Wind | Wind | Wind | Wind | Wind | Wind |  |  | All Wind | All Wind |  | Crowlands Wind Farm | Wind | [5 empty] | Crowlands Wind Farm
Dundonnell Wind Farm | Wind | VIC | VIC | South West Victoria | Existing | N/A | Wind | Wind | Dundonnell Wind Farm | Dundonnell Wind Farm | Wind | Wind | Wind | Wind | Wind | Wind | Wind | Wind | Wind |  |  | All Wind | All Wind |  | Dundonnell Wind Farm | Wind | [5 empty] | Dundonnell Wind Farm
Elaine Wind Farm | Wind | VIC | VIC | Western Victoria | Existing | N/A | Wind | Wind | Elaine Wind Farm | Elaine Wind Farm | Wind | Wind | Wind | Wind | Wind | Wind | Wind | Wind | Wind |  |  | All Wind | All Wind |  | Elaine Wind Farm | Wind | [5 empty] | Elaine Wind Farm
Kiata Wind Farm | Wind | VIC | VIC | Western Victoria | Existing | N/A | Wind | Wind | Kiata wind farm | Kiata wind farm | Wind | Wind | Wind | Wind | Wind | Wind | Wind | Wind | Wind |  |  | All Wind | All Wind |  | Kiata Wind Farm | Wind | [5 empty] | Kiata Wind Farm
Macarthur Wind Farm | Wind | VIC | VIC | South West Victoria | Existing | N/A | Wind | Wind | Macarthur wind farm | Macarthur wind farm | Wind | Wind | Wind | Wind | Wind | Wind | Wind | Wind | Wind |  |  | All Wind | All Wind |  | Macarthur Wind Farm | Wind | [5 empty] | Macarthur Wind Farm
Moorabool Wind Farm | Wind | VIC | VIC | Western Victoria | Existing | N/A | Wind | Wind | Moorabool Wind Farm | Moorabool Wind Farm | Wind | Wind | Wind | Wind | Wind | Wind | Wind | Wind | Wind |  |  | All Wind | All Wind |  | Moorabool Wind Farm | Wind | [5 empty] | Moorabool Wind Farm
Mortons Lane Wind Farm | Wind | VIC | VIC | South West Victoria | Existing | N/A | Wind | Wind | Mortons Lane wind farm | Mortons Lane wind farm | Wind | Wind | Wind | Wind | Wind | Wind | Wind | Wind | Wind |  |  | All Wind | All Wind |  | Mortons Lane Wind Farm | Wind | [5 empty] | Mortons Lane Wind Farm
Mt Gellibrand Wind Farm | Wind | VIC | VIC | South West Victoria | Existing | N/A | Wind | Wind | Mt Gellibrand wind farm | Mt Gellibrand wind farm | Wind | Wind | Wind | Wind | Wind | Wind | Wind | Wind | Wind |  |  | All Wind | All Wind |  | Mt Gellibrand Wind Farm | Wind | [5 empty] | Mt Gellibrand Wind Farm
Mt Mercer Wind Farm | Wind | VIC | VIC | Western Victoria | Existing | N/A | Wind | Wind | Mt Mercer Wind Farm | Mt Mercer Wind Farm | Wind | Wind | Wind | Wind | Wind | Wind | Wind | Wind | Wind |  |  | All Wind | All Wind |  | Mt Mercer Wind Farm | Wind | [5 empty] | Mt Mercer Wind Farm
Murra Warra Wind Farm - stage 1 | Wind | VIC | VIC | Western Victoria | Existing | N/A | Wind | Wind | Murra Warra Wind Farm - stage 1 | Murra Warra Wind Farm - stage 1 | Wind | Wind | Wind | Wind | Wind | Wind | Wind | Wind | Wind |  |  | All Wind | All Wind |  | Murra Warra Wind Farm - stage 1 | Wind | [5 empty] | Murra Warra Wind Farm - stage 1
Oaklands Hill Wind Farm | Wind | VIC | VIC | South West Victoria | Existing | N/A | Wind | Wind | Oaklands Hill wind farm | Oaklands Hill wind farm | Wind | Wind | Wind | Wind | Wind | Wind | Wind | Wind | Wind |  |  | All Wind | All Wind |  | Oaklands Hill Wind Farm | Wind | [5 empty] | Oaklands Hill Wind Farm
Portland Wind Farm | Wind | VIC | VIC | South West Victoria | Existing | N/A | Wind | Wind | Portland wind farm | Portland wind farm | Wind | Wind | Wind | Wind | Wind | Wind | Wind | Wind | Wind |  |  | All Wind | All Wind |  | Portland Wind Farm | Wind | [5 empty] | Portland Wind Farm
Salt Creek Wind Farm | Wind | VIC | VIC | South West Victoria | Existing | N/A | Wind | Wind | Salt Creek wind farm | Salt Creek wind farm | Wind | Wind | Wind | Wind | Wind | Wind | Wind | Wind | Wind |  |  | All Wind | All Wind |  | Salt Creek Wind Farm | Wind | [5 empty] | Salt Creek Wind Farm
Waubra Wind Farm | Wind | VIC | VIC | Western Victoria | Existing | N/A | Wind | Wind | Waubra wind farm | Waubra wind farm | Wind | Wind | Wind | Wind | Wind | Wind | Wind | Wind | Wind |  |  | All Wind | All Wind |  | Waubra Wind Farm | Wind | [5 empty] | Waubra Wind Farm
Yambuk Wind Farm | Wind | VIC | VIC | South West Victoria | Existing | N/A | Wind | Wind | Yambuk wind farm | Yambuk wind farm | Wind | Wind | Wind | Wind | Wind | Wind | Wind | Wind | Wind |  |  | All Wind | All Wind |  | Yambuk Wind Farm | Wind | [5 empty] | Yambuk Wind Farm
Yaloak South Wind Farm | Wind | VIC | VIC | Western Victoria | Existing | N/A | Wind | Wind | Yaloak South wind farm | Yaloak South wind farm | Wind | Wind | Wind | Wind | Wind | Wind | Wind | Wind | Wind |  |  | All Wind | All Wind |  | Yaloak South Wind Farm | Wind | [5 empty] | Yaloak South Wind Farm
Yendon Wind Farm | Wind | VIC | VIC | Western Victoria | Existing | N/A | Wind | Wind | Yendon Wind Farm | Yendon Wind Farm | Wind | Wind | Wind | Wind | Wind | Wind | Wind | Wind | Wind |  |  | All Wind | All Wind |  | Yendon Wind Farm | Wind | [5 empty] | Yendon Wind Farm
Berrybank Wind Farm | Wind | VIC | VIC | South West Victoria | Existing | N/A | Wind | Wind | Berrybank Wind Farm | Berrybank Wind Farm | Wind | Wind | Wind | Wind | Wind | Wind | Wind | Wind | Wind |  |  | All Wind | All Wind |  | Berrybank Wind Farm | Wind | [5 empty] | Berrybank Wind Farm
Gullen Range Wind Farm 2 | Wind | NSW | SNSW | N/A | Existing | N/A | Wind | Wind | Gullen Range Wind Farm 2 | Gullen Range Wind Farm 2 | Wind | Wind | Wind | Wind | Wind | Wind | Wind | Wind | Wind |  |  | All Wind | All Wind |  | Gullen Range Wind Farm 2 | Wind | [5 empty] | Gullen Range Wind Farm 2
Jemalong Solar | Large scale Solar PV | NSW | CNSW | N/A | Existing | N/A | Solar | Solar | Jemalong Solar | Jemalong Solar | Large scale Solar PV | Large scale Solar PV | Large scale Solar PV | Large scale Solar PV | Large scale Solar PV | Large scale Solar PV | Large scale Solar PV | Large scale Solar PV | Large scale Solar PV |  |  | All Large scale solar PV | All Large scale solar PV |  | Jemalong Solar | Solar | [5 empty] | Jemalong Solar
Maryrorough Solar Farm | Large scale Solar PV | QLD | SQ | Darling Downs | Existing | N/A | Solar | Solar | Maryrorough Solar Farm | Maryrorough Solar Farm | Large scale Solar PV | Large scale Solar PV | Large scale Solar PV | Large scale Solar PV | Large scale Solar PV | Large scale Solar PV | Large scale Solar PV | Large scale Solar PV | Large scale Solar PV |  |  | All Large scale solar PV | All Large scale solar PV |  | Maryrorough Solar Farm | Solar | [5 empty] | Maryrorough Solar Farm
Stockyard Hill Wind Farm | Wind | VIC | VIC | South West Victoria | Existing | N/A | Wind | Wind | Stockyard Hill Wind Farm | Stockyard Hill Wind Farm | Wind | Wind | Wind | Wind | Wind | Wind | Wind | Wind | Wind |  |  | All Wind | All Wind |  | Stockyard Hill Wind Farm | Wind | [5 empty] | Stockyard Hill Wind Farm
Wellington Solar Farm | Large scale Solar PV | NSW | CNSW | Central-West Orana | Existing | N/A | Solar | Solar | Wellington Solar Farm | Wellington Solar Farm | Large scale Solar PV | Large scale Solar PV | Large scale Solar PV | Large scale Solar PV | Large scale Solar PV | Large scale Solar PV | Large scale Solar PV | Large scale Solar PV | Large scale Solar PV |  |  | All Large scale solar PV | All Large scale solar PV |  | Wellington Solar Farm | Solar | [5 empty] | Wellington Solar Farm
Winton Solar Farm | Large scale Solar PV | VIC | VIC | Central North Vic | Existing | N/A | Solar | Solar | Winton Solar Farm | Winton Solar Farm | Large scale Solar PV | Large scale Solar PV | Large scale Solar PV | Large scale Solar PV | Large scale Solar PV | Large scale Solar PV | Large scale Solar PV | Large scale Solar PV | Large scale Solar PV |  |  | All Large scale solar PV | All Large scale solar PV |  | Winton Solar Farm | Solar | [5 empty] | Winton Solar Farm
Committed Generators
Kurri Kurri | OCGT | NSW | SNW | N/A | Committed | N/A | Gas | NSW new OCGT | Kurri Kurri | Kurri Kurri | OCGT | OCGT | OCGT | OCGT | OCGT | OCGT | OCGT | OCGT | OCGT |  |  | Kurri Kurri | Kurri Kurri |  | Kurri Kurri | OCGT | [5 empty] | Kurri Kurri
Snapper Point Power Station* | OCGT | SA | SA | N/A | Committed | N/A | Liquid Fuel | SA new OCGT | Snapper Point Power Station | Snapper Point Power Station | OCGT | OCGT | OCGT | OCGT | OCGT | OCGT | OCGT | OCGT | OCGT |  |  | Snapper Point Power Station | Snapper Point Power Station |  | Snapper Point Power Station* | Liquid Fuel | [5 empty] | Snapper Point Power Station
Kidston | Pumped Hydro | QLD | CNQ | N/A | Committed | N/A | Water | Hydro | Kidston | Kidston | Hydro | Hydro | Hydro | Hydro | Hydro | Hydro | Hydro | Hydro | Hydro |  |  | All Hydro | All Hydro |  | Kidston | Hydro | [5 empty] | Kidston
Snowy 2.0 | Pumped Hydro | NSW | SNSW | N/A | Committed | N/A | Water | Hydro | Snowy 2.0 | Snowy 2.0 | Hydro | Hydro | Hydro | Hydro | Hydro | Hydro | Hydro | Hydro | Hydro |  |  | All Hydro | All Hydro |  | Snowy 2.0 | Hydro | [5 empty] | Snowy 2.0
Corowa Solar Farm | Large scale Solar PV | NSW | SNSW | South West NSW | Committed | N/A | Solar | Solar | Corowa Solar Farm | Corowa Solar Farm | Large scale Solar PV | Large scale Solar PV | Large scale Solar PV | Large scale Solar PV | Large scale Solar PV | Large scale Solar PV | Large scale Solar PV | Large scale Solar PV | Large scale Solar PV |  |  | All Large scale solar PV | All Large scale solar PV |  | Corowa Solar Farm | Solar | [5 empty] | Corowa Solar Farm
Gunnedah Solar Farm | Large scale Solar PV | NSW | NNSW | North West NSW | Committed | N/A | Solar | Solar | Large scale Solar PV | Large scale Solar PV | Large scale Solar PV | Large scale Solar PV | Large scale Solar PV | Large scale Solar PV | Large scale Solar PV | Large scale Solar PV | Large scale Solar PV | Large scale Solar PV | Large scale Solar PV |  |  | All Large scale solar PV | All Large scale solar PV |  | Gunnedah Solar Farm | Solar | [5 empty] | Gunnedah Solar Farm
Junee Solar Farm | Large scale Solar PV | NSW | SNSW | Wagga Wagga | Committed | N/A | Solar | Solar | Junee Solar Farm | Junee Solar Farm | Large scale Solar PV | Large scale Solar PV | Large scale Solar PV | Large scale Solar PV | Large scale Solar PV | Large scale Solar PV | Large scale Solar PV | Large scale Solar PV | Large scale Solar PV |  |  | All Large scale solar PV | All Large scale solar PV |  | Junee Solar Farm | Solar | [5 empty] | Junee Solar Farm
Metz Solar Farm | Large scale Solar PV | NSW | NNSW | New England | Committed | N/A | Solar | Solar | Large scale Solar PV | Large scale Solar PV | Large scale Solar PV | Large scale Solar PV | Large scale Solar PV | Large scale Solar PV | Large scale Solar PV | Large scale Solar PV | Large scale Solar PV | Large scale Solar PV | Large scale Solar PV |  |  | All Large scale solar PV | All Large scale solar PV |  | Metz Solar Farm | Solar | [5 empty] | Metz Solar Farm
New England Solar Farm | Large scale Solar PV | NSW | NNSW | New England | Committed | N/A | Solar | Solar | New England Solar Farm | New England Solar Farm | Large scale Solar PV | Large scale Solar PV | Large scale Solar PV | Large scale Solar PV | Large scale Solar PV | Large scale Solar PV | Large scale Solar PV | Large scale Solar PV | Large scale Solar PV |  |  | All Large scale solar PV | All Large scale solar PV |  | New England Solar Farm | Solar | [5 empty] | New England Solar Farm
Riverina Solar Farm | Large scale Solar PV | NSW | SNSW | N/A | Committed | N/A | Solar | Solar | Riverina Solar Farm | Riverina Solar Farm | Large scale Solar PV | Large scale Solar PV | Large scale Solar PV | Large scale Solar PV | Large scale Solar PV | Large scale Solar PV | Large scale Solar PV | Large scale Solar PV | Large scale Solar PV |  |  | All Large scale solar PV | All Large scale solar PV |  | Riverina Solar Farm | Solar | [5 empty] | Riverina Solar Farm
Sebastopol Solar Farm | Large scale Solar PV | NSW | SNSW | Wagga Wagga | Committed | N/A | Solar | Solar | Sebastopol Solar Farm | Sebastopol Solar Farm | Large scale Solar PV | Large scale Solar PV | Large scale Solar PV | Large scale Solar PV | Large scale Solar PV | Large scale Solar PV | Large scale Solar PV | Large scale Solar PV | Large scale Solar PV |  |  | All Large scale solar PV | All Large scale solar PV |  | Sebastopol Solar Farm | Solar | [5 empty] | Sebastopol Solar Farm
Suntop Solar Farm | Large scale Solar PV | NSW | CNSW | Central-West Orana | Committed | N/A | Solar | Solar | Large scale Solar PV | Large scale Solar PV | Large scale Solar PV | Large scale Solar PV | Large scale Solar PV | Large scale Solar PV | Large scale Solar PV | Large scale Solar PV | Large scale Solar PV | Large scale Solar PV | Large scale Solar PV |  |  | All Large scale solar PV | All Large scale solar PV |  | Suntop Solar Farm | Solar | [5 empty] | Suntop Solar Farm
Wagga North Solar Farm | Large scale Solar PV | NSW | SNSW | Wagga Wagga | Committed | N/A | Solar | Solar | Wagga North Solar Farm | Wagga North Solar Farm | Large scale Solar PV | Large scale Solar PV | Large scale Solar PV | Large scale Solar PV | Large scale Solar PV | Large scale Solar PV | Large scale Solar PV | Large scale Solar PV | Large scale Solar PV |  |  | All Large scale solar PV | All Large scale solar PV |  | Wagga North Solar Farm | Solar | [5 empty] | Wagga North Solar Farm
Bluegrass Solar Farm | Large scale Solar PV | QLD | SQ | Darling Downs | Committed | N/A | Solar | Solar | Bluegrass Solar Farm | Bluegrass Solar Farm | Large scale Solar PV | Large scale Solar PV | Large scale Solar PV | Large scale Solar PV | Large scale Solar PV | Large scale Solar PV | Large scale Solar PV | Large scale Solar PV | Large scale Solar PV |  |  | All Large scale solar PV | All Large scale solar PV |  | Bluegrass Solar Farm | Solar | [5 empty] | Bluegrass Solar Farm
Columboola Solar Farm | Large scale Solar PV | QLD | SQ | Darling Downs | Committed | N/A | Solar | Solar | Columboola Solar Farm | Columboola Solar Farm | Large scale Solar PV | Large scale Solar PV | Large scale Solar PV | Large scale Solar PV | Large scale Solar PV | Large scale Solar PV | Large scale Solar PV | Large scale Solar PV | Large scale Solar PV |  |  | All Large scale solar PV | All Large scale solar PV |  | Columboola Solar Farm | Solar | [5 empty] | Columboola Solar Farm
Gangarri Solar Farm | Large scale Solar PV | QLD | SQ | Darling Downs | Committed | N/A | Solar | Solar | Gangarri Solar Farm | Gangarri Solar Farm | Large scale Solar PV | Large scale Solar PV | Large scale Solar PV | Large scale Solar PV | Large scale Solar PV | Large scale Solar PV | Large scale Solar PV | Large scale Solar PV | Large scale Solar PV |  |  | All Large scale solar PV | All Large scale solar PV |  | Gangarri Solar Farm | Solar | [5 empty] | Gangarri Solar Farm
Kennedy Energy Park Solar Farm* | Large scale Solar PV | QLD | CNQ | North Qld Clean Energy Hub | Committed | N/A | Solar | Solar | Kennedy Energy Park Solar Farm | Kennedy Energy Park Solar Farm | Large scale Solar PV | Large scale Solar PV | Large scale Solar PV | Large scale Solar PV | Large scale Solar PV | Large scale Solar PV | Large scale Solar PV | Large scale Solar PV | Large scale Solar PV |  |  | All Large scale solar PV | All Large scale solar PV |  | Kennedy Energy Park Solar Farm* | Solar | [5 empty] | Kennedy Energy Park Solar Farm
Warwick Solar Farm - stage 1 | Large scale Solar PV | QLD | SQ | Darling Downs | Committed | N/A | Solar | Solar | Warwick Solar Farm | Warwick Solar Farm | Large scale Solar PV | Large scale Solar PV | Large scale Solar PV | Large scale Solar PV | Large scale Solar PV | Large scale Solar PV | Large scale Solar PV | Large scale Solar PV | Large scale Solar PV |  |  | All Large scale solar PV | All Large scale solar PV |  | Warwick Solar Farm - stage 1 | Solar | [5 empty] | Warwick Solar Farm - stage 1
Warwick Solar Farm - stage 2 | Large scale Solar PV | QLD | SQ | Darling Downs | Committed | N/A | Solar | Solar | Warwick Solar Farm - stage 2 | Warwick Solar Farm - stage 2 | Large scale Solar PV | Large scale Solar PV | Large scale Solar PV | Large scale Solar PV | Large scale Solar PV | Large scale Solar PV | Large scale Solar PV | Large scale Solar PV | Large scale Solar PV |  |  | All Large scale solar PV | All Large scale solar PV |  | Warwick Solar Farm - stage 2 | Solar | [5 empty] | Warwick Solar Farm - stage 2
Western Downs Green Power Hub | Large scale Solar PV | QLD | SQ | Darling Downs | Committed | N/A | Solar | Solar | Western Downs Green Power Hub | Western Downs Green Power Hub | Large scale Solar PV | Large scale Solar PV | Large scale Solar PV | Large scale Solar PV | Large scale Solar PV | Large scale Solar PV | Large scale Solar PV | Large scale Solar PV | Large scale Solar PV |  |  | All Large scale solar PV | All Large scale solar PV |  | Western Downs Green Power Hub | Solar | [5 empty] | Western Downs Green Power Hub
Woolooga Solar Farm | Large scale Solar PV | QLD | SQ | Wide Bay | Committed | N/A | Solar | Solar | Woolooga Solar Farm | Woolooga Solar Farm | Large scale Solar PV | Large scale Solar PV | Large scale Solar PV | Large scale Solar PV | Large scale Solar PV | Large scale Solar PV | Large scale Solar PV | Large scale Solar PV | Large scale Solar PV |  |  | All Large scale solar PV | All Large scale solar PV |  | Woolooga Solar Farm | Solar | [5 empty] | Woolooga Solar Farm
Adelaide Desalination Plant* | Large scale Solar PV | SA | SA | N/A | Committed | N/A | Solar | Solar | Adelaide Desalination Plant | Adelaide Desalination Plant | Large scale Solar PV | Large scale Solar PV | Large scale Solar PV | Large scale Solar PV | Large scale Solar PV | Large scale Solar PV | Large scale Solar PV | Large scale Solar PV | Large scale Solar PV |  |  | All Large scale solar PV | All Large scale solar PV |  | Adelaide Desalination Plant* | Solar | [5 empty] | Adelaide Desalination Plant
Morgan To Whyalla Pipeline No 1 PS And Water Filtration Plant | Large scale Solar PV | SA | SA | Riverland | Committed | N/A | Solar | Solar | Morgan To Whyalla Pipeline No 1 PS And Water Filtration Plant | Morgan To Whyalla Pipeline No 1 PS And Water Filtration Plant | Large scale Solar PV | Large scale Solar PV | Large scale Solar PV | Large scale Solar PV | Large scale Solar PV | Large scale Solar PV | Large scale Solar PV | Large scale Solar PV | Large scale Solar PV |  |  | All Large scale solar PV | All Large scale solar PV |  | Morgan To Whyalla Pipeline No 1 PS And Water Filtration Plant | Solar | [5 empty] | Morgan To Whyalla Pipeline No 1 PS And Water Filtration Plant
Morgan To Whyalla Pipeline No 2 PS | Large scale Solar PV | SA | SA | Riverland | Committed | N/A | Solar | Solar | Morgan To Whyalla Pipeline No 2 PS | Morgan To Whyalla Pipeline No 2 PS | Large scale Solar PV | Large scale Solar PV | Large scale Solar PV | Large scale Solar PV | Large scale Solar PV | Large scale Solar PV | Large scale Solar PV | Large scale Solar PV | Large scale Solar PV |  |  | All Large scale solar PV | All Large scale solar PV |  | Morgan To Whyalla Pipeline No 2 PS | Solar | [5 empty] | Morgan To Whyalla Pipeline No 2 PS
Morgan To Whyalla Pipeline No 3 PS | Large scale Solar PV | SA | SA | Riverland | Committed | N/A | Solar | Solar | Morgan To Whyalla Pipeline No 3 PS | Morgan To Whyalla Pipeline No 3 PS | Large scale Solar PV | Large scale Solar PV | Large scale Solar PV | Large scale Solar PV | Large scale Solar PV | Large scale Solar PV | Large scale Solar PV | Large scale Solar PV | Large scale Solar PV |  |  | All Large scale solar PV | All Large scale solar PV |  | Morgan To Whyalla Pipeline No 3 PS | Solar | [5 empty] | Morgan To Whyalla Pipeline No 3 PS
Morgan To Whyalla Pipeline No 4 PS | Large scale Solar PV | SA | SA | Riverland | Committed | N/A | Solar | Solar | Morgan To Whyalla Pipeline No 4 PS | Morgan To Whyalla Pipeline No 4 PS | Large scale Solar PV | Large scale Solar PV | Large scale Solar PV | Large scale Solar PV | Large scale Solar PV | Large scale Solar PV | Large scale Solar PV | Large scale Solar PV | Large scale Solar PV |  |  | All Large scale solar PV | All Large scale solar PV |  | Morgan To Whyalla Pipeline No 4 PS | Solar | [5 empty] | Morgan To Whyalla Pipeline No 4 PS
Cohuna Solar Farm | Large scale Solar PV | VIC | VIC | Murray River | Committed | N/A | Solar | Solar | Cohuna Solar Farm | Cohuna Solar Farm | Large scale Solar PV | Large scale Solar PV | Large scale Solar PV | Large scale Solar PV | Large scale Solar PV | Large scale Solar PV | Large scale Solar PV | Large scale Solar PV | Large scale Solar PV |  |  | All Large scale solar PV | All Large scale solar PV |  | Cohuna Solar Farm | Solar | [5 empty] | Cohuna Solar Farm
Bango 999 Wind Farm | Wind | NSW | SNSW | N/A | Committed | N/A | Wind | Wind | Bango 999 Wind Farm | Bango 999 Wind Farm | Wind | Wind | Wind | Wind | Wind | Wind | Wind | Wind | Wind |  |  | All Wind | All Wind |  | Bango 999 Wind Farm | Wind | [5 empty] | Bango 999 Wind Farm
Kaban Green Power Hub - Wind Farm* | Wind | QLD | CNQ | Far North QLD | Committed | N/A | Wind | Wind | Kaban Green Power Hub - Wind Farm | Kaban Green Power Hub - Wind Farm | Wind | Wind | Wind | Wind | Wind | Wind | Wind | Wind | Wind |  |  | All Wind | All Wind |  | Kaban Green Power Hub - Wind Farm* | Wind | [5 empty] | Kaban Green Power Hub - Wind Farm
Kennedy Energy Park Wind Farm* | Wind | QLD | CNQ | North Qld Clean Energy Hub | Committed | N/A | Wind | Wind | Kennedy Energy Park Wind Farm | Kennedy Energy Park Wind Farm | Wind | Wind | Wind | Wind | Wind | Wind | Wind | Wind | Wind |  |  | All Wind | All Wind |  | Kennedy Energy Park Wind Farm* | Wind | [5 empty] | Kennedy Energy Park Wind Farm
Lincoln Gap Wind Farm - stage 2 | Wind | SA | SA | Northern SA | Committed | N/A | Wind | Wind | Lincoln Gap Wind Farm - stage 2 | Lincoln Gap Wind Farm - stage 2 | Wind | Wind | Wind | Wind | Wind | Wind | Wind | Wind | Wind |  |  | All Wind | All Wind |  | Lincoln Gap Wind Farm - stage 2 | Wind | [5 empty] | Lincoln Gap Wind Farm - stage 2
Murra Warra Wind Farm - stage 2 | Wind | VIC | VIC | Western Victoria | Committed | N/A | Wind | Wind | Murra Warra Wind Farm - Stage 2 | Murra Warra Wind Farm - Stage 2 | Wind | Wind | Wind | Wind | Wind | Wind | Wind | Wind | Wind |  |  | All Wind | All Wind |  | Murra Warra Wind Farm - stage 2 | Wind | [5 empty] | Murra Warra Wind Farm - stage 2
Adelaide Desalination Plant | Large scale Solar PV | SA | SA | N/A | Committed | N/A | Solar | Solar | Adelaide Desalination Plant | Adelaide Desalination Plant | Large scale Solar PV | Large scale Solar PV | Large scale Solar PV | Large scale Solar PV | Large scale Solar PV | Large scale Solar PV | Large scale Solar PV | Large scale Solar PV | Large scale Solar PV |  |  | All Large scale solar PV | All Large scale solar PV |  | Adelaide Desalination Plant | Solar | [5 empty] | Adelaide Desalination Plant
Bolivar Waste Water Treatment | Large scale Solar PV | SA | SA | N/A | Committed | N/A | Solar | Solar | Bolivar Waste Water Treatment | Bolivar Waste Water Treatment | Large scale Solar PV | Large scale Solar PV | Large scale Solar PV | Large scale Solar PV | Large scale Solar PV | Large scale Solar PV | Large scale Solar PV | Large scale Solar PV | Large scale Solar PV |  |  | All Large scale solar PV | All Large scale solar PV |  | Bolivar Waste Water Treatment | Solar | [5 empty] | Bolivar Waste Water Treatment
Edenvale Solar Park | Large scale Solar PV | QLD | SQ | Darling Downs | Committed | N/A | Solar | Solar | Edenvale Solar Park | Edenvale Solar Park | Large scale Solar PV | Large scale Solar PV | Large scale Solar PV | Large scale Solar PV | Large scale Solar PV | Large scale Solar PV | Large scale Solar PV | Large scale Solar PV | Large scale Solar PV |  |  | All Large scale solar PV | All Large scale solar PV |  | Edenvale Solar Park | Solar | [5 empty] | Edenvale Solar Park
Hillston Sun Farm | Large scale Solar PV | NSW | SNSW | South West NSW | Committed | N/A | Solar | Solar | Hillston Sun Farm | Hillston Sun Farm | Large scale Solar PV | Large scale Solar PV | Large scale Solar PV | Large scale Solar PV | Large scale Solar PV | Large scale Solar PV | Large scale Solar PV | Large scale Solar PV | Large scale Solar PV |  |  | All Large scale solar PV | All Large scale solar PV |  | Hillston Sun Farm | Solar | [5 empty] | Hillston Sun Farm
Mannum Adelaide Pumping Station No 2 - MAPL2 (Palmer) | Large scale Solar PV | SA | SA | South East SA | Committed | N/A | Solar | Solar | Mannum Adelaide Pumping Station No 2 - MAPL2 (Palmer) | Mannum Adelaide Pumping Station No 2 - MAPL2 (Palmer) | Large scale Solar PV | Large scale Solar PV | Large scale Solar PV | Large scale Solar PV | Large scale Solar PV | Large scale Solar PV | Large scale Solar PV | Large scale Solar PV | Large scale Solar PV |  |  | All Large scale solar PV | All Large scale solar PV |  | Mannum Adelaide Pumping Station No 2 - MAPL2 (Palmer) | Solar | [5 empty] | Mannum Adelaide Pumping Station No 2 - MAPL2 (Palmer)
Mannum Adelaide Pumping Station No 3 - MAPL3 (Kanmantoo) | Large scale Solar PV | SA | SA | South East SA | Committed | N/A | Solar | Solar | Mannum Adelaide Pumping Station No 3 - MAPL3 (Kanmantoo) | Mannum Adelaide Pumping Station No 3 - MAPL3 (Kanmantoo) | Large scale Solar PV | Large scale Solar PV | Large scale Solar PV | Large scale Solar PV | Large scale Solar PV | Large scale Solar PV | Large scale Solar PV | Large scale Solar PV | Large scale Solar PV |  |  | All Large scale solar PV | All Large scale solar PV |  | Mannum Adelaide Pumping Station No 3 - MAPL3 (Kanmantoo) | Solar | [5 empty] | Mannum Adelaide Pumping Station No 3 - MAPL3 (Kanmantoo)
Moura Solar Farm | Large scale Solar PV | QLD | CNQ | Fitzroy | Committed | N/A | Solar | Solar | Moura Solar Farm | Moura Solar Farm | Large scale Solar PV | Large scale Solar PV | Large scale Solar PV | Large scale Solar PV | Large scale Solar PV | Large scale Solar PV | Large scale Solar PV | Large scale Solar PV | Large scale Solar PV |  |  | All Large scale solar PV | All Large scale solar PV |  | Moura Solar Farm | Solar | [5 empty] | Moura Solar Farm
Murray Bridge - Onkaparinga Pipeline Pump 2 | Large scale Solar PV | SA | SA | South East SA | Committed | N/A | Solar | Solar | Murray Bridge - Onkaparinga Pipeline Pump 2 | Murray Bridge - Onkaparinga Pipeline Pump 2 | Large scale Solar PV | Large scale Solar PV | Large scale Solar PV | Large scale Solar PV | Large scale Solar PV | Large scale Solar PV | Large scale Solar PV | Large scale Solar PV | Large scale Solar PV |  |  | All Large scale solar PV | All Large scale solar PV |  | Murray Bridge - Onkaparinga Pipeline Pump 2 | Solar | [5 empty] | Murray Bridge - Onkaparinga Pipeline Pump 2
Port Augusta Renewable Energy Park - Solar | Large scale Solar PV | SA | SA | Northern SA | Committed | N/A | Solar | Solar | Port Augusta Renewable Energy Park - Solar | Port Augusta Renewable Energy Park - Solar | Large scale Solar PV | Large scale Solar PV | Large scale Solar PV | Large scale Solar PV | Large scale Solar PV | Large scale Solar PV | Large scale Solar PV | Large scale Solar PV | Large scale Solar PV |  |  | All Large scale solar PV | All Large scale solar PV |  | Port Augusta Renewable Energy Park - Solar | Solar | [5 empty] | Port Augusta Renewable Energy Park - Solar
Port Augusta Renewable Energy Park - Wind | Wind | SA | SA | Northern SA | Committed | N/A | Wind | Wind | Port Augusta Renewable Energy Park - Wind | Port Augusta Renewable Energy Park - Wind | Wind | Wind | Wind | Wind | Wind | Wind | Wind | Wind | Wind |  |  | All Wind | All Wind |  | Port Augusta Renewable Energy Park - Wind | Wind | [5 empty] | Port Augusta Renewable Energy Park - Wind
Wyalong Solar Farm | Large scale Solar PV | NSW | SNSW | N/A | Committed | N/A | Solar | Solar | Wyalong Solar Farm | Wyalong Solar Farm | Large scale Solar PV | Large scale Solar PV | Large scale Solar PV | Large scale Solar PV | Large scale Solar PV | Large scale Solar PV | Large scale Solar PV | Large scale Solar PV | Large scale Solar PV |  |  | All Large scale solar PV | All Large scale solar PV |  | Wyalong Solar Farm | Solar | [5 empty] | Wyalong Solar Farm
Avonlie Solar Farm | Large scale Solar PV | NSW | SNSW | Wagga Wagga | Committed | N/A | Solar | Solar | Avonlie Solar Farm | Avonlie Solar Farm | Large scale Solar PV | Large scale Solar PV | Large scale Solar PV | Large scale Solar PV | Large scale Solar PV | Large scale Solar PV | Large scale Solar PV | Large scale Solar PV | Large scale Solar PV |  |  | All Large scale solar PV | All Large scale solar PV |  | Avonlie Solar Farm | Solar | [5 empty] | Avonlie Solar Farm
Dulacca Wind Farm | Wind | QLD | SQ | Darling Downs | Committed | N/A | Wind | Wind | Dulacca Wind Farm | Dulacca Wind Farm | Wind | Wind | Wind | Wind | Wind | Wind | Wind | Wind | Wind |  |  | All Wind | All Wind |  | Dulacca Wind Farm | Wind | [5 empty] | Dulacca Wind Farm
Rye Park Wind Farm | Wind | NSW | SNSW | N/A | Committed | N/A | Wind | Wind | Rye Park Wind Farm | Rye Park Wind Farm | Wind | Wind | Wind | Wind | Wind | Wind | Wind | Wind | Wind |  |  | All Wind | All Wind |  | Rye Park Wind Farm | Wind | [5 empty] | Rye Park Wind Farm
Anticipated Projects
Tallawarra B | OCGT | NSW | SNW | N/A | Anticipated | N/A | Gas | NSW new OCGT | Tallawarra B | Tallawarra B | OCGT | OCGT | OCGT | OCGT | OCGT | OCGT | OCGT | OCGT | OCGT |  |  | Tallawarra B | Tallawarra B |  | Tallawarra B | OCGT | [5 empty] | Tallawarra B
West Wyalong Solar Farm | Large scale Solar PV | NSW | SNSW | N/A | Anticipated | N/A | Solar | Solar | West Wyalong Solar Farm | West Wyalong Solar Farm | Large scale Solar PV | Large scale Solar PV | Large scale Solar PV | Large scale Solar PV | Large scale Solar PV | Large scale Solar PV | Large scale Solar PV | Large scale Solar PV | Large scale Solar PV |  |  | All Large scale solar PV | All Large scale solar PV |  | West Wyalong Solar Farm | Solar | [5 empty] | West Wyalong Solar Farm
Wollar Solar Farm | Large scale Solar PV | NSW | CNSW | N/A | Anticipated | N/A | Solar | Solar | Wollar Solar Farm | Wollar Solar Farm | Large scale Solar PV | Large scale Solar PV | Large scale Solar PV | Large scale Solar PV | Large scale Solar PV | Large scale Solar PV | Large scale Solar PV | Large scale Solar PV | Large scale Solar PV |  |  | All Large scale solar PV | All Large scale solar PV |  | Wollar Solar Farm | Solar | [5 empty] | Wollar Solar Farm
Aramara Solar Farm | Large scale Solar PV | QLD | SQ | Wide Bay | Anticipated | N/A | Solar | Solar | Aramara Solar Farm | Aramara Solar Farm | Large scale Solar PV | Large scale Solar PV | Large scale Solar PV | Large scale Solar PV | Large scale Solar PV | Large scale Solar PV | Large scale Solar PV | Large scale Solar PV | Large scale Solar PV |  |  | All Large scale solar PV | All Large scale solar PV |  | Aramara Solar Farm | Solar | [5 empty] | Aramara Solar Farm
Munna Creek Solar Farm | Large scale Solar PV | QLD | SQ | Wide Bay | Anticipated | N/A | Solar | Solar | Munna Creek Solar Farm | Munna Creek Solar Farm | Large scale Solar PV | Large scale Solar PV | Large scale Solar PV | Large scale Solar PV | Large scale Solar PV | Large scale Solar PV | Large scale Solar PV | Large scale Solar PV | Large scale Solar PV |  |  | All Large scale solar PV | All Large scale solar PV |  | Munna Creek Solar Farm | Solar | [5 empty] | Munna Creek Solar Farm
Rodds Bay Solar Farm | Large scale Solar PV | QLD | CNQ | Fitzroy | Anticipated | N/A | Solar | Solar | Rodds Bay Solar Farm | Rodds Bay Solar Farm | Large scale Solar PV | Large scale Solar PV | Large scale Solar PV | Large scale Solar PV | Large scale Solar PV | Large scale Solar PV | Large scale Solar PV | Large scale Solar PV | Large scale Solar PV |  |  | All Large scale solar PV | All Large scale solar PV |  | Rodds Bay Solar Farm | Solar | [5 empty] | Rodds Bay Solar Farm
Christies Beach Wastewater Treatment Plant | Large scale Solar PV | SA | SA | N/A | Anticipated | N/A | Solar | Solar | Christies Beach Wastewater Treatment Plant | Christies Beach Wastewater Treatment Plant | Large scale Solar PV | Large scale Solar PV | Large scale Solar PV | Large scale Solar PV | Large scale Solar PV | Large scale Solar PV | Large scale Solar PV | Large scale Solar PV | Large scale Solar PV |  |  | All Large scale solar PV | All Large scale solar PV |  | Christies Beach Wastewater Treatment Plant | Solar | [5 empty] | Christies Beach Wastewater Treatment Plant
Happy Valley Reservoir | Large scale Solar PV | SA | SA | N/A | Anticipated | N/A | Solar | Solar | Happy Valley Reservoir | Happy Valley Reservoir | Large scale Solar PV | Large scale Solar PV | Large scale Solar PV | Large scale Solar PV | Large scale Solar PV | Large scale Solar PV | Large scale Solar PV | Large scale Solar PV | Large scale Solar PV |  |  | All Large scale solar PV | All Large scale solar PV |  | Happy Valley Reservoir | Solar | [5 empty] | Happy Valley Reservoir
Mortlake South Wind Farm | Wind | VIC | VIC | South West Victoria | Anticipated | N/A | Wind | Wind | Mortlake South Wind Farm | Mortlake South Wind Farm | Wind | Wind | Wind | Wind | Wind | Wind | Wind | Wind | Wind |  |  | All Wind | All Wind |  | Mortlake South Wind Farm | Wind | [5 empty] | Mortlake South Wind Farm
Macintyre Wind Farm | Wind | QLD | SQ | Darling Downs | Anticipated | N/A | Wind | Wind | Macintyre Wind Farm | Macintyre Wind Farm | Wind | Wind | Wind | Wind | Wind | Wind | Wind | Wind | Wind |  |  | All Wind | All Wind |  | Macintyre Wind Farm | Wind | [5 empty] | Macintyre Wind Farm
Quorn Park Solar Farm | Large scale Solar PV | NSW | CNSW | N/A | Anticipated | N/A | Solar | Solar | Quorn Park Solar Farm | Quorn Park Solar Farm | Large scale Solar PV | Large scale Solar PV | Large scale Solar PV | Large scale Solar PV | Large scale Solar PV | Large scale Solar PV | Large scale Solar PV | Large scale Solar PV | Large scale Solar PV |  |  | All Large scale solar PV | All Large scale solar PV |  | Quorn Park Solar Farm | Solar | [5 empty] | Quorn Park Solar Farm
Walla Walla Solar Farm | Large scale Solar PV | NSW | SNSW | N/A | Anticipated | N/A | Solar | Solar | Walla Walla Solar Farm | Walla Walla Solar Farm | Large scale Solar PV | Large scale Solar PV | Large scale Solar PV | Large scale Solar PV | Large scale Solar PV | Large scale Solar PV | Large scale Solar PV | Large scale Solar PV | Large scale Solar PV |  |  | All Large scale solar PV | All Large scale solar PV |  | Walla Walla Solar Farm | Solar | [5 empty] | Walla Walla Solar Farm
Wunghnu Solar Farm | Large scale Solar PV | VIC | VIC | N/A | Anticipated | N/A | Solar | Solar | Wunghnu Solar Farm | Wunghnu Solar Farm | Large scale Solar PV | Large scale Solar PV | Large scale Solar PV | Large scale Solar PV | Large scale Solar PV | Large scale Solar PV | Large scale Solar PV | Large scale Solar PV | Large scale Solar PV |  |  | All Large scale solar PV | All Large scale solar PV |  | Wunghnu Solar Farm | Solar | [5 empty] | Wunghnu Solar Farm
Yanco Solar Farm | Large scale Solar PV | NSW | SNSW | N/A | Anticipated | N/A | Solar | Solar | Yanco Solar Farm | Yanco Solar Farm | Large scale Solar PV | Large scale Solar PV | Large scale Solar PV | Large scale Solar PV | Large scale Solar PV | Large scale Solar PV | Large scale Solar PV | Large scale Solar PV | Large scale Solar PV |  |  | All Large scale solar PV | All Large scale solar PV |  | Yanco Solar Farm | Solar | [5 empty] | Yanco Solar Farm
Batteries
Wallgrove Grid Battery project | Battery Storage | NSW | SNW | N/A | Committed | N/A | Battery | Battery | Battery Storage | Battery Storage | Battery Storage | Battery Storage | Battery Storage | Battery Storage | Battery Storage | Battery Storage | Battery Storage | Battery Storage | Battery Storage |  |  | All Battery storage (2hrs storage) | All Battery storage (2hrs storage) |  | Wallgrove Grid Battery project | N/A | [5 empty] | Wallgrove Grid Battery project
Wandoan South BESS | Battery Storage | QLD | SQ | N/A | Committed | N/A | Battery | Battery | Battery Storage | Battery Storage | Battery Storage | Battery Storage | Battery Storage | Battery Storage | Battery Storage | Battery Storage | Battery Storage | Battery Storage | Battery Storage |  |  | All Battery storage (2hrs storage) | All Battery storage (2hrs storage) |  | Wandoan South BESS | N/A | [5 empty] | Wandoan South BESS
Adelaide Desalination Plant BESS | Battery Storage | SA | SA | N/A | Committed | N/A | Battery | Battery | Battery Storage | Battery Storage | Battery Storage | Battery Storage | Battery Storage | Battery Storage | Battery Storage | Battery Storage | Battery Storage | Battery Storage | Battery Storage |  |  | All Battery storage (2hrs storage) | All Battery storage (2hrs storage) |  | Adelaide Desalination Plant BESS | N/A | [5 empty] | Adelaide Desalination Plant BESS
Bolivar Waste Water Treatment BESS | Battery Storage | SA | SA | N/A | Anticipated | N/A | Battery | Battery | Battery Storage | Battery Storage | Battery Storage | Battery Storage | Battery Storage | Battery Storage | Battery Storage | Battery Storage | Battery Storage | Battery Storage | Battery Storage |  |  | All Battery storage (2hrs storage) | All Battery storage (2hrs storage) |  | Bolivar Waste Water Treatment BESS | N/A | [5 empty] | Bolivar Waste Water Treatment BESS
Christies Beach Wastewater Treatment Plant BESS | Battery Storage | SA | SA | N/A | Anticipated | N/A | Battery | Battery | Battery Storage | Battery Storage | Battery Storage | Battery Storage | Battery Storage | Battery Storage | Battery Storage | Battery Storage | Battery Storage | Battery Storage | Battery Storage |  |  | All Battery storage (2hrs storage) | All Battery storage (2hrs storage) |  | Christies Beach Wastewater Treatment Plant BESS | N/A | [5 empty] | Christies Beach Wastewater Treatment Plant BESS
Dalrymple North BESS | Battery Storage | SA | SA | N/A | Existing | N/A | Battery | Battery | Battery Storage | Battery Storage | Battery Storage | Battery Storage | Battery Storage | Battery Storage | Battery Storage | Battery Storage | Battery Storage | Battery Storage | Battery Storage |  |  | All Battery storage (1hr storage) | All Battery storage (1hr storage) |  | Dalrymple North BESS | N/A | [5 empty] | Dalrymple North BESS
Happy Valley Reservoir BESS | Battery Storage | SA | SA | N/A | Anticipated | N/A | Battery | Battery | Battery Storage | Battery Storage | Battery Storage | Battery Storage | Battery Storage | Battery Storage | Battery Storage | Battery Storage | Battery Storage | Battery Storage | Battery Storage |  |  | All Battery storage (2hrs storage) | All Battery storage (2hrs storage) |  | Happy Valley Reservoir BESS | N/A | [5 empty] | Happy Valley Reservoir BESS
Hornsdale Power Reserve Unit 1 | Battery Storage | SA | SA | N/A | Existing | N/A | Battery | Battery | Battery Storage | Battery Storage | Battery Storage | Battery Storage | Battery Storage | Battery Storage | Battery Storage | Battery Storage | Battery Storage | Battery Storage | Battery Storage |  |  | All Battery storage (1hr storage) | All Battery storage (1hr storage) |  | Hornsdale Power Reserve Unit 1 | N/A | [5 empty] | Hornsdale Power Reserve Unit 1
Lake Bonney BESS1 | Battery Storage | SA | SA | N/A | Existing | N/A | Battery | Battery | Battery Storage | Battery Storage | Battery Storage | Battery Storage | Battery Storage | Battery Storage | Battery Storage | Battery Storage | Battery Storage | Battery Storage | Battery Storage |  |  | All Battery storage (2hrs storage) | All Battery storage (2hrs storage) |  | Lake Bonney BESS1 | N/A | [5 empty] | Lake Bonney BESS1
Lincoln Gap Wind Farm - BESS | Battery Storage | SA | SA | N/A | Anticipated | N/A | Battery | Battery | Battery Storage | Battery Storage | Battery Storage | Battery Storage | Battery Storage | Battery Storage | Battery Storage | Battery Storage | Battery Storage | Battery Storage | Battery Storage |  |  | All Battery storage (1hr storage) | All Battery storage (1hr storage) |  | Lincoln Gap Wind Farm - BESS | N/A | [5 empty] | Lincoln Gap Wind Farm - BESS
Torrens Island BESS | Battery Storage | SA | SA | N/A | Anticipated | N/A | Battery | Battery | Battery Storage | Battery Storage | Battery Storage | Battery Storage | Battery Storage | Battery Storage | Battery Storage | Battery Storage | Battery Storage | Battery Storage | Battery Storage |  |  | All Battery storage (1hr storage) | All Battery storage (1hr storage) |  | Torrens Island BESS | N/A | [5 empty] | Torrens Island BESS
Ballarat Energy Storage System | Battery Storage | VIC | VIC | N/A | Existing | N/A | Battery | Battery | Battery Storage | Battery Storage | Battery Storage | Battery Storage | Battery Storage | Battery Storage | Battery Storage | Battery Storage | Battery Storage | Battery Storage | Battery Storage |  |  | All Battery storage (1hr storage) | All Battery storage (1hr storage) |  | Ballarat Energy Storage System | N/A | [5 empty] | Ballarat Energy Storage System
Bulgana Green Power Hub - BESS | Battery Storage | VIC | VIC | N/A | Committed | N/A | Battery | Battery | Battery Storage | Battery Storage | Battery Storage | Battery Storage | Battery Storage | Battery Storage | Battery Storage | Battery Storage | Battery Storage | Battery Storage | Battery Storage |  |  | All Battery storage (2hrs storage) | All Battery storage (2hrs storage) |  | Bulgana Green Power Hub - BESS | N/A | [5 empty] | Bulgana Green Power Hub - BESS
Gannawarra Energy Storage System | Battery Storage | VIC | VIC | N/A | Existing | N/A | Battery | Battery | Battery Storage | Battery Storage | Battery Storage | Battery Storage | Battery Storage | Battery Storage | Battery Storage | Battery Storage | Battery Storage | Battery Storage | Battery Storage |  |  | All Battery storage (2hrs storage) | All Battery storage (2hrs storage) |  | Gannawarra Energy Storage System | N/A | [5 empty] | Gannawarra Energy Storage System
Victorian Big Battery | Battery Storage | VIC | VIC | N/A | Committed | N/A | Battery | Battery | Battery Storage | Battery Storage | Battery Storage | Battery Storage | Battery Storage | Battery Storage | Battery Storage | Battery Storage | Battery Storage | Battery Storage | Battery Storage |  |  | All Battery storage (2hrs storage) | All Battery storage (2hrs storage) |  | Victorian Big Battery | N/A | [5 empty] | Victorian Big Battery
New Entrant
Black Coal (advanced ultra supercritical PC) | Black Coal (advanced ultra supercritical PC) | QLD | SQ | N/A | New Entrant | QLD Low | Black Coal | Southwest Queensland | Black Coal (advanced ultra supercritical PC) | Black Coal (advanced ultra supercritical PC) | Black Coal (advanced ultra supercritical PC) | Black Coal (advanced ultra supercritical PC) | Black Coal (advanced ultra supercritical PC) | Black Coal (advanced ultra supercritical PC) | Black Coal (advanced ultra supercritical PC) | Black Coal (advanced ultra supercritical PC) | Black Coal (advanced ultra supercritical PC) | Black Coal (advanced ultra supercritical PC) | Black Coal (advanced ultra supercritical PC) |  |  | QLD Low | QLD Low | Black Coal (advanced ultra supercritical PC) | NE_SQ | Black Coal (advanced ultra supercritical PC) | Black Coal (advanced ultra supercritical PC) | QLD | Black Coal (advanced ultra supercritical PC) | QLD | Black Coal (advanced ultra supercritical PC)
Black Coal (advanced ultra supercritical PC) | Black Coal (advanced ultra supercritical PC) | QLD | CNQ | N/A | New Entrant | QLD Low | Black Coal | Central Queensland | Black Coal (advanced ultra supercritical PC) | Black Coal (advanced ultra supercritical PC) | Black Coal (advanced ultra supercritical PC) | Black Coal (advanced ultra supercritical PC) | Black Coal (advanced ultra supercritical PC) | Black Coal (advanced ultra supercritical PC) | Black Coal (advanced ultra supercritical PC) | Black Coal (advanced ultra supercritical PC) | Black Coal (advanced ultra supercritical PC) | Black Coal (advanced ultra supercritical PC) | Black Coal (advanced ultra supercritical PC) |  |  | QLD Low | QLD Low | Black Coal (advanced ultra supercritical PC) | NE_CNQ | Black Coal (advanced ultra supercritical PC) | Black Coal (advanced ultra supercritical PC) | QLD | Black Coal (advanced ultra supercritical PC) | QLD | Black Coal (advanced ultra supercritical PC)
Black Coal (advanced ultra supercritical PC) | Black Coal (advanced ultra supercritical PC) | NSW | CNSW | N/A | New Entrant | NSW Low | Black Coal | North-Central NSW | Black Coal (advanced ultra supercritical PC) | Black Coal (advanced ultra supercritical PC) | Black Coal (advanced ultra supercritical PC) | Black Coal (advanced ultra supercritical PC) | Black Coal (advanced ultra supercritical PC) | Black Coal (advanced ultra supercritical PC) | Black Coal (advanced ultra supercritical PC) | Black Coal (advanced ultra supercritical PC) | Black Coal (advanced ultra supercritical PC) | Black Coal (advanced ultra supercritical PC) | Black Coal (advanced ultra supercritical PC) |  |  | NSW Low | NSW Low | Black Coal (advanced ultra supercritical PC) | NE_CNSW | Black Coal (advanced ultra supercritical PC) | Black Coal (advanced ultra supercritical PC) | NSW | Black Coal (advanced ultra supercritical PC) | NSW | Black Coal (advanced ultra supercritical PC)
Black Coal (advanced ultra supercritical PC) | Black Coal (advanced ultra supercritical PC) | NSW | SNW | N/A | New Entrant | NSW Low | Black Coal | North-Central NSW | Black Coal (advanced ultra supercritical PC) | Black Coal (advanced ultra supercritical PC) | Black Coal (advanced ultra supercritical PC) | Black Coal (advanced ultra supercritical PC) | Black Coal (advanced ultra supercritical PC) | Black Coal (advanced ultra supercritical PC) | Black Coal (advanced ultra supercritical PC) | Black Coal (advanced ultra supercritical PC) | Black Coal (advanced ultra supercritical PC) | Black Coal (advanced ultra supercritical PC) | Black Coal (advanced ultra supercritical PC) |  |  | NSW Low | NSW Low | Black Coal (advanced ultra supercritical PC) | NE_SNW | Black Coal (advanced ultra supercritical PC) | Black Coal (advanced ultra supercritical PC) | NSW | Black Coal (advanced ultra supercritical PC) | NSW | Black Coal (advanced ultra supercritical PC)
Black Coal (advanced ultra supercritical PC) with CCS | Black Coal (advanced ultra supercritical PC) with CCS | QLD | SQ | N/A | New Entrant | QLD Low | Black Coal | Southwest Queensland | Black Coal (advanced ultra supercritical PC) with CCS | Black Coal (advanced ultra supercritical PC) with CCS | Black Coal (advanced ultra supercritical PC) with CCS | Black Coal (advanced ultra supercritical PC) with CCS | Black Coal (advanced ultra supercritical PC) with CCS | Black Coal (advanced ultra supercritical PC) with CCS | Black Coal (advanced ultra supercritical PC) with CCS | Black Coal (advanced ultra supercritical PC) with CCS | Black Coal (advanced ultra supercritical PC) with CCS | Black Coal (advanced ultra supercritical PC) with CCS | Black Coal (advanced ultra supercritical PC) with CCS |  |  | QLD Low | QLD Low | Black Coal (advanced ultra supercritical PC) with CCS | NE_SQ | Black Coal (advanced ultra supercritical PC) with CCS | Black Coal (advanced ultra supercritical PC) | QLD | Black Coal (advanced ultra supercritical PC) with CCS | QLD | Black Coal (advanced ultra supercritical PC) with CCS
Black Coal (advanced ultra supercritical PC) with CCS | Black Coal (advanced ultra supercritical PC) with CCS | QLD | CNQ | N/A | New Entrant | QLD Low | Black Coal | Central Queensland | Black Coal (advanced ultra supercritical PC) with CCS | Black Coal (advanced ultra supercritical PC) with CCS | Black Coal (advanced ultra supercritical PC) with CCS | Black Coal (advanced ultra supercritical PC) with CCS | Black Coal (advanced ultra supercritical PC) with CCS | Black Coal (advanced ultra supercritical PC) with CCS | Black Coal (advanced ultra supercritical PC) with CCS | Black Coal (advanced ultra supercritical PC) with CCS | Black Coal (advanced ultra supercritical PC) with CCS | Black Coal (advanced ultra supercritical PC) with CCS | Black Coal (advanced ultra supercritical PC) with CCS |  |  | QLD Low | QLD Low | Black Coal (advanced ultra supercritical PC) with CCS | NE_CNQ | Black Coal (advanced ultra supercritical PC) with CCS | Black Coal (advanced ultra supercritical PC) | QLD | Black Coal (advanced ultra supercritical PC) with CCS | QLD | Black Coal (advanced ultra supercritical PC) with CCS
Black Coal (advanced ultra supercritical PC) with CCS | Black Coal (advanced ultra supercritical PC) with CCS | NSW | CNSW | N/A | New Entrant | NSW Low | Black Coal | North-Central NSW | Black Coal (advanced ultra supercritical PC) with CCS | Black Coal (advanced ultra supercritical PC) with CCS | Black Coal (advanced ultra supercritical PC) with CCS | Black Coal (advanced ultra supercritical PC) with CCS | Black Coal (advanced ultra supercritical PC) with CCS | Black Coal (advanced ultra supercritical PC) with CCS | Black Coal (advanced ultra supercritical PC) with CCS | Black Coal (advanced ultra supercritical PC) with CCS | Black Coal (advanced ultra supercritical PC) with CCS | Black Coal (advanced ultra supercritical PC) with CCS | Black Coal (advanced ultra supercritical PC) with CCS |  |  | NSW Low | NSW Low | Black Coal (advanced ultra supercritical PC) with CCS | NE_CNSW | Black Coal (advanced ultra supercritical PC) with CCS | Black Coal (advanced ultra supercritical PC) | NSW | Black Coal (advanced ultra supercritical PC) with CCS | NSW | Black Coal (advanced ultra supercritical PC) with CCS
Black Coal (advanced ultra supercritical PC) with CCS | Black Coal (advanced ultra supercritical PC) with CCS | NSW | SNW | N/A | New Entrant | NSW Low | Black Coal | North-Central NSW | Black Coal (advanced ultra supercritical PC) with CCS | Black Coal (advanced ultra supercritical PC) with CCS | Black Coal (advanced ultra supercritical PC) with CCS | Black Coal (advanced ultra supercritical PC) with CCS | Black Coal (advanced ultra supercritical PC) with CCS | Black Coal (advanced ultra supercritical PC) with CCS | Black Coal (advanced ultra supercritical PC) with CCS | Black Coal (advanced ultra supercritical PC) with CCS | Black Coal (advanced ultra supercritical PC) with CCS | Black Coal (advanced ultra supercritical PC) with CCS | Black Coal (advanced ultra supercritical PC) with CCS |  |  | NSW Low | NSW Low | Black Coal (advanced ultra supercritical PC) with CCS | NE_SNW | Black Coal (advanced ultra supercritical PC) with CCS | Black Coal (advanced ultra supercritical PC) | NSW | Black Coal (advanced ultra supercritical PC) with CCS | NSW | Black Coal (advanced ultra supercritical PC) with CCS
OCGT (small GT) | OCGT (small GT) | QLD | CNQ | N/A | New Entrant | QLD Low | Gas | QLD new OCGT | OCGT (small GT) | OCGT (small GT) | OCGT (small GT) | OCGT (small GT) | OCGT (small GT) | OCGT (small GT) | OCGT (small GT) | OCGT (small GT) | OCGT (small GT) | OCGT (small GT) | OCGT (small GT) |  |  | QLD Low | QLD Low | OCGT (small GT) | NE_CNQ | OCGT (small GT) | OCGT | QLD | OCGT (small GT) | QLD | OCGT (small GT)
OCGT (small GT) | OCGT (small GT) | QLD | GG | N/A | New Entrant | QLD Low | Gas | QLD new OCGT | OCGT (small GT) | OCGT (small GT) | OCGT (small GT) | OCGT (small GT) | OCGT (small GT) | OCGT (small GT) | OCGT (small GT) | OCGT (small GT) | OCGT (small GT) | OCGT (small GT) | OCGT (small GT) |  |  | QLD Low | QLD Low | OCGT (small GT) | NE_GG | OCGT (small GT) | OCGT | QLD | OCGT (small GT) | QLD | OCGT (small GT)
OCGT (small GT) | OCGT (small GT) | QLD | SQ | N/A | New Entrant | QLD Low | Gas | QLD new OCGT | OCGT (small GT) | OCGT (small GT) | OCGT (small GT) | OCGT (small GT) | OCGT (small GT) | OCGT (small GT) | OCGT (small GT) | OCGT (small GT) | OCGT (small GT) | OCGT (small GT) | OCGT (small GT) |  |  | QLD Low | QLD Low | OCGT (small GT) | NE_SQ | OCGT (small GT) | OCGT | QLD | OCGT (small GT) | QLD | OCGT (small GT)
OCGT (small GT) | OCGT (small GT) | NSW | NNSW | N/A | New Entrant | NSW Low | Gas | NSW new OCGT | OCGT (small GT) | OCGT (small GT) | OCGT (small GT) | OCGT (small GT) | OCGT (small GT) | OCGT (small GT) | OCGT (small GT) | OCGT (small GT) | OCGT (small GT) | OCGT (small GT) | OCGT (small GT) |  |  | NSW Low | NSW Low | OCGT (small GT) | NE_NNSW | OCGT (small GT) | OCGT | NSW | OCGT (small GT) | NSW | OCGT (small GT)
OCGT (small GT) | OCGT (small GT) | NSW | CNSW | N/A | New Entrant | NSW Low | Gas | NSW new OCGT | OCGT (small GT) | OCGT (small GT) | OCGT (small GT) | OCGT (small GT) | OCGT (small GT) | OCGT (small GT) | OCGT (small GT) | OCGT (small GT) | OCGT (small GT) | OCGT (small GT) | OCGT (small GT) |  |  | NSW Low | NSW Low | OCGT (small GT) | NE_CNSW | OCGT (small GT) | OCGT | NSW | OCGT (small GT) | NSW | OCGT (small GT)
OCGT (small GT) | OCGT (small GT) | NSW | SNW | N/A | New Entrant | NSW Low | Gas | NSW new OCGT | OCGT (small GT) | OCGT (small GT) | OCGT (small GT) | OCGT (small GT) | OCGT (small GT) | OCGT (small GT) | OCGT (small GT) | OCGT (small GT) | OCGT (small GT) | OCGT (small GT) | OCGT (small GT) |  |  | NSW Low | NSW Low | OCGT (small GT) | NE_SNW | OCGT (small GT) | OCGT | NSW | OCGT (small GT) | NSW | OCGT (small GT)
OCGT (small GT) | OCGT (small GT) | NSW | SNSW | N/A | New Entrant | NSW Low | Gas | NSW new OCGT | OCGT (small GT) | OCGT (small GT) | OCGT (small GT) | OCGT (small GT) | OCGT (small GT) | OCGT (small GT) | OCGT (small GT) | OCGT (small GT) | OCGT (small GT) | OCGT (small GT) | OCGT (small GT) |  |  | NSW Low | NSW Low | OCGT (small GT) | NE_SNSW | OCGT (small GT) | OCGT | NSW | OCGT (small GT) | NSW | OCGT (small GT)
OCGT (small GT) | OCGT (small GT) | VIC | VIC | N/A | New Entrant | VIC Low | Gas | VIC new OCGT | OCGT (small GT) | OCGT (small GT) | OCGT (small GT) | OCGT (small GT) | OCGT (small GT) | OCGT (small GT) | OCGT (small GT) | OCGT (small GT) | OCGT (small GT) | OCGT (small GT) | OCGT (small GT) |  |  | VIC Low | VIC Low | OCGT (small GT) | NE_VIC1 | OCGT (small GT) | OCGT | VIC | OCGT (small GT) | VIC | OCGT (small GT)
OCGT (small GT) | OCGT (small GT) | SA | SA | N/A | New Entrant | SA Low | Gas | SA new OCGT | OCGT (small GT) | OCGT (small GT) | OCGT (small GT) | OCGT (small GT) | OCGT (small GT) | OCGT (small GT) | OCGT (small GT) | OCGT (small GT) | OCGT (small GT) | OCGT (small GT) | OCGT (small GT) |  |  | SA Low | SA Low | OCGT (small GT) | NE_SA1 | OCGT (small GT) | OCGT | SA | OCGT (small GT) | SA | OCGT (small GT)
OCGT (small GT) | OCGT (small GT) | TAS | TAS | N/A | New Entrant | TAS Low | Gas | TAS new OCGT | OCGT (small GT) | OCGT (small GT) | OCGT (small GT) | OCGT (small GT) | OCGT (small GT) | OCGT (small GT) | OCGT (small GT) | OCGT (small GT) | OCGT (small GT) | OCGT (small GT) | OCGT (small GT) |  |  | TAS Low | TAS Low | OCGT (small GT) | NE_TAS1 | OCGT (small GT) | OCGT | TAS | OCGT (small GT) | TAS | OCGT (small GT)
OCGT (large GT) | OCGT (large GT) | QLD | CNQ | N/A | New Entrant | QLD Low | Gas | QLD new OCGT | OCGT (large GT) | OCGT (large GT) | OCGT (large GT) | OCGT (large GT) | OCGT (large GT) | OCGT (large GT) | OCGT (large GT) | OCGT (large GT) | OCGT (large GT) | OCGT (large GT) | OCGT (large GT) |  |  | QLD Low | QLD Low | OCGT (large GT) | NE_CNQ | OCGT (large GT) | OCGT | QLD | OCGT (large GT) | QLD | OCGT (large GT)
OCGT (large GT) | OCGT (large GT) | QLD | GG | N/A | New Entrant | QLD Low | Gas | QLD new OCGT | OCGT (large GT) | OCGT (large GT) | OCGT (large GT) | OCGT (large GT) | OCGT (large GT) | OCGT (large GT) | OCGT (large GT) | OCGT (large GT) | OCGT (large GT) | OCGT (large GT) | OCGT (large GT) |  |  | QLD Low | QLD Low | OCGT (large GT) | NE_GG | OCGT (large GT) | OCGT | QLD | OCGT (large GT) | QLD | OCGT (large GT)
OCGT (large GT) | OCGT (large GT) | QLD | SQ | N/A | New Entrant | QLD Low | Gas | QLD new OCGT | OCGT (large GT) | OCGT (large GT) | OCGT (large GT) | OCGT (large GT) | OCGT (large GT) | OCGT (large GT) | OCGT (large GT) | OCGT (large GT) | OCGT (large GT) | OCGT (large GT) | OCGT (large GT) |  |  | QLD Low | QLD Low | OCGT (large GT) | NE_SQ | OCGT (large GT) | OCGT | QLD | OCGT (large GT) | QLD | OCGT (large GT)
OCGT (large GT) | OCGT (large GT) | NSW | NNSW | N/A | New Entrant | NSW Low | Gas | NSW new OCGT | OCGT (large GT) | OCGT (large GT) | OCGT (large GT) | OCGT (large GT) | OCGT (large GT) | OCGT (large GT) | OCGT (large GT) | OCGT (large GT) | OCGT (large GT) | OCGT (large GT) | OCGT (large GT) |  |  | NSW Low | NSW Low | OCGT (large GT) | NE_NNSW | OCGT (large GT) | OCGT | NSW | OCGT (large GT) | NSW | OCGT (large GT)
OCGT (large GT) | OCGT (large GT) | NSW | CNSW | N/A | New Entrant | NSW Low | Gas | NSW new OCGT | OCGT (large GT) | OCGT (large GT) | OCGT (large GT) | OCGT (large GT) | OCGT (large GT) | OCGT (large GT) | OCGT (large GT) | OCGT (large GT) | OCGT (large GT) | OCGT (large GT) | OCGT (large GT) |  |  | NSW Low | NSW Low | OCGT (large GT) | NE_CNSW | OCGT (large GT) | OCGT | NSW | OCGT (large GT) | NSW | OCGT (large GT)
OCGT (large GT) | OCGT (large GT) | NSW | SNW | N/A | New Entrant | NSW Low | Gas | NSW new OCGT | OCGT (large GT) | OCGT (large GT) | OCGT (large GT) | OCGT (large GT) | OCGT (large GT) | OCGT (large GT) | OCGT (large GT) | OCGT (large GT) | OCGT (large GT) | OCGT (large GT) | OCGT (large GT) |  |  | NSW Low | NSW Low | OCGT (large GT) | NE_SNW | OCGT (large GT) | OCGT | NSW | OCGT (large GT) | NSW | OCGT (large GT)
OCGT (large GT) | OCGT (large GT) | NSW | SNSW | N/A | New Entrant | NSW Low | Gas | NSW new OCGT | OCGT (large GT) | OCGT (large GT) | OCGT (large GT) | OCGT (large GT) | OCGT (large GT) | OCGT (large GT) | OCGT (large GT) | OCGT (large GT) | OCGT (large GT) | OCGT (large GT) | OCGT (large GT) |  |  | NSW Low | NSW Low | OCGT (large GT) | NE_SNSW | OCGT (large GT) | OCGT | NSW | OCGT (large GT) | NSW | OCGT (large GT)
OCGT (large GT) | OCGT (large GT) | VIC | VIC | N/A | New Entrant | VIC Low | Gas | VIC new OCGT | OCGT (large GT) | OCGT (large GT) | OCGT (large GT) | OCGT (large GT) | OCGT (large GT) | OCGT (large GT) | OCGT (large GT) | OCGT (large GT) | OCGT (large GT) | OCGT (large GT) | OCGT (large GT) |  |  | VIC Low | VIC Low | OCGT (large GT) | NE_VIC1 | OCGT (large GT) | OCGT | VIC | OCGT (large GT) | VIC | OCGT (large GT)
OCGT (large GT) | OCGT (large GT) | SA | SA | N/A | New Entrant | SA Low | Gas | SA new OCGT | OCGT (large GT) | OCGT (large GT) | OCGT (large GT) | OCGT (large GT) | OCGT (large GT) | OCGT (large GT) | OCGT (large GT) | OCGT (large GT) | OCGT (large GT) | OCGT (large GT) | OCGT (large GT) |  |  | SA Low | SA Low | OCGT (large GT) | NE_SA1 | OCGT (large GT) | OCGT | SA | OCGT (large GT) | SA | OCGT (large GT)
OCGT (large GT) | OCGT (large GT) | TAS | TAS | N/A | New Entrant | TAS Low | Gas | TAS new OCGT | OCGT (large GT) | OCGT (large GT) | OCGT (large GT) | OCGT (large GT) | OCGT (large GT) | OCGT (large GT) | OCGT (large GT) | OCGT (large GT) | OCGT (large GT) | OCGT (large GT) | OCGT (large GT) |  |  | TAS Low | TAS Low | OCGT (large GT) | NE_TAS1 | OCGT (large GT) | OCGT | TAS | OCGT (large GT) | TAS | OCGT (large GT)
CCGT | CCGT | QLD | CNQ | N/A | New Entrant | QLD Low | Gas | QLD new CCGT | CCGT | CCGT | CCGT | CCGT | CCGT | CCGT | CCGT | CCGT | CCGT | CCGT | CCGT |  |  | QLD Low | QLD Low | CCGT | NE_CNQ | CCGT | CCGT | QLD | CCGT | QLD | CCGT
CCGT | CCGT | QLD | GG | N/A | New Entrant | QLD Low | Gas | QLD new CCGT | CCGT | CCGT | CCGT | CCGT | CCGT | CCGT | CCGT | CCGT | CCGT | CCGT | CCGT |  |  | QLD Low | QLD Low | CCGT | NE_GG | CCGT | CCGT | QLD | CCGT | QLD | CCGT
CCGT | CCGT | QLD | SQ | N/A | New Entrant | QLD Low | Gas | QLD new CCGT | CCGT | CCGT | CCGT | CCGT | CCGT | CCGT | CCGT | CCGT | CCGT | CCGT | CCGT |  |  | QLD Low | QLD Low | CCGT | NE_SQ | CCGT | CCGT | QLD | CCGT | QLD | CCGT
CCGT | CCGT | NSW | NNSW | N/A | New Entrant | NSW Low | Gas | NSW new CCGT | CCGT | CCGT | CCGT | CCGT | CCGT | CCGT | CCGT | CCGT | CCGT | CCGT | CCGT |  |  | NSW Low | NSW Low | CCGT | NE_NNSW | CCGT | CCGT | NSW | CCGT | NSW | CCGT
CCGT | CCGT | NSW | CNSW | N/A | New Entrant | NSW Low | Gas | NSW new CCGT | CCGT | CCGT | CCGT | CCGT | CCGT | CCGT | CCGT | CCGT | CCGT | CCGT | CCGT |  |  | NSW Low | NSW Low | CCGT | NE_CNSW | CCGT | CCGT | NSW | CCGT | NSW | CCGT
CCGT | CCGT | NSW | SNW | N/A | New Entrant | NSW Low | Gas | NSW new CCGT | CCGT | CCGT | CCGT | CCGT | CCGT | CCGT | CCGT | CCGT | CCGT | CCGT | CCGT |  |  | NSW Low | NSW Low | CCGT | NE_SNW | CCGT | CCGT | NSW | CCGT | NSW | CCGT
CCGT | CCGT | NSW | SNSW | N/A | New Entrant | NSW Low | Gas | NSW new CCGT | CCGT | CCGT | CCGT | CCGT | CCGT | CCGT | CCGT | CCGT | CCGT | CCGT | CCGT |  |  | NSW Low | NSW Low | CCGT | NE_SNSW | CCGT | CCGT | NSW | CCGT | NSW | CCGT
CCGT | CCGT | VIC | VIC | N/A | New Entrant | VIC Low | Gas | VIC new CCGT | CCGT | CCGT | CCGT | CCGT | CCGT | CCGT | CCGT | CCGT | CCGT | CCGT | CCGT |  |  | VIC Low | VIC Low | CCGT | NE_VIC1 | CCGT | CCGT | VIC | CCGT | VIC | CCGT
CCGT | CCGT | SA | SA | N/A | New Entrant | SA Low | Gas | SA new CCGT | CCGT | CCGT | CCGT | CCGT | CCGT | CCGT | CCGT | CCGT | CCGT | CCGT | CCGT |  |  | SA Low | SA Low | CCGT | NE_SA1 | CCGT | CCGT | SA | CCGT | SA | CCGT
CCGT | CCGT | TAS | TAS | N/A | New Entrant | TAS Low | Gas | TAS new CCGT | CCGT | CCGT | CCGT | CCGT | CCGT | CCGT | CCGT | CCGT | CCGT | CCGT | CCGT |  |  | TAS Low | TAS Low | CCGT | NE_TAS1 | CCGT | CCGT | TAS | CCGT | TAS | CCGT
CCGT with CCS | CCGT with CCS | QLD | CNQ | N/A | New Entrant | QLD Low | Gas | QLD new CCGT | CCGT with CCS | CCGT with CCS | CCGT with CCS | CCGT with CCS | CCGT with CCS | CCGT with CCS | CCGT with CCS | CCGT with CCS | CCGT with CCS | CCGT with CCS | CCGT with CCS |  |  | QLD Low | QLD Low | CCGT with CCS | NE_CNQ | CCGT with CCS | CCGT | QLD | CCGT with CCS | QLD | CCGT with CCS
CCGT with CCS | CCGT with CCS | QLD | GG | N/A | New Entrant | QLD Low | Gas | QLD new CCGT | CCGT with CCS | CCGT with CCS | CCGT with CCS | CCGT with CCS | CCGT with CCS | CCGT with CCS | CCGT with CCS | CCGT with CCS | CCGT with CCS | CCGT with CCS | CCGT with CCS |  |  | QLD Low | QLD Low | CCGT with CCS | NE_GG | CCGT with CCS | CCGT | QLD | CCGT with CCS | QLD | CCGT with CCS
CCGT with CCS | CCGT with CCS | QLD | SQ | N/A | New Entrant | QLD Low | Gas | QLD new CCGT | CCGT with CCS | CCGT with CCS | CCGT with CCS | CCGT with CCS | CCGT with CCS | CCGT with CCS | CCGT with CCS | CCGT with CCS | CCGT with CCS | CCGT with CCS | CCGT with CCS |  |  | QLD Low | QLD Low | CCGT with CCS | NE_SQ | CCGT with CCS | CCGT | QLD | CCGT with CCS | QLD | CCGT with CCS
CCGT with CCS | CCGT with CCS | NSW | NNSW | N/A | New Entrant | NSW Low | Gas | NSW new CCGT | CCGT with CCS | CCGT with CCS | CCGT with CCS | CCGT with CCS | CCGT with CCS | CCGT with CCS | CCGT with CCS | CCGT with CCS | CCGT with CCS | CCGT with CCS | CCGT with CCS |  |  | NSW Low | NSW Low | CCGT with CCS | NE_NNSW | CCGT with CCS | CCGT | NSW | CCGT with CCS | NSW | CCGT with CCS
CCGT with CCS | CCGT with CCS | NSW | CNSW | N/A | New Entrant | NSW Low | Gas | NSW new CCGT | CCGT with CCS | CCGT with CCS | CCGT with CCS | CCGT with CCS | CCGT with CCS | CCGT with CCS | CCGT with CCS | CCGT with CCS | CCGT with CCS | CCGT with CCS | CCGT with CCS |  |  | NSW Low | NSW Low | CCGT with CCS | NE_CNSW | CCGT with CCS | CCGT | NSW | CCGT with CCS | NSW | CCGT with CCS
CCGT with CCS | CCGT with CCS | NSW | SNW | N/A | New Entrant | NSW Low | Gas | NSW new CCGT | CCGT with CCS | CCGT with CCS | CCGT with CCS | CCGT with CCS | CCGT with CCS | CCGT with CCS | CCGT with CCS | CCGT with CCS | CCGT with CCS | CCGT with CCS | CCGT with CCS |  |  | NSW Low | NSW Low | CCGT with CCS | NE_SNW | CCGT with CCS | CCGT | NSW | CCGT with CCS | NSW | CCGT with CCS
CCGT with CCS | CCGT with CCS | NSW | SNSW | N/A | New Entrant | NSW Low | Gas | NSW new CCGT | CCGT with CCS | CCGT with CCS | CCGT with CCS | CCGT with CCS | CCGT with CCS | CCGT with CCS | CCGT with CCS | CCGT with CCS | CCGT with CCS | CCGT with CCS | CCGT with CCS |  |  | NSW Low | NSW Low | CCGT with CCS | NE_SNSW | CCGT with CCS | CCGT | NSW | CCGT with CCS | NSW | CCGT with CCS
CCGT with CCS | CCGT with CCS | SA | SA | N/A | New Entrant | SA Low | Gas | SA new CCGT | CCGT with CCS | CCGT with CCS | CCGT with CCS | CCGT with CCS | CCGT with CCS | CCGT with CCS | CCGT with CCS | CCGT with CCS | CCGT with CCS | CCGT with CCS | CCGT with CCS |  |  | SA Low | SA Low | CCGT with CCS | NE_SA1 | CCGT with CCS | CCGT | SA | CCGT with CCS | SA | CCGT with CCS
CCGT with CCS | CCGT with CCS | TAS | TAS | N/A | New Entrant | TAS Low | Gas | TAS new CCGT | CCGT with CCS | CCGT with CCS | CCGT with CCS | CCGT with CCS | CCGT with CCS | CCGT with CCS | CCGT with CCS | CCGT with CCS | CCGT with CCS | CCGT with CCS | CCGT with CCS |  |  | TAS Low | TAS Low | CCGT with CCS | NE_TAS1 | CCGT with CCS | CCGT | TAS | CCGT with CCS | TAS | CCGT with CCS
CCGT with CCS | CCGT with CCS | VIC | VIC | N/A | New Entrant | VIC Low | Gas | VIC new CCGT | CCGT with CCS | CCGT with CCS | CCGT with CCS | CCGT with CCS | CCGT with CCS | CCGT with CCS | CCGT with CCS | CCGT with CCS | CCGT with CCS | CCGT with CCS | CCGT with CCS |  |  | VIC Low | VIC Low | CCGT with CCS | NE_VIC1 | CCGT with CCS | CCGT | VIC | CCGT with CCS | VIC | CCGT with CCS
Biomass | Biomass | VIC | VIC | N/A | New Entrant | VIC Low | Biomass | Biomass | Biomass | Biomass | Biomass | Biomass | Biomass | Biomass | Biomass | Biomass | Biomass | Biomass | Biomass |  |  | VIC Low | VIC Low | Biomass | NE_VIC1 | Biomass | Biomass | VIC | Biomass | VIC | Biomass
Biomass | Biomass | QLD | CNQ | N/A | New Entrant | QLD Low | Biomass | Biomass | Biomass | Biomass | Biomass | Biomass | Biomass | Biomass | Biomass | Biomass | Biomass | Biomass | Biomass |  |  | QLD Low | QLD Low | Biomass | NE_CNQ | Biomass | Biomass | QLD | Biomass | QLD | Biomass
Biomass | Biomass | QLD | GG | N/A | New Entrant | QLD Low | Biomass | Biomass | Biomass | Biomass | Biomass | Biomass | Biomass | Biomass | Biomass | Biomass | Biomass | Biomass | Biomass |  |  | QLD Low | QLD Low | Biomass | NE_GG | Biomass | Biomass | QLD | Biomass | QLD | Biomass
Biomass | Biomass | QLD | SQ | N/A | New Entrant | QLD Low | Biomass | Biomass | Biomass | Biomass | Biomass | Biomass | Biomass | Biomass | Biomass | Biomass | Biomass | Biomass | Biomass |  |  | QLD Low | QLD Low | Biomass | NE_SQ | Biomass | Biomass | QLD | Biomass | QLD | Biomass
Biomass | Biomass | NSW | NNSW | N/A | New Entrant | NSW Low | Biomass | Biomass | Biomass | Biomass | Biomass | Biomass | Biomass | Biomass | Biomass | Biomass | Biomass | Biomass | Biomass |  |  | NSW Low | NSW Low | Biomass | NE_NNSW | Biomass | Biomass | NSW | Biomass | NSW | Biomass
Biomass | Biomass | NSW | CNSW | N/A | New Entrant | NSW Low | Biomass | Biomass | Biomass | Biomass | Biomass | Biomass | Biomass | Biomass | Biomass | Biomass | Biomass | Biomass | Biomass |  |  | NSW Low | NSW Low | Biomass | NE_CNSW | Biomass | Biomass | NSW | Biomass | NSW | Biomass
Biomass | Biomass | NSW | SNW | N/A | New Entrant | NSW Low | Biomass | Biomass | Biomass | Biomass | Biomass | Biomass | Biomass | Biomass | Biomass | Biomass | Biomass | Biomass | Biomass |  |  | NSW Low | NSW Low | Biomass | NE_SNW | Biomass | Biomass | NSW | Biomass | NSW | Biomass
Biomass | Biomass | NSW | SNSW | N/A | New Entrant | NSW Low | Biomass | Biomass | Biomass | Biomass | Biomass | Biomass | Biomass | Biomass | Biomass | Biomass | Biomass | Biomass | Biomass |  |  | NSW Low | NSW Low | Biomass | NE_SNSW | Biomass | Biomass | NSW | Biomass | NSW | Biomass
Biomass | Biomass | SA | SA | N/A | New Entrant | SA Low | Biomass | Biomass | Biomass | Biomass | Biomass | Biomass | Biomass | Biomass | Biomass | Biomass | Biomass | Biomass | Biomass |  |  | SA Low | SA Low | Biomass | NE_SA1 | Biomass | Biomass | SA | Biomass | SA | Biomass
Biomass | Biomass | TAS | TAS | N/A | New Entrant | TAS Low | Biomass | Biomass | Biomass | Biomass | Biomass | Biomass | Biomass | Biomass | Biomass | Biomass | Biomass | Biomass | Biomass |  |  | TAS Low | TAS Low | Biomass | NE_TAS1 | Biomass | Biomass | TAS | Biomass | TAS | Biomass
Large scale Solar PV | Large scale Solar PV | QLD | CNQ | Far North QLD | New Entrant | QLD Low | Solar | Solar | Large scale Solar PV | Large scale Solar PV | Large scale Solar PV | Large scale Solar PV | Large scale Solar PV | Large scale Solar PV | Large scale Solar PV | Large scale Solar PV | Large scale Solar PV | Large scale Solar PV | Large scale Solar PV |  |  | QLD Low | QLD Low | Large scale Solar PV | REZ_Q1_Solar | Large scale Solar PV | Large scale Solar PV | Far North Queensland | Large scale Solar PV | Far North QLD | Large scale Solar PV
Large scale Solar PV | Large scale Solar PV | QLD | CNQ | North Qld Clean Energy Hub | New Entrant | QLD Low | Solar | Solar | Large scale Solar PV | Large scale Solar PV | Large scale Solar PV | Large scale Solar PV | Large scale Solar PV | Large scale Solar PV | Large scale Solar PV | Large scale Solar PV | Large scale Solar PV | Large scale Solar PV | Large scale Solar PV |  |  | QLD Low | QLD Low | Large scale Solar PV | REZ_Q2_Solar | Large scale Solar PV | Large scale Solar PV | North Queensland Clean Energy Hub | Large scale Solar PV | North Qld Clean Energy Hub | Large scale Solar PV
Large scale Solar PV | Large scale Solar PV | QLD | CNQ | Northern Qld | New Entrant | QLD Low | Solar | Solar | Large scale Solar PV | Large scale Solar PV | Large scale Solar PV | Large scale Solar PV | Large scale Solar PV | Large scale Solar PV | Large scale Solar PV | Large scale Solar PV | Large scale Solar PV | Large scale Solar PV | Large scale Solar PV |  |  | QLD Low | QLD Low | Large scale Solar PV | REZ_Q3_Solar | Large scale Solar PV | Large scale Solar PV | North Queensland | Large scale Solar PV | Northern Qld | Large scale Solar PV
Large scale Solar PV | Large scale Solar PV | QLD | CNQ | Isaac | New Entrant | QLD Low | Solar | Solar | Large scale Solar PV | Large scale Solar PV | Large scale Solar PV | Large scale Solar PV | Large scale Solar PV | Large scale Solar PV | Large scale Solar PV | Large scale Solar PV | Large scale Solar PV | Large scale Solar PV | Large scale Solar PV |  |  | QLD Low | QLD Low | Large scale Solar PV | REZ_Q4_Solar | Large scale Solar PV | Large scale Solar PV | Isaac | Large scale Solar PV | Isaac | Large scale Solar PV
Large scale Solar PV | Large scale Solar PV | QLD | CNQ | Barcaldine | New Entrant | QLD Medium | Solar | Solar | Large scale Solar PV | Large scale Solar PV | Large scale Solar PV | Large scale Solar PV | Large scale Solar PV | Large scale Solar PV | Large scale Solar PV | Large scale Solar PV | Large scale Solar PV | Large scale Solar PV | Large scale Solar PV |  |  | QLD Medium | QLD Medium | Large scale Solar PV | REZ_Q5_Solar | Large scale Solar PV | Large scale Solar PV | Barcaldine | Large scale Solar PV | Barcaldine | Large scale Solar PV
Large scale Solar PV | Large scale Solar PV | QLD | CNQ | Fitzroy | New Entrant | QLD Low | Solar | Solar | Large scale Solar PV | Large scale Solar PV | Large scale Solar PV | Large scale Solar PV | Large scale Solar PV | Large scale Solar PV | Large scale Solar PV | Large scale Solar PV | Large scale Solar PV | Large scale Solar PV | Large scale Solar PV |  |  | QLD Low | QLD Low | Large scale Solar PV | REZ_Q6_Solar | Large scale Solar PV | Large scale Solar PV | Fitzroy | Large scale Solar PV | Fitzroy | Large scale Solar PV
Large scale Solar PV | Large scale Solar PV | QLD | SQ | Wide Bay | New Entrant | QLD Low | Solar | Solar | Large scale Solar PV | Large scale Solar PV | Large scale Solar PV | Large scale Solar PV | Large scale Solar PV | Large scale Solar PV | Large scale Solar PV | Large scale Solar PV | Large scale Solar PV | Large scale Solar PV | Large scale Solar PV |  |  | QLD Low | QLD Low | Large scale Solar PV | REZ_Q7_Solar | Large scale Solar PV | Large scale Solar PV | Wide Bay | Large scale Solar PV | Wide Bay | Large scale Solar PV
Large scale Solar PV | Large scale Solar PV | QLD | SQ | Darling Downs | New Entrant | QLD Low | Solar | Solar | Large scale Solar PV | Large scale Solar PV | Large scale Solar PV | Large scale Solar PV | Large scale Solar PV | Large scale Solar PV | Large scale Solar PV | Large scale Solar PV | Large scale Solar PV | Large scale Solar PV | Large scale Solar PV |  |  | QLD Low | QLD Low | Large scale Solar PV | REZ_Q8_Solar | Large scale Solar PV | Large scale Solar PV | Darling Downs | Large scale Solar PV | Darling Downs | Large scale Solar PV
Large scale Solar PV | Large scale Solar PV | QLD | SQ | Banana | New Entrant | QLD Medium | Solar | Solar | Large scale Solar PV | Large scale Solar PV | Large scale Solar PV | Large scale Solar PV | Large scale Solar PV | Large scale Solar PV | Large scale Solar PV | Large scale Solar PV | Large scale Solar PV | Large scale Solar PV | Large scale Solar PV |  |  | QLD Medium | QLD Medium | Large scale Solar PV | REZ_Q9_Solar | Large scale Solar PV | Large scale Solar PV | Banana | Large scale Solar PV | Banana | Large scale Solar PV
Large scale Solar PV | Large scale Solar PV | NSW | NNSW | North West NSW | New Entrant | NSW Medium | Solar | Solar | Large scale Solar PV | Large scale Solar PV | Large scale Solar PV | Large scale Solar PV | Large scale Solar PV | Large scale Solar PV | Large scale Solar PV | Large scale Solar PV | Large scale Solar PV | Large scale Solar PV | Large scale Solar PV |  |  | NSW Medium | NSW Medium | Large scale Solar PV | REZ_N1_Solar | Large scale Solar PV | Large scale Solar PV | North West New South Wales | Large scale Solar PV | North West NSW | Large scale Solar PV
Large scale Solar PV | Large scale Solar PV | NSW | NNSW | New England | New Entrant | NSW Low | Solar | Solar | Large scale Solar PV | Large scale Solar PV | Large scale Solar PV | Large scale Solar PV | Large scale Solar PV | Large scale Solar PV | Large scale Solar PV | Large scale Solar PV | Large scale Solar PV | Large scale Solar PV | Large scale Solar PV |  |  | NSW Low | NSW Low | Large scale Solar PV | REZ_N2_Solar | Large scale Solar PV | Large scale Solar PV | New England | Large scale Solar PV | New England | Large scale Solar PV
Large scale Solar PV | Large scale Solar PV | NSW | CNSW | Central-West Orana | New Entrant | NSW Medium | Solar | Solar | Large scale Solar PV | Large scale Solar PV | Large scale Solar PV | Large scale Solar PV | Large scale Solar PV | Large scale Solar PV | Large scale Solar PV | Large scale Solar PV | Large scale Solar PV | Large scale Solar PV | Large scale Solar PV |  |  | NSW Medium | NSW Medium | Large scale Solar PV | REZ_N3_Solar | Large scale Solar PV | Large scale Solar PV | Central West New South Wales | Large scale Solar PV | Central-West Orana | Large scale Solar PV
Large scale Solar PV | Large scale Solar PV | NSW | SNSW | Broken Hill | New Entrant | NSW High | Solar | Solar | Large scale Solar PV | Large scale Solar PV | Large scale Solar PV | Large scale Solar PV | Large scale Solar PV | Large scale Solar PV | Large scale Solar PV | Large scale Solar PV | Large scale Solar PV | Large scale Solar PV | Large scale Solar PV |  |  | NSW High | NSW High | Large scale Solar PV | REZ_N4_Solar | Large scale Solar PV | Large scale Solar PV | Broken Hill | Large scale Solar PV | Broken Hill | Large scale Solar PV
Large scale Solar PV | Large scale Solar PV | NSW | SNSW | South West NSW | New Entrant | NSW High | Solar | Solar | Large scale Solar PV | Large scale Solar PV | Large scale Solar PV | Large scale Solar PV | Large scale Solar PV | Large scale Solar PV | Large scale Solar PV | Large scale Solar PV | Large scale Solar PV | Large scale Solar PV | Large scale Solar PV |  |  | NSW High | NSW High | Large scale Solar PV | REZ_N5_Solar | Large scale Solar PV | Large scale Solar PV | South West New South Wales | Large scale Solar PV | South West NSW | Large scale Solar PV
Large scale Solar PV | Large scale Solar PV | NSW | SNSW | Wagga Wagga | New Entrant | NSW Medium | Solar | Solar | Large scale Solar PV | Large scale Solar PV | Large scale Solar PV | Large scale Solar PV | Large scale Solar PV | Large scale Solar PV | Large scale Solar PV | Large scale Solar PV | Large scale Solar PV | Large scale Solar PV | Large scale Solar PV |  |  | NSW Medium | NSW Medium | Large scale Solar PV | REZ_N6_Solar | Large scale Solar PV | Large scale Solar PV | Wagga Wagga | Large scale Solar PV | Wagga Wagga | Large scale Solar PV
Large scale Solar PV | Large scale Solar PV | NSW | SNSW | Tumut | New Entrant | NSW Medium | Solar | Solar | Large scale Solar PV | Large scale Solar PV | Large scale Solar PV | Large scale Solar PV | Large scale Solar PV | Large scale Solar PV | Large scale Solar PV | Large scale Solar PV | Large scale Solar PV | Large scale Solar PV | Large scale Solar PV |  |  | NSW Medium | NSW Medium | Large scale Solar PV | REZ_N7_Solar | Large scale Solar PV | Large scale Solar PV | Tumut | Large scale Solar PV | Tumut | Large scale Solar PV
Large scale Solar PV | Large scale Solar PV | NSW | SNSW | Cooma-Monaro | New Entrant | NSW Medium | Solar | Solar | Large scale Solar PV | Large scale Solar PV | Large scale Solar PV | Large scale Solar PV | Large scale Solar PV | Large scale Solar PV | Large scale Solar PV | Large scale Solar PV | Large scale Solar PV | Large scale Solar PV | Large scale Solar PV |  |  | NSW Medium | NSW Medium | Large scale Solar PV | REZ_N8_Solar | Large scale Solar PV | Large scale Solar PV | Cooma-Monaro | Large scale Solar PV | Cooma-Monaro | Large scale Solar PV
Large scale Solar PV | Large scale Solar PV | VIC | VIC | Ovens Murray | New Entrant | VIC Medium | Solar | Solar | Large scale Solar PV | Large scale Solar PV | Large scale Solar PV | Large scale Solar PV | Large scale Solar PV | Large scale Solar PV | Large scale Solar PV | Large scale Solar PV | Large scale Solar PV | Large scale Solar PV | Large scale Solar PV |  |  | VIC Medium | VIC Medium | Large scale Solar PV | REZ_V1_Solar | Large scale Solar PV | Large scale Solar PV | Ovens Murray | Large scale Solar PV | Ovens Murray | Large scale Solar PV
Large scale Solar PV | Large scale Solar PV | VIC | VIC | Murray River | New Entrant | VIC Medium | Solar | Solar | Large scale Solar PV | Large scale Solar PV | Large scale Solar PV | Large scale Solar PV | Large scale Solar PV | Large scale Solar PV | Large scale Solar PV | Large scale Solar PV | Large scale Solar PV | Large scale Solar PV | Large scale Solar PV |  |  | VIC High | VIC High | Large scale Solar PV | REZ_V2_Solar | Large scale Solar PV | Large scale Solar PV | Murray River | Large scale Solar PV | Murray River | Large scale Solar PV
Large scale Solar PV | Large scale Solar PV | VIC | VIC | Western Victoria | New Entrant | VIC Medium | Solar | Solar | Large scale Solar PV | Large scale Solar PV | Large scale Solar PV | Large scale Solar PV | Large scale Solar PV | Large scale Solar PV | Large scale Solar PV | Large scale Solar PV | Large scale Solar PV | Large scale Solar PV | Large scale Solar PV |  |  | VIC Medium | VIC Medium | Large scale Solar PV | REZ_V3_Solar | Large scale Solar PV | Large scale Solar PV | Western Victoria | Large scale Solar PV | Western Victoria | Large scale Solar PV
Large scale Solar PV | Large scale Solar PV | VIC | VIC | South West Victoria | New Entrant | VIC Medium | Solar | Solar | Large scale Solar PV | Large scale Solar PV | Large scale Solar PV | Large scale Solar PV | Large scale Solar PV | Large scale Solar PV | Large scale Solar PV | Large scale Solar PV | Large scale Solar PV | Large scale Solar PV | Large scale Solar PV |  |  | VIC Medium | VIC Medium | Large scale Solar PV | REZ_V4_Solar | Large scale Solar PV | Large scale Solar PV | South West Victoria | Large scale Solar PV | South West Victoria | Large scale Solar PV
Large scale Solar PV | Large scale Solar PV | VIC | VIC | Gippsland | New Entrant | VIC Low | Solar | Solar | Large scale Solar PV | Large scale Solar PV | Large scale Solar PV | Large scale Solar PV | Large scale Solar PV | Large scale Solar PV | Large scale Solar PV | Large scale Solar PV | Large scale Solar PV | Large scale Solar PV | Large scale Solar PV |  |  | VIC Low | VIC Low | Large scale Solar PV | REZ_V5_Solar | Large scale Solar PV | Large scale Solar PV | Gippsland | Large scale Solar PV | Gippsland | Large scale Solar PV
Large scale Solar PV | Large scale Solar PV | VIC | VIC | Central North Vic | New Entrant | VIC High | Solar | Solar | Large scale Solar PV | Large scale Solar PV | Large scale Solar PV | Large scale Solar PV | Large scale Solar PV | Large scale Solar PV | Large scale Solar PV | Large scale Solar PV | Large scale Solar PV | Large scale Solar PV | Large scale Solar PV |  |  | VIC Medium | VIC Medium | Large scale Solar PV | REZ_V6_Solar | Large scale Solar PV | Large scale Solar PV | Central North Victoria | Large scale Solar PV | Central North Vic | Large scale Solar PV
Large scale Solar PV | Large scale Solar PV | SA | SA | South East SA | New Entrant | SA Low | Solar | Solar | Large scale Solar PV | Large scale Solar PV | Large scale Solar PV | Large scale Solar PV | Large scale Solar PV | Large scale Solar PV | Large scale Solar PV | Large scale Solar PV | Large scale Solar PV | Large scale Solar PV | Large scale Solar PV |  |  | SA Low | SA Low | Large scale Solar PV | REZ_S1_Solar | Large scale Solar PV | Large scale Solar PV | South-East SA | Large scale Solar PV | South East SA | Large scale Solar PV
Large scale Solar PV | Large scale Solar PV | SA | SA | Riverland | New Entrant | SA Low | Solar | Solar | Large scale Solar PV | Large scale Solar PV | Large scale Solar PV | Large scale Solar PV | Large scale Solar PV | Large scale Solar PV | Large scale Solar PV | Large scale Solar PV | Large scale Solar PV | Large scale Solar PV | Large scale Solar PV |  |  | SA Low | SA Low | Large scale Solar PV | REZ_S2_Solar | Large scale Solar PV | Large scale Solar PV | Riverland | Large scale Solar PV | Riverland | Large scale Solar PV
Large scale Solar PV | Large scale Solar PV | SA | SA | Mid-North SA | New Entrant | SA Low | Solar | Solar | Large scale Solar PV | Large scale Solar PV | Large scale Solar PV | Large scale Solar PV | Large scale Solar PV | Large scale Solar PV | Large scale Solar PV | Large scale Solar PV | Large scale Solar PV | Large scale Solar PV | Large scale Solar PV |  |  | SA Low | SA Low | Large scale Solar PV | REZ_S3_Solar | Large scale Solar PV | Large scale Solar PV | Mid-North SA | Large scale Solar PV | Mid-North SA | Large scale Solar PV
Large scale Solar PV | Large scale Solar PV | SA | SA | Yorke Peninsula | New Entrant | SA Low | Solar | Solar | Large scale Solar PV | Large scale Solar PV | Large scale Solar PV | Large scale Solar PV | Large scale Solar PV | Large scale Solar PV | Large scale Solar PV | Large scale Solar PV | Large scale Solar PV | Large scale Solar PV | Large scale Solar PV |  |  | SA Low | SA Low | Large scale Solar PV | REZ_S4_Solar | Large scale Solar PV | Large scale Solar PV | Yorke Peninsula | Large scale Solar PV | Yorke Peninsula | Large scale Solar PV
Large scale Solar PV | Large scale Solar PV | SA | SA | Northern SA | New Entrant | SA Medium | Solar | Solar | Large scale Solar PV | Large scale Solar PV | Large scale Solar PV | Large scale Solar PV | Large scale Solar PV | Large scale Solar PV | Large scale Solar PV | Large scale Solar PV | Large scale Solar PV | Large scale Solar PV | Large scale Solar PV |  |  | SA Medium | SA Medium | Large scale Solar PV | REZ_S5_Solar | Large scale Solar PV | Large scale Solar PV | Northern SA | Large scale Solar PV | Northern SA | Large scale Solar PV
Large scale Solar PV | Large scale Solar PV | SA | SA | Leigh Creek | New Entrant | SA Medium | Solar | Solar | Large scale Solar PV | Large scale Solar PV | Large scale Solar PV | Large scale Solar PV | Large scale Solar PV | Large scale Solar PV | Large scale Solar PV | Large scale Solar PV | Large scale Solar PV | Large scale Solar PV | Large scale Solar PV |  |  | SA Medium | SA Medium | Large scale Solar PV | REZ_S6_Solar | Large scale Solar PV | Large scale Solar PV | Leigh Creek | Large scale Solar PV | Leigh Creek | Large scale Solar PV
Large scale Solar PV | Large scale Solar PV | SA | SA | Roxby Downs | New Entrant | SA Medium | Solar | Solar | Large scale Solar PV | Large scale Solar PV | Large scale Solar PV | Large scale Solar PV | Large scale Solar PV | Large scale Solar PV | Large scale Solar PV | Large scale Solar PV | Large scale Solar PV | Large scale Solar PV | Large scale Solar PV |  |  | SA Medium | SA Medium | Large scale Solar PV | REZ_S7_Solar | Large scale Solar PV | Large scale Solar PV | Roxby Downs | Large scale Solar PV | Roxby Downs | Large scale Solar PV
Large scale Solar PV | Large scale Solar PV | SA | SA | Eastern Eyre Peninsula | New Entrant | SA Medium | Solar | Solar | Large scale Solar PV | Large scale Solar PV | Large scale Solar PV | Large scale Solar PV | Large scale Solar PV | Large scale Solar PV | Large scale Solar PV | Large scale Solar PV | Large scale Solar PV | Large scale Solar PV | Large scale Solar PV |  |  | SA Medium | SA Medium | Large scale Solar PV | REZ_S8_Solar | Large scale Solar PV | Large scale Solar PV | Eastern Eyre Peninsula | Large scale Solar PV | Eastern Eyre Peninsula | Large scale Solar PV
Large scale Solar PV | Large scale Solar PV | SA | SA | Western Eyre Peninsula | New Entrant | SA Medium | Solar | Solar | Large scale Solar PV | Large scale Solar PV | Large scale Solar PV | Large scale Solar PV | Large scale Solar PV | Large scale Solar PV | Large scale Solar PV | Large scale Solar PV | Large scale Solar PV | Large scale Solar PV | Large scale Solar PV |  |  | SA Medium | SA Medium | Large scale Solar PV | REZ_S9_Solar | Large scale Solar PV | Large scale Solar PV | Western Eyre Peninsula | Large scale Solar PV | Western Eyre Peninsula | Large scale Solar PV
Large scale Solar PV | Large scale Solar PV | TAS | TAS | North East Tasmania | New Entrant | TAS Low | Solar | Solar | Large scale Solar PV | Large scale Solar PV | Large scale Solar PV | Large scale Solar PV | Large scale Solar PV | Large scale Solar PV | Large scale Solar PV | Large scale Solar PV | Large scale Solar PV | Large scale Solar PV | Large scale Solar PV |  |  | TAS Low | TAS Low | Large scale Solar PV | REZ_T1_Solar | Large scale Solar PV | Large scale Solar PV | North-East Tasmania | Large scale Solar PV | North East Tasmania | Large scale Solar PV
Large scale Solar PV | Large scale Solar PV | TAS | TAS | North West Tasmania | New Entrant | TAS Medium | Solar | Solar | Large scale Solar PV | Large scale Solar PV | Large scale Solar PV | Large scale Solar PV | Large scale Solar PV | Large scale Solar PV | Large scale Solar PV | Large scale Solar PV | Large scale Solar PV | Large scale Solar PV | Large scale Solar PV |  |  | TAS Medium | TAS Medium | Large scale Solar PV | REZ_T2_Solar | Large scale Solar PV | Large scale Solar PV | North-West Tasmania | Large scale Solar PV | North West Tasmania | Large scale Solar PV
Large scale Solar PV | Large scale Solar PV | TAS | TAS | Central Highlands | New Entrant | TAS Low | Solar | Solar | Large scale Solar PV | Large scale Solar PV | Large scale Solar PV | Large scale Solar PV | Large scale Solar PV | Large scale Solar PV | Large scale Solar PV | Large scale Solar PV | Large scale Solar PV | Large scale Solar PV | Large scale Solar PV |  |  | TAS Low | TAS Low | Large scale Solar PV | REZ_T3_Solar | Large scale Solar PV | Large scale Solar PV | Central Highlands | Large scale Solar PV | Central Highlands | Large scale Solar PV
Large scale Solar PV | Large scale Solar PV | NSW | CNSW | New South Wales Non-REZ | New Entrant | NSW Medium | Solar | Solar | Large scale Solar PV | Large scale Solar PV | Large scale Solar PV | Large scale Solar PV | Large scale Solar PV | Large scale Solar PV | Large scale Solar PV | Large scale Solar PV | Large scale Solar PV | Large scale Solar PV | Large scale Solar PV |  |  | NSW Medium | NSW Medium | Large scale Solar PV | N0_Solar | Large scale Solar PV | Large scale Solar PV | New South Wales Non-REZ | Large scale Solar PV | New South Wales Non-REZ | Large scale Solar PV
Large scale Solar PV | Large scale Solar PV | VIC | VIC | Victoria Non-REZ | New Entrant | VIC Medium | Solar | Solar | Large scale Solar PV | Large scale Solar PV | Large scale Solar PV | Large scale Solar PV | Large scale Solar PV | Large scale Solar PV | Large scale Solar PV | Large scale Solar PV | Large scale Solar PV | Large scale Solar PV | Large scale Solar PV |  |  | VIC Medium | VIC Medium | Large scale Solar PV | V0_Solar | Large scale Solar PV | Large scale Solar PV | Victoria Non-REZ | Large scale Solar PV | Victoria Non-REZ | Large scale Solar PV
Solar Thermal (8hrs Storage) | Solar Thermal (8hrs Storage) | QLD | CNQ | Far North QLD | New Entrant | QLD Low | Solar | Solar | Solar Thermal (8hrs Storage) | Solar Thermal (8hrs Storage) | Solar Thermal (8hrs Storage) | Solar Thermal (8hrs Storage) | Solar Thermal (8hrs Storage) | Solar Thermal (8hrs Storage) | Solar Thermal (8hrs Storage) | Solar Thermal (8hrs Storage) | Solar Thermal (8hrs Storage) | Solar Thermal (8hrs Storage) | Solar Thermal (8hrs Storage) |  |  | QLD Low | QLD Low | Solar Thermal (8hrs Storage) | REZ_Q1_Solar | Solar Thermal (8hrs Storage) | Solar Thermal (8hrs Storage) | Far North Queensland | Solar Thermal (8hrs Storage) | Far North QLD | Solar Thermal (8hrs Storage)
Solar Thermal (8hrs Storage) | Solar Thermal (8hrs Storage) | QLD | CNQ | North Qld Clean Energy Hub | New Entrant | QLD Low | Solar | Solar | Solar Thermal (8hrs Storage) | Solar Thermal (8hrs Storage) | Solar Thermal (8hrs Storage) | Solar Thermal (8hrs Storage) | Solar Thermal (8hrs Storage) | Solar Thermal (8hrs Storage) | Solar Thermal (8hrs Storage) | Solar Thermal (8hrs Storage) | Solar Thermal (8hrs Storage) | Solar Thermal (8hrs Storage) | Solar Thermal (8hrs Storage) |  |  | QLD Low | QLD Low | Solar Thermal (8hrs Storage) | REZ_Q2_Solar | Solar Thermal (8hrs Storage) | Solar Thermal (8hrs Storage) | North Queensland Clean Energy Hub | Solar Thermal (8hrs Storage) | North Qld Clean Energy Hub | Solar Thermal (8hrs Storage)
Solar Thermal (8hrs Storage) | Solar Thermal (8hrs Storage) | QLD | CNQ | Northern Qld | New Entrant | QLD Low | Solar | Solar | Solar Thermal (8hrs Storage) | Solar Thermal (8hrs Storage) | Solar Thermal (8hrs Storage) | Solar Thermal (8hrs Storage) | Solar Thermal (8hrs Storage) | Solar Thermal (8hrs Storage) | Solar Thermal (8hrs Storage) | Solar Thermal (8hrs Storage) | Solar Thermal (8hrs Storage) | Solar Thermal (8hrs Storage) | Solar Thermal (8hrs Storage) |  |  | QLD Low | QLD Low | Solar Thermal (8hrs Storage) | REZ_Q3_Solar | Solar Thermal (8hrs Storage) | Solar Thermal (8hrs Storage) | North Queensland | Solar Thermal (8hrs Storage) | Northern Qld | Solar Thermal (8hrs Storage)
Solar Thermal (8hrs Storage) | Solar Thermal (8hrs Storage) | QLD | CNQ | Isaac | New Entrant | QLD Low | Solar | Solar | Solar Thermal (8hrs Storage) | Solar Thermal (8hrs Storage) | Solar Thermal (8hrs Storage) | Solar Thermal (8hrs Storage) | Solar Thermal (8hrs Storage) | Solar Thermal (8hrs Storage) | Solar Thermal (8hrs Storage) | Solar Thermal (8hrs Storage) | Solar Thermal (8hrs Storage) | Solar Thermal (8hrs Storage) | Solar Thermal (8hrs Storage) |  |  | QLD Low | QLD Low | Solar Thermal (8hrs Storage) | REZ_Q4_Solar | Solar Thermal (8hrs Storage) | Solar Thermal (8hrs Storage) | Isaac | Solar Thermal (8hrs Storage) | Isaac | Solar Thermal (8hrs Storage)
Solar Thermal (8hrs Storage) | Solar Thermal (8hrs Storage) | QLD | CNQ | Barcaldine | New Entrant | QLD Medium | Solar | Solar | Solar Thermal (8hrs Storage) | Solar Thermal (8hrs Storage) | Solar Thermal (8hrs Storage) | Solar Thermal (8hrs Storage) | Solar Thermal (8hrs Storage) | Solar Thermal (8hrs Storage) | Solar Thermal (8hrs Storage) | Solar Thermal (8hrs Storage) | Solar Thermal (8hrs Storage) | Solar Thermal (8hrs Storage) | Solar Thermal (8hrs Storage) |  |  | QLD Medium | QLD Medium | Solar Thermal (8hrs Storage) | REZ_Q5_Solar | Solar Thermal (8hrs Storage) | Solar Thermal (8hrs Storage) | Barcaldine | Solar Thermal (8hrs Storage) | Barcaldine | Solar Thermal (8hrs Storage)
Solar Thermal (8hrs Storage) | Solar Thermal (8hrs Storage) | QLD | CNQ | Fitzroy | New Entrant | QLD Low | Solar | Solar | Solar Thermal (8hrs Storage) | Solar Thermal (8hrs Storage) | Solar Thermal (8hrs Storage) | Solar Thermal (8hrs Storage) | Solar Thermal (8hrs Storage) | Solar Thermal (8hrs Storage) | Solar Thermal (8hrs Storage) | Solar Thermal (8hrs Storage) | Solar Thermal (8hrs Storage) | Solar Thermal (8hrs Storage) | Solar Thermal (8hrs Storage) |  |  | QLD Low | QLD Low | Solar Thermal (8hrs Storage) | REZ_Q6_Solar | Solar Thermal (8hrs Storage) | Solar Thermal (8hrs Storage) | Fitzroy | Solar Thermal (8hrs Storage) | Fitzroy | Solar Thermal (8hrs Storage)
Solar Thermal (8hrs Storage) | Solar Thermal (8hrs Storage) | QLD | SQ | Wide Bay | New Entrant | QLD Low | Solar | Solar | Solar Thermal (8hrs Storage) | Solar Thermal (8hrs Storage) | Solar Thermal (8hrs Storage) | Solar Thermal (8hrs Storage) | Solar Thermal (8hrs Storage) | Solar Thermal (8hrs Storage) | Solar Thermal (8hrs Storage) | Solar Thermal (8hrs Storage) | Solar Thermal (8hrs Storage) | Solar Thermal (8hrs Storage) | Solar Thermal (8hrs Storage) |  |  | QLD Low | QLD Low | Solar Thermal (8hrs Storage) | REZ_Q7_Solar | Solar Thermal (8hrs Storage) | Solar Thermal (8hrs Storage) | Wide Bay | Solar Thermal (8hrs Storage) | Wide Bay | Solar Thermal (8hrs Storage)
Solar Thermal (8hrs Storage) | Solar Thermal (8hrs Storage) | QLD | SQ | Darling Downs | New Entrant | QLD Low | Solar | Solar | Solar Thermal (8hrs Storage) | Solar Thermal (8hrs Storage) | Solar Thermal (8hrs Storage) | Solar Thermal (8hrs Storage) | Solar Thermal (8hrs Storage) | Solar Thermal (8hrs Storage) | Solar Thermal (8hrs Storage) | Solar Thermal (8hrs Storage) | Solar Thermal (8hrs Storage) | Solar Thermal (8hrs Storage) | Solar Thermal (8hrs Storage) |  |  | QLD Low | QLD Low | Solar Thermal (8hrs Storage) | REZ_Q8_Solar | Solar Thermal (8hrs Storage) | Solar Thermal (8hrs Storage) | Darling Downs | Solar Thermal (8hrs Storage) | Darling Downs | Solar Thermal (8hrs Storage)
Solar Thermal (8hrs Storage) | Solar Thermal (8hrs Storage) | QLD | SQ | Banana | New Entrant | QLD Medium | Solar | Solar | Solar Thermal (8hrs Storage) | Solar Thermal (8hrs Storage) | Solar Thermal (8hrs Storage) | Solar Thermal (8hrs Storage) | Solar Thermal (8hrs Storage) | Solar Thermal (8hrs Storage) | Solar Thermal (8hrs Storage) | Solar Thermal (8hrs Storage) | Solar Thermal (8hrs Storage) | Solar Thermal (8hrs Storage) | Solar Thermal (8hrs Storage) |  |  | QLD Medium | QLD Medium | Solar Thermal (8hrs Storage) | REZ_Q9_Solar | Solar Thermal (8hrs Storage) | Solar Thermal (8hrs Storage) | Banana | Solar Thermal (8hrs Storage) | Banana | Solar Thermal (8hrs Storage)
Solar Thermal (8hrs Storage) | Solar Thermal (8hrs Storage) | NSW | NNSW | North West NSW | New Entrant | NSW Medium | Solar | Solar | Solar Thermal (8hrs Storage) | Solar Thermal (8hrs Storage) | Solar Thermal (8hrs Storage) | Solar Thermal (8hrs Storage) | Solar Thermal (8hrs Storage) | Solar Thermal (8hrs Storage) | Solar Thermal (8hrs Storage) | Solar Thermal (8hrs Storage) | Solar Thermal (8hrs Storage) | Solar Thermal (8hrs Storage) | Solar Thermal (8hrs Storage) |  |  | NSW Medium | NSW Medium | Solar Thermal (8hrs Storage) | REZ_N1_Solar | Solar Thermal (8hrs Storage) | Solar Thermal (8hrs Storage) | North West New South Wales | Solar Thermal (8hrs Storage) | North West NSW | Solar Thermal (8hrs Storage)
Solar Thermal (8hrs Storage) | Solar Thermal (8hrs Storage) | NSW | NNSW | New England | New Entrant | NSW Low | Solar | Solar | Solar Thermal (8hrs Storage) | Solar Thermal (8hrs Storage) | Solar Thermal (8hrs Storage) | Solar Thermal (8hrs Storage) | Solar Thermal (8hrs Storage) | Solar Thermal (8hrs Storage) | Solar Thermal (8hrs Storage) | Solar Thermal (8hrs Storage) | Solar Thermal (8hrs Storage) | Solar Thermal (8hrs Storage) | Solar Thermal (8hrs Storage) |  |  | NSW Low | NSW Low | Solar Thermal (8hrs Storage) | REZ_N2_Solar | Solar Thermal (8hrs Storage) | Solar Thermal (8hrs Storage) | New England | Solar Thermal (8hrs Storage) | New England | Solar Thermal (8hrs Storage)
Solar Thermal (8hrs Storage) | Solar Thermal (8hrs Storage) | NSW | CNSW | Central-West Orana | New Entrant | NSW Medium | Solar | Solar | Solar Thermal (8hrs Storage) | Solar Thermal (8hrs Storage) | Solar Thermal (8hrs Storage) | Solar Thermal (8hrs Storage) | Solar Thermal (8hrs Storage) | Solar Thermal (8hrs Storage) | Solar Thermal (8hrs Storage) | Solar Thermal (8hrs Storage) | Solar Thermal (8hrs Storage) | Solar Thermal (8hrs Storage) | Solar Thermal (8hrs Storage) |  |  | NSW Medium | NSW Medium | Solar Thermal (8hrs Storage) | REZ_N3_Solar | Solar Thermal (8hrs Storage) | Solar Thermal (8hrs Storage) | Central West New South Wales | Solar Thermal (8hrs Storage) | Central-West Orana | Solar Thermal (8hrs Storage)
Solar Thermal (8hrs Storage) | Solar Thermal (8hrs Storage) | NSW | SNSW | Broken Hill | New Entrant | NSW High | Solar | Solar | Solar Thermal (8hrs Storage) | Solar Thermal (8hrs Storage) | Solar Thermal (8hrs Storage) | Solar Thermal (8hrs Storage) | Solar Thermal (8hrs Storage) | Solar Thermal (8hrs Storage) | Solar Thermal (8hrs Storage) | Solar Thermal (8hrs Storage) | Solar Thermal (8hrs Storage) | Solar Thermal (8hrs Storage) | Solar Thermal (8hrs Storage) |  |  | NSW High | NSW High | Solar Thermal (8hrs Storage) | REZ_N4_Solar | Solar Thermal (8hrs Storage) | Solar Thermal (8hrs Storage) | Broken Hill | Solar Thermal (8hrs Storage) | Broken Hill | Solar Thermal (8hrs Storage)
Solar Thermal (8hrs Storage) | Solar Thermal (8hrs Storage) | NSW | SNSW | South West NSW | New Entrant | NSW High | Solar | Solar | Solar Thermal (8hrs Storage) | Solar Thermal (8hrs Storage) | Solar Thermal (8hrs Storage) | Solar Thermal (8hrs Storage) | Solar Thermal (8hrs Storage) | Solar Thermal (8hrs Storage) | Solar Thermal (8hrs Storage) | Solar Thermal (8hrs Storage) | Solar Thermal (8hrs Storage) | Solar Thermal (8hrs Storage) | Solar Thermal (8hrs Storage) |  |  | NSW High | NSW High | Solar Thermal (8hrs Storage) | REZ_N5_Solar | Solar Thermal (8hrs Storage) | Solar Thermal (8hrs Storage) | South West New South Wales | Solar Thermal (8hrs Storage) | South West NSW | Solar Thermal (8hrs Storage)
Solar Thermal (8hrs Storage) | Solar Thermal (8hrs Storage) | NSW | SNSW | Wagga Wagga | New Entrant | NSW Medium | Solar | Solar | Solar Thermal (8hrs Storage) | Solar Thermal (8hrs Storage) | Solar Thermal (8hrs Storage) | Solar Thermal (8hrs Storage) | Solar Thermal (8hrs Storage) | Solar Thermal (8hrs Storage) | Solar Thermal (8hrs Storage) | Solar Thermal (8hrs Storage) | Solar Thermal (8hrs Storage) | Solar Thermal (8hrs Storage) | Solar Thermal (8hrs Storage) |  |  | NSW Medium | NSW Medium | Solar Thermal (8hrs Storage) | REZ_N6_Solar | Solar Thermal (8hrs Storage) | Solar Thermal (8hrs Storage) | Wagga Wagga | Solar Thermal (8hrs Storage) | Wagga Wagga | Solar Thermal (8hrs Storage)
Solar Thermal (8hrs Storage) | Solar Thermal (8hrs Storage) | NSW | SNSW | Tumut | New Entrant | NSW Medium | Solar | Solar | Solar Thermal (8hrs Storage) | Solar Thermal (8hrs Storage) | Solar Thermal (8hrs Storage) | Solar Thermal (8hrs Storage) | Solar Thermal (8hrs Storage) | Solar Thermal (8hrs Storage) | Solar Thermal (8hrs Storage) | Solar Thermal (8hrs Storage) | Solar Thermal (8hrs Storage) | Solar Thermal (8hrs Storage) | Solar Thermal (8hrs Storage) |  |  | NSW Medium | NSW Medium | Solar Thermal (8hrs Storage) | REZ_N7_Solar | Solar Thermal (8hrs Storage) | Solar Thermal (8hrs Storage) | Tumut | Solar Thermal (8hrs Storage) | Tumut | Solar Thermal (8hrs Storage)
Solar Thermal (8hrs Storage) | Solar Thermal (8hrs Storage) | NSW | SNSW | Cooma-Monaro | New Entrant | NSW Medium | Solar | Solar | Solar Thermal (8hrs Storage) | Solar Thermal (8hrs Storage) | Solar Thermal (8hrs Storage) | Solar Thermal (8hrs Storage) | Solar Thermal (8hrs Storage) | Solar Thermal (8hrs Storage) | Solar Thermal (8hrs Storage) | Solar Thermal (8hrs Storage) | Solar Thermal (8hrs Storage) | Solar Thermal (8hrs Storage) | Solar Thermal (8hrs Storage) |  |  | NSW Medium | NSW Medium | Solar Thermal (8hrs Storage) | REZ_N8_Solar | Solar Thermal (8hrs Storage) | Solar Thermal (8hrs Storage) | Cooma-Monaro | Solar Thermal (8hrs Storage) | Cooma-Monaro | Solar Thermal (8hrs Storage)
Solar Thermal (8hrs Storage) | Solar Thermal (8hrs Storage) | VIC | VIC | Ovens Murray | New Entrant | VIC Medium | Solar | Solar | Solar Thermal (8hrs Storage) | Solar Thermal (8hrs Storage) | Solar Thermal (8hrs Storage) | Solar Thermal (8hrs Storage) | Solar Thermal (8hrs Storage) | Solar Thermal (8hrs Storage) | Solar Thermal (8hrs Storage) | Solar Thermal (8hrs Storage) | Solar Thermal (8hrs Storage) | Solar Thermal (8hrs Storage) | Solar Thermal (8hrs Storage) |  |  | VIC Medium | VIC Medium | Solar Thermal (8hrs Storage) | REZ_V1_Solar | Solar Thermal (8hrs Storage) | Solar Thermal (8hrs Storage) | Ovens Murray | Solar Thermal (8hrs Storage) | Ovens Murray | Solar Thermal (8hrs Storage)
Solar Thermal (8hrs Storage) | Solar Thermal (8hrs Storage) | VIC | VIC | Murray River | New Entrant | VIC Medium | Solar | Solar | Solar Thermal (8hrs Storage) | Solar Thermal (8hrs Storage) | Solar Thermal (8hrs Storage) | Solar Thermal (8hrs Storage) | Solar Thermal (8hrs Storage) | Solar Thermal (8hrs Storage) | Solar Thermal (8hrs Storage) | Solar Thermal (8hrs Storage) | Solar Thermal (8hrs Storage) | Solar Thermal (8hrs Storage) | Solar Thermal (8hrs Storage) |  |  | VIC High | VIC High | Solar Thermal (8hrs Storage) | REZ_V2_Solar | Solar Thermal (8hrs Storage) | Solar Thermal (8hrs Storage) | Murray River | Solar Thermal (8hrs Storage) | Murray River | Solar Thermal (8hrs Storage)
Solar Thermal (8hrs Storage) | Solar Thermal (8hrs Storage) | VIC | VIC | Western Victoria | New Entrant | VIC Medium | Solar | Solar | Solar Thermal (8hrs Storage) | Solar Thermal (8hrs Storage) | Solar Thermal (8hrs Storage) | Solar Thermal (8hrs Storage) | Solar Thermal (8hrs Storage) | Solar Thermal (8hrs Storage) | Solar Thermal (8hrs Storage) | Solar Thermal (8hrs Storage) | Solar Thermal (8hrs Storage) | Solar Thermal (8hrs Storage) | Solar Thermal (8hrs Storage) |  |  | VIC Medium | VIC Medium | Solar Thermal (8hrs Storage) | REZ_V3_Solar | Solar Thermal (8hrs Storage) | Solar Thermal (8hrs Storage) | Western Victoria | Solar Thermal (8hrs Storage) | Western Victoria | Solar Thermal (8hrs Storage)
Solar Thermal (8hrs Storage) | Solar Thermal (8hrs Storage) | VIC | VIC | South West Victoria | New Entrant | VIC Medium | Solar | Solar | Solar Thermal (8hrs Storage) | Solar Thermal (8hrs Storage) | Solar Thermal (8hrs Storage) | Solar Thermal (8hrs Storage) | Solar Thermal (8hrs Storage) | Solar Thermal (8hrs Storage) | Solar Thermal (8hrs Storage) | Solar Thermal (8hrs Storage) | Solar Thermal (8hrs Storage) | Solar Thermal (8hrs Storage) | Solar Thermal (8hrs Storage) |  |  | VIC Medium | VIC Medium | Solar Thermal (8hrs Storage) | REZ_V4_Solar | Solar Thermal (8hrs Storage) | Solar Thermal (8hrs Storage) | South West Victoria | Solar Thermal (8hrs Storage) | South West Victoria | Solar Thermal (8hrs Storage)
Solar Thermal (8hrs Storage) | Solar Thermal (8hrs Storage) | VIC | VIC | Gippsland | New Entrant | VIC Low | Solar | Solar | Solar Thermal (8hrs Storage) | Solar Thermal (8hrs Storage) | Solar Thermal (8hrs Storage) | Solar Thermal (8hrs Storage) | Solar Thermal (8hrs Storage) | Solar Thermal (8hrs Storage) | Solar Thermal (8hrs Storage) | Solar Thermal (8hrs Storage) | Solar Thermal (8hrs Storage) | Solar Thermal (8hrs Storage) | Solar Thermal (8hrs Storage) |  |  | VIC Low | VIC Low | Solar Thermal (8hrs Storage) | REZ_V5_Solar | Solar Thermal (8hrs Storage) | Solar Thermal (8hrs Storage) | Gippsland | Solar Thermal (8hrs Storage) | Gippsland | Solar Thermal (8hrs Storage)
Solar Thermal (8hrs Storage) | Solar Thermal (8hrs Storage) | VIC | VIC | Central North Vic | New Entrant | VIC High | Solar | Solar | Solar Thermal (8hrs Storage) | Solar Thermal (8hrs Storage) | Solar Thermal (8hrs Storage) | Solar Thermal (8hrs Storage) | Solar Thermal (8hrs Storage) | Solar Thermal (8hrs Storage) | Solar Thermal (8hrs Storage) | Solar Thermal (8hrs Storage) | Solar Thermal (8hrs Storage) | Solar Thermal (8hrs Storage) | Solar Thermal (8hrs Storage) |  |  | VIC Medium | VIC Medium | Solar Thermal (8hrs Storage) | REZ_V6_Solar | Solar Thermal (8hrs Storage) | Solar Thermal (8hrs Storage) | Central North Victoria | Solar Thermal (8hrs Storage) | Central North Vic | Solar Thermal (8hrs Storage)
Solar Thermal (8hrs Storage) | Solar Thermal (8hrs Storage) | SA | SA | South East SA | New Entrant | SA Low | Solar | Solar | Solar Thermal (8hrs Storage) | Solar Thermal (8hrs Storage) | Solar Thermal (8hrs Storage) | Solar Thermal (8hrs Storage) | Solar Thermal (8hrs Storage) | Solar Thermal (8hrs Storage) | Solar Thermal (8hrs Storage) | Solar Thermal (8hrs Storage) | Solar Thermal (8hrs Storage) | Solar Thermal (8hrs Storage) | Solar Thermal (8hrs Storage) |  |  | SA Low | SA Low | Solar Thermal (8hrs Storage) | REZ_S1_Solar | Solar Thermal (8hrs Storage) | Solar Thermal (8hrs Storage) | South-East SA | Solar Thermal (8hrs Storage) | South East SA | Solar Thermal (8hrs Storage)
Solar Thermal (8hrs Storage) | Solar Thermal (8hrs Storage) | SA | SA | Riverland | New Entrant | SA Low | Solar | Solar | Solar Thermal (8hrs Storage) | Solar Thermal (8hrs Storage) | Solar Thermal (8hrs Storage) | Solar Thermal (8hrs Storage) | Solar Thermal (8hrs Storage) | Solar Thermal (8hrs Storage) | Solar Thermal (8hrs Storage) | Solar Thermal (8hrs Storage) | Solar Thermal (8hrs Storage) | Solar Thermal (8hrs Storage) | Solar Thermal (8hrs Storage) |  |  | SA Low | SA Low | Solar Thermal (8hrs Storage) | REZ_S2_Solar | Solar Thermal (8hrs Storage) | Solar Thermal (8hrs Storage) | Riverland | Solar Thermal (8hrs Storage) | Riverland | Solar Thermal (8hrs Storage)
Solar Thermal (8hrs Storage) | Solar Thermal (8hrs Storage) | SA | SA | Mid-North SA | New Entrant | SA Low | Solar | Solar | Solar Thermal (8hrs Storage) | Solar Thermal (8hrs Storage) | Solar Thermal (8hrs Storage) | Solar Thermal (8hrs Storage) | Solar Thermal (8hrs Storage) | Solar Thermal (8hrs Storage) | Solar Thermal (8hrs Storage) | Solar Thermal (8hrs Storage) | Solar Thermal (8hrs Storage) | Solar Thermal (8hrs Storage) | Solar Thermal (8hrs Storage) |  |  | SA Low | SA Low | Solar Thermal (8hrs Storage) | REZ_S3_Solar | Solar Thermal (8hrs Storage) | Solar Thermal (8hrs Storage) | Mid-North SA | Solar Thermal (8hrs Storage) | Mid-North SA | Solar Thermal (8hrs Storage)
Solar Thermal (8hrs Storage) | Solar Thermal (8hrs Storage) | SA | SA | Yorke Peninsula | New Entrant | SA Low | Solar | Solar | Solar Thermal (8hrs Storage) | Solar Thermal (8hrs Storage) | Solar Thermal (8hrs Storage) | Solar Thermal (8hrs Storage) | Solar Thermal (8hrs Storage) | Solar Thermal (8hrs Storage) | Solar Thermal (8hrs Storage) | Solar Thermal (8hrs Storage) | Solar Thermal (8hrs Storage) | Solar Thermal (8hrs Storage) | Solar Thermal (8hrs Storage) |  |  | SA Low | SA Low | Solar Thermal (8hrs Storage) | REZ_S4_Solar | Solar Thermal (8hrs Storage) | Solar Thermal (8hrs Storage) | Yorke Peninsula | Solar Thermal (8hrs Storage) | Yorke Peninsula | Solar Thermal (8hrs Storage)
Solar Thermal (8hrs Storage) | Solar Thermal (8hrs Storage) | SA | SA | Northern SA | New Entrant | SA Medium | Solar | Solar | Solar Thermal (8hrs Storage) | Solar Thermal (8hrs Storage) | Solar Thermal (8hrs Storage) | Solar Thermal (8hrs Storage) | Solar Thermal (8hrs Storage) | Solar Thermal (8hrs Storage) | Solar Thermal (8hrs Storage) | Solar Thermal (8hrs Storage) | Solar Thermal (8hrs Storage) | Solar Thermal (8hrs Storage) | Solar Thermal (8hrs Storage) |  |  | SA Medium | SA Medium | Solar Thermal (8hrs Storage) | REZ_S5_Solar | Solar Thermal (8hrs Storage) | Solar Thermal (8hrs Storage) | Northern SA | Solar Thermal (8hrs Storage) | Northern SA | Solar Thermal (8hrs Storage)
Solar Thermal (8hrs Storage) | Solar Thermal (8hrs Storage) | SA | SA | Leigh Creek | New Entrant | SA Medium | Solar | Solar | Solar Thermal (8hrs Storage) | Solar Thermal (8hrs Storage) | Solar Thermal (8hrs Storage) | Solar Thermal (8hrs Storage) | Solar Thermal (8hrs Storage) | Solar Thermal (8hrs Storage) | Solar Thermal (8hrs Storage) | Solar Thermal (8hrs Storage) | Solar Thermal (8hrs Storage) | Solar Thermal (8hrs Storage) | Solar Thermal (8hrs Storage) |  |  | SA Medium | SA Medium | Solar Thermal (8hrs Storage) | REZ_S6_Solar | Solar Thermal (8hrs Storage) | Solar Thermal (8hrs Storage) | Leigh Creek | Solar Thermal (8hrs Storage) | Leigh Creek | Solar Thermal (8hrs Storage)
Solar Thermal (8hrs Storage) | Solar Thermal (8hrs Storage) | SA | SA | Roxby Downs | New Entrant | SA Medium | Solar | Solar | Solar Thermal (8hrs Storage) | Solar Thermal (8hrs Storage) | Solar Thermal (8hrs Storage) | Solar Thermal (8hrs Storage) | Solar Thermal (8hrs Storage) | Solar Thermal (8hrs Storage) | Solar Thermal (8hrs Storage) | Solar Thermal (8hrs Storage) | Solar Thermal (8hrs Storage) | Solar Thermal (8hrs Storage) | Solar Thermal (8hrs Storage) |  |  | SA Medium | SA Medium | Solar Thermal (8hrs Storage) | REZ_S7_Solar | Solar Thermal (8hrs Storage) | Solar Thermal (8hrs Storage) | Roxby Downs | Solar Thermal (8hrs Storage) | Roxby Downs | Solar Thermal (8hrs Storage)
Solar Thermal (8hrs Storage) | Solar Thermal (8hrs Storage) | SA | SA | Eastern Eyre Peninsula | New Entrant | SA Medium | Solar | Solar | Solar Thermal (8hrs Storage) | Solar Thermal (8hrs Storage) | Solar Thermal (8hrs Storage) | Solar Thermal (8hrs Storage) | Solar Thermal (8hrs Storage) | Solar Thermal (8hrs Storage) | Solar Thermal (8hrs Storage) | Solar Thermal (8hrs Storage) | Solar Thermal (8hrs Storage) | Solar Thermal (8hrs Storage) | Solar Thermal (8hrs Storage) |  |  | SA Medium | SA Medium | Solar Thermal (8hrs Storage) | REZ_S8_Solar | Solar Thermal (8hrs Storage) | Solar Thermal (8hrs Storage) | Eastern Eyre Peninsula | Solar Thermal (8hrs Storage) | Eastern Eyre Peninsula | Solar Thermal (8hrs Storage)
Solar Thermal (8hrs Storage) | Solar Thermal (8hrs Storage) | SA | SA | Western Eyre Peninsula | New Entrant | SA Medium | Solar | Solar | Solar Thermal (8hrs Storage) | Solar Thermal (8hrs Storage) | Solar Thermal (8hrs Storage) | Solar Thermal (8hrs Storage) | Solar Thermal (8hrs Storage) | Solar Thermal (8hrs Storage) | Solar Thermal (8hrs Storage) | Solar Thermal (8hrs Storage) | Solar Thermal (8hrs Storage) | Solar Thermal (8hrs Storage) | Solar Thermal (8hrs Storage) |  |  | SA Medium | SA Medium | Solar Thermal (8hrs Storage) | REZ_S9_Solar | Solar Thermal (8hrs Storage) | Solar Thermal (8hrs Storage) | Western Eyre Peninsula | Solar Thermal (8hrs Storage) | Western Eyre Peninsula | Solar Thermal (8hrs Storage)
Solar Thermal (8hrs Storage) | Solar Thermal (8hrs Storage) | TAS | TAS | North East Tasmania | New Entrant | TAS Low | Solar | Solar | Solar Thermal (8hrs Storage) | Solar Thermal (8hrs Storage) | Solar Thermal (8hrs Storage) | Solar Thermal (8hrs Storage) | Solar Thermal (8hrs Storage) | Solar Thermal (8hrs Storage) | Solar Thermal (8hrs Storage) | Solar Thermal (8hrs Storage) | Solar Thermal (8hrs Storage) | Solar Thermal (8hrs Storage) | Solar Thermal (8hrs Storage) |  |  | TAS Low | TAS Low | Solar Thermal (8hrs Storage) | REZ_T1_Solar | Solar Thermal (8hrs Storage) | Solar Thermal (8hrs Storage) | North-East Tasmania | Solar Thermal (8hrs Storage) | North East Tasmania | Solar Thermal (8hrs Storage)
Solar Thermal (8hrs Storage) | Solar Thermal (8hrs Storage) | TAS | TAS | North West Tasmania | New Entrant | TAS Medium | Solar | Solar | Solar Thermal (8hrs Storage) | Solar Thermal (8hrs Storage) | Solar Thermal (8hrs Storage) | Solar Thermal (8hrs Storage) | Solar Thermal (8hrs Storage) | Solar Thermal (8hrs Storage) | Solar Thermal (8hrs Storage) | Solar Thermal (8hrs Storage) | Solar Thermal (8hrs Storage) | Solar Thermal (8hrs Storage) | Solar Thermal (8hrs Storage) |  |  | TAS Medium | TAS Medium | Solar Thermal (8hrs Storage) | REZ_T2_Solar | Solar Thermal (8hrs Storage) | Solar Thermal (8hrs Storage) | North-West Tasmania | Solar Thermal (8hrs Storage) | North West Tasmania | Solar Thermal (8hrs Storage)
Solar Thermal (8hrs Storage) | Solar Thermal (8hrs Storage) | TAS | TAS | Central Highlands | New Entrant | TAS Low | Solar | Solar | Solar Thermal (8hrs Storage) | Solar Thermal (8hrs Storage) | Solar Thermal (8hrs Storage) | Solar Thermal (8hrs Storage) | Solar Thermal (8hrs Storage) | Solar Thermal (8hrs Storage) | Solar Thermal (8hrs Storage) | Solar Thermal (8hrs Storage) | Solar Thermal (8hrs Storage) | Solar Thermal (8hrs Storage) | Solar Thermal (8hrs Storage) |  |  | TAS Low | TAS Low | Solar Thermal (8hrs Storage) | REZ_T3_Solar | Solar Thermal (8hrs Storage) | Solar Thermal (8hrs Storage) | Central Highlands | Solar Thermal (8hrs Storage) | Central Highlands | Solar Thermal (8hrs Storage)
Solar Thermal (8hrs Storage) | Solar Thermal (8hrs Storage) | NSW | CNSW | New South Wales Non-REZ | New Entrant | NSW Medium | Solar | Solar | Solar Thermal (8hrs Storage) | Solar Thermal (8hrs Storage) | Solar Thermal (8hrs Storage) | Solar Thermal (8hrs Storage) | Solar Thermal (8hrs Storage) | Solar Thermal (8hrs Storage) | Solar Thermal (8hrs Storage) | Solar Thermal (8hrs Storage) | Solar Thermal (8hrs Storage) | Solar Thermal (8hrs Storage) | Solar Thermal (8hrs Storage) |  |  | NSW Medium | NSW Medium | Solar Thermal (8hrs Storage) | N0_Solar | Solar Thermal (8hrs Storage) | Solar Thermal (8hrs Storage) | New South Wales Non-REZ | Solar Thermal (8hrs Storage) | New South Wales Non-REZ | Solar Thermal (8hrs Storage)
Solar Thermal (8hrs Storage) | Solar Thermal (8hrs Storage) | VIC | VIC | Victoria Non-REZ | New Entrant | VIC Medium | Solar | Solar | Solar Thermal (8hrs Storage) | Solar Thermal (8hrs Storage) | Solar Thermal (8hrs Storage) | Solar Thermal (8hrs Storage) | Solar Thermal (8hrs Storage) | Solar Thermal (8hrs Storage) | Solar Thermal (8hrs Storage) | Solar Thermal (8hrs Storage) | Solar Thermal (8hrs Storage) | Solar Thermal (8hrs Storage) | Solar Thermal (8hrs Storage) |  |  | VIC Medium | VIC Medium | Solar Thermal (8hrs Storage) | V0_Solar | Solar Thermal (8hrs Storage) | Solar Thermal (8hrs Storage) | Victoria Non-REZ | Solar Thermal (8hrs Storage) | Victoria Non-REZ | Solar Thermal (8hrs Storage)
Battery Storage (1hr storage) | Battery Storage (1hr storage) | VIC | VIC | N/A | New Entrant | VIC Low | NA | Battery | Battery Storage (1hr storage) | Battery Storage (1hr storage) | Battery Storage (1hr storage) | Battery Storage (1hr storage) | Battery Storage (1hr storage) | Battery Storage (1hr storage) | Battery Storage (1hr storage) | Battery Storage (1hr storage) | Battery Storage (1hr storage) | Battery Storage (1hr storage) | Battery Storage (1hr storage) |  |  | VIC Low | VIC Low | Battery Storage (1hr storage) | NE_VIC1 | Battery Storage (1hr storage) | Battery Storage | VIC | Battery Storage (1hr storage) | VIC | Battery Storage (1hr storage)
Battery Storage (1hr storage) | Battery Storage (1hr storage) | QLD | CNQ | N/A | New Entrant | QLD Low | NA | Battery | Battery Storage (1hr storage) | Battery Storage (1hr storage) | Battery Storage (1hr storage) | Battery Storage (1hr storage) | Battery Storage (1hr storage) | Battery Storage (1hr storage) | Battery Storage (1hr storage) | Battery Storage (1hr storage) | Battery Storage (1hr storage) | Battery Storage (1hr storage) | Battery Storage (1hr storage) |  |  | QLD Low | QLD Low | Battery Storage (1hr storage) | NE_CNQ | Battery Storage (1hr storage) | Battery Storage | QLD | Battery Storage (1hr storage) | QLD | Battery Storage (1hr storage)
Battery Storage (1hr storage) | Battery Storage (1hr storage) | QLD | GG | N/A | New Entrant | QLD Low | NA | Battery | Battery Storage (1hr storage) | Battery Storage (1hr storage) | Battery Storage (1hr storage) | Battery Storage (1hr storage) | Battery Storage (1hr storage) | Battery Storage (1hr storage) | Battery Storage (1hr storage) | Battery Storage (1hr storage) | Battery Storage (1hr storage) | Battery Storage (1hr storage) | Battery Storage (1hr storage) |  |  | QLD Low | QLD Low | Battery Storage (1hr storage) | NE_GG | Battery Storage (1hr storage) | Battery Storage | QLD | Battery Storage (1hr storage) | QLD | Battery Storage (1hr storage)
Battery Storage (1hr storage) | Battery Storage (1hr storage) | QLD | SQ | N/A | New Entrant | QLD Low | NA | Battery | Battery Storage (1hr storage) | Battery Storage (1hr storage) | Battery Storage (1hr storage) | Battery Storage (1hr storage) | Battery Storage (1hr storage) | Battery Storage (1hr storage) | Battery Storage (1hr storage) | Battery Storage (1hr storage) | Battery Storage (1hr storage) | Battery Storage (1hr storage) | Battery Storage (1hr storage) |  |  | QLD Low | QLD Low | Battery Storage (1hr storage) | NE_SQ | Battery Storage (1hr storage) | Battery Storage | QLD | Battery Storage (1hr storage) | QLD | Battery Storage (1hr storage)
Battery Storage (1hr storage) | Battery Storage (1hr storage) | NSW | NNSW | N/A | New Entrant | NSW Low | NA | Battery | Battery Storage (1hr storage) | Battery Storage (1hr storage) | Battery Storage (1hr storage) | Battery Storage (1hr storage) | Battery Storage (1hr storage) | Battery Storage (1hr storage) | Battery Storage (1hr storage) | Battery Storage (1hr storage) | Battery Storage (1hr storage) | Battery Storage (1hr storage) | Battery Storage (1hr storage) |  |  | NSW Low | NSW Low | Battery Storage (1hr storage) | NE_NNSW | Battery Storage (1hr storage) | Battery Storage | NSW | Battery Storage (1hr storage) | NSW | Battery Storage (1hr storage)
Battery Storage (1hr storage) | Battery Storage (1hr storage) | NSW | CNSW | N/A | New Entrant | NSW Low | NA | Battery | Battery Storage (1hr storage) | Battery Storage (1hr storage) | Battery Storage (1hr storage) | Battery Storage (1hr storage) | Battery Storage (1hr storage) | Battery Storage (1hr storage) | Battery Storage (1hr storage) | Battery Storage (1hr storage) | Battery Storage (1hr storage) | Battery Storage (1hr storage) | Battery Storage (1hr storage) |  |  | NSW Low | NSW Low | Battery Storage (1hr storage) | NE_CNSW | Battery Storage (1hr storage) | Battery Storage | NSW | Battery Storage (1hr storage) | NSW | Battery Storage (1hr storage)
Battery Storage (1hr storage) | Battery Storage (1hr storage) | NSW | SNW | N/A | New Entrant | NSW Low | NA | Battery | Battery Storage (1hr storage) | Battery Storage (1hr storage) | Battery Storage (1hr storage) | Battery Storage (1hr storage) | Battery Storage (1hr storage) | Battery Storage (1hr storage) | Battery Storage (1hr storage) | Battery Storage (1hr storage) | Battery Storage (1hr storage) | Battery Storage (1hr storage) | Battery Storage (1hr storage) |  |  | NSW Low | NSW Low | Battery Storage (1hr storage) | NE_SNW | Battery Storage (1hr storage) | Battery Storage | NSW | Battery Storage (1hr storage) | NSW | Battery Storage (1hr storage)
Battery Storage (1hr storage) | Battery Storage (1hr storage) | NSW | SNSW | N/A | New Entrant | NSW Low | NA | Battery | Battery Storage (1hr storage) | Battery Storage (1hr storage) | Battery Storage (1hr storage) | Battery Storage (1hr storage) | Battery Storage (1hr storage) | Battery Storage (1hr storage) | Battery Storage (1hr storage) | Battery Storage (1hr storage) | Battery Storage (1hr storage) | Battery Storage (1hr storage) | Battery Storage (1hr storage) |  |  | NSW Low | NSW Low | Battery Storage (1hr storage) | NE_SNSW | Battery Storage (1hr storage) | Battery Storage | NSW | Battery Storage (1hr storage) | NSW | Battery Storage (1hr storage)
Battery Storage (1hr storage) | Battery Storage (1hr storage) | SA | SA | N/A | New Entrant | SA Low | NA | Battery | Battery Storage (1hr storage) | Battery Storage (1hr storage) | Battery Storage (1hr storage) | Battery Storage (1hr storage) | Battery Storage (1hr storage) | Battery Storage (1hr storage) | Battery Storage (1hr storage) | Battery Storage (1hr storage) | Battery Storage (1hr storage) | Battery Storage (1hr storage) | Battery Storage (1hr storage) |  |  | SA Low | SA Low | Battery Storage (1hr storage) | NE_SA1 | Battery Storage (1hr storage) | Battery Storage | SA | Battery Storage (1hr storage) | SA | Battery Storage (1hr storage)
Battery Storage (1hr storage) | Battery Storage (1hr storage) | TAS | TAS | N/A | New Entrant | TAS Low | NA | Battery | Battery Storage (1hr storage) | Battery Storage (1hr storage) | Battery Storage (1hr storage) | Battery Storage (1hr storage) | Battery Storage (1hr storage) | Battery Storage (1hr storage) | Battery Storage (1hr storage) | Battery Storage (1hr storage) | Battery Storage (1hr storage) | Battery Storage (1hr storage) | Battery Storage (1hr storage) |  |  | TAS Low | TAS Low | Battery Storage (1hr storage) | NE_TAS1 | Battery Storage (1hr storage) | Battery Storage | TAS | Battery Storage (1hr storage) | TAS | Battery Storage (1hr storage)
Battery storage (2hrs storage) | Battery Storage (2hrs storage) | VIC | VIC | N/A | New Entrant | VIC Low | NA | Battery | Battery Storage (2hrs storage) | Battery Storage (2hrs storage) | Battery Storage (2hrs storage) | Battery Storage (2hrs storage) | Battery Storage (2hrs storage) | Battery Storage (2hrs storage) | Battery Storage (2hrs storage) | Battery Storage (2hrs storage) | Battery Storage (2hrs storage) | Battery Storage (2hrs storage) | Battery Storage (2hrs storage) |  |  | VIC Low | VIC Low | Battery Storage (2hrs storage) | NE_VIC1 | Battery Storage (2hrs storage) | Battery Storage | VIC | Battery Storage (2hrs storage) | VIC | Battery Storage (2hrs storage)
Battery Storage (2hrs storage) | Battery Storage (2hrs storage) | QLD | CNQ | N/A | New Entrant | QLD Low | NA | Battery | Battery Storage (2hrs storage) | Battery Storage (2hrs storage) | Battery Storage (2hrs storage) | Battery Storage (2hrs storage) | Battery Storage (2hrs storage) | Battery Storage (2hrs storage) | Battery Storage (2hrs storage) | Battery Storage (2hrs storage) | Battery Storage (2hrs storage) | Battery Storage (2hrs storage) | Battery Storage (2hrs storage) |  |  | QLD Low | QLD Low | Battery Storage (2hrs storage) | NE_CNQ | Battery Storage (2hrs storage) | Battery Storage | QLD | Battery Storage (2hrs storage) | QLD | Battery Storage (2hrs storage)
Battery Storage (2hrs storage) | Battery Storage (2hrs storage) | QLD | GG | N/A | New Entrant | QLD Low | NA | Battery | Battery Storage (2hrs storage) | Battery Storage (2hrs storage) | Battery Storage (2hrs storage) | Battery Storage (2hrs storage) | Battery Storage (2hrs storage) | Battery Storage (2hrs storage) | Battery Storage (2hrs storage) | Battery Storage (2hrs storage) | Battery Storage (2hrs storage) | Battery Storage (2hrs storage) | Battery Storage (2hrs storage) |  |  | QLD Low | QLD Low | Battery Storage (2hrs storage) | NE_GG | Battery Storage (2hrs storage) | Battery Storage | QLD | Battery Storage (2hrs storage) | QLD | Battery Storage (2hrs storage)
Battery Storage (2hrs storage) | Battery Storage (2hrs storage) | QLD | SQ | N/A | New Entrant | QLD Low | NA | Battery | Battery Storage (2hrs storage) | Battery Storage (2hrs storage) | Battery Storage (2hrs storage) | Battery Storage (2hrs storage) | Battery Storage (2hrs storage) | Battery Storage (2hrs storage) | Battery Storage (2hrs storage) | Battery Storage (2hrs storage) | Battery Storage (2hrs storage) | Battery Storage (2hrs storage) | Battery Storage (2hrs storage) |  |  | QLD Low | QLD Low | Battery Storage (2hrs storage) | NE_SQ | Battery Storage (2hrs storage) | Battery Storage | QLD | Battery Storage (2hrs storage) | QLD | Battery Storage (2hrs storage)
Battery Storage (2hrs storage) | Battery Storage (2hrs storage) | NSW | NNSW | N/A | New Entrant | NSW Low | NA | Battery | Battery Storage (2hrs storage) | Battery Storage (2hrs storage) | Battery Storage (2hrs storage) | Battery Storage (2hrs storage) | Battery Storage (2hrs storage) | Battery Storage (2hrs storage) | Battery Storage (2hrs storage) | Battery Storage (2hrs storage) | Battery Storage (2hrs storage) | Battery Storage (2hrs storage) | Battery Storage (2hrs storage) |  |  | NSW Low | NSW Low | Battery Storage (2hrs storage) | NE_NNSW | Battery Storage (2hrs storage) | Battery Storage | NSW | Battery Storage (2hrs storage) | NSW | Battery Storage (2hrs storage)
Battery Storage (2hrs storage) | Battery Storage (2hrs storage) | NSW | CNSW | N/A | New Entrant | NSW Low | NA | Battery | Battery Storage (2hrs storage) | Battery Storage (2hrs storage) | Battery Storage (2hrs storage) | Battery Storage (2hrs storage) | Battery Storage (2hrs storage) | Battery Storage (2hrs storage) | Battery Storage (2hrs storage) | Battery Storage (2hrs storage) | Battery Storage (2hrs storage) | Battery Storage (2hrs storage) | Battery Storage (2hrs storage) |  |  | NSW Low | NSW Low | Battery Storage (2hrs storage) | NE_CNSW | Battery Storage (2hrs storage) | Battery Storage | NSW | Battery Storage (2hrs storage) | NSW | Battery Storage (2hrs storage)
Battery Storage (2hrs storage) | Battery Storage (2hrs storage) | NSW | SNW | N/A | New Entrant | NSW Low | NA | Battery | Battery Storage (2hrs storage) | Battery Storage (2hrs storage) | Battery Storage (2hrs storage) | Battery Storage (2hrs storage) | Battery Storage (2hrs storage) | Battery Storage (2hrs storage) | Battery Storage (2hrs storage) | Battery Storage (2hrs storage) | Battery Storage (2hrs storage) | Battery Storage (2hrs storage) | Battery Storage (2hrs storage) |  |  | NSW Low | NSW Low | Battery Storage (2hrs storage) | NE_SNW | Battery Storage (2hrs storage) | Battery Storage | NSW | Battery Storage (2hrs storage) | NSW | Battery Storage (2hrs storage)
Battery Storage (2hrs storage) | Battery Storage (2hrs storage) | NSW | SNSW | N/A | New Entrant | NSW Low | NA | Battery | Battery Storage (2hrs storage) | Battery Storage (2hrs storage) | Battery Storage (2hrs storage) | Battery Storage (2hrs storage) | Battery Storage (2hrs storage) | Battery Storage (2hrs storage) | Battery Storage (2hrs storage) | Battery Storage (2hrs storage) | Battery Storage (2hrs storage) | Battery Storage (2hrs storage) | Battery Storage (2hrs storage) |  |  | NSW Low | NSW Low | Battery Storage (2hrs storage) | NE_SNSW | Battery Storage (2hrs storage) | Battery Storage | NSW | Battery Storage (2hrs storage) | NSW | Battery Storage (2hrs storage)
Battery Storage (2hrs storage) | Battery Storage (2hrs storage) | SA | SA | N/A | New Entrant | SA Low | NA | Battery | Battery Storage (2hrs storage) | Battery Storage (2hrs storage) | Battery Storage (2hrs storage) | Battery Storage (2hrs storage) | Battery Storage (2hrs storage) | Battery Storage (2hrs storage) | Battery Storage (2hrs storage) | Battery Storage (2hrs storage) | Battery Storage (2hrs storage) | Battery Storage (2hrs storage) | Battery Storage (2hrs storage) |  |  | SA Low | SA Low | Battery Storage (2hrs storage) | NE_SA1 | Battery Storage (2hrs storage) | Battery Storage | SA | Battery Storage (2hrs storage) | SA | Battery Storage (2hrs storage)
Battery Storage (2hrs storage) | Battery Storage (2hrs storage) | TAS | TAS | N/A | New Entrant | TAS Low | NA | Battery | Battery Storage (2hrs storage) | Battery Storage (2hrs storage) | Battery Storage (2hrs storage) | Battery Storage (2hrs storage) | Battery Storage (2hrs storage) | Battery Storage (2hrs storage) | Battery Storage (2hrs storage) | Battery Storage (2hrs storage) | Battery Storage (2hrs storage) | Battery Storage (2hrs storage) | Battery Storage (2hrs storage) |  |  | TAS Low | TAS Low | Battery Storage (2hrs storage) | NE_TAS1 | Battery Storage (2hrs storage) | Battery Storage | TAS | Battery Storage (2hrs storage) | TAS | Battery Storage (2hrs storage)
Battery Storage (4hrs storage) | Battery Storage (4hrs storage) | VIC | VIC | N/A | New Entrant | VIC Low | NA | Battery | Battery Storage (4hrs storage) | Battery Storage (4hrs storage) | Battery Storage (4hrs storage) | Battery Storage (4hrs storage) | Battery Storage (4hrs storage) | Battery Storage (4hrs storage) | Battery Storage (4hrs storage) | Battery Storage (4hrs storage) | Battery Storage (4hrs storage) | Battery Storage (4hrs storage) | Battery Storage (4hrs storage) |  |  | VIC Low | VIC Low | Battery Storage (4hrs storage) | NE_VIC1 | Battery Storage (4hrs storage) | Battery Storage | VIC | Battery Storage (4hrs storage) | VIC | Battery Storage (4hrs storage)
Battery Storage (4hrs storage) | Battery Storage (4hrs storage) | QLD | CNQ | N/A | New Entrant | QLD Low | NA | Battery | Battery Storage (4hrs storage) | Battery Storage (4hrs storage) | Battery Storage (4hrs storage) | Battery Storage (4hrs storage) | Battery Storage (4hrs storage) | Battery Storage (4hrs storage) | Battery Storage (4hrs storage) | Battery Storage (4hrs storage) | Battery Storage (4hrs storage) | Battery Storage (4hrs storage) | Battery Storage (4hrs storage) |  |  | QLD Low | QLD Low | Battery Storage (4hrs storage) | NE_CNQ | Battery Storage (4hrs storage) | Battery Storage | QLD | Battery Storage (4hrs storage) | QLD | Battery Storage (4hrs storage)
Battery Storage (4hrs storage) | Battery Storage (4hrs storage) | QLD | GG | N/A | New Entrant | QLD Low | NA | Battery | Battery Storage (4hrs storage) | Battery Storage (4hrs storage) | Battery Storage (4hrs storage) | Battery Storage (4hrs storage) | Battery Storage (4hrs storage) | Battery Storage (4hrs storage) | Battery Storage (4hrs storage) | Battery Storage (4hrs storage) | Battery Storage (4hrs storage) | Battery Storage (4hrs storage) | Battery Storage (4hrs storage) |  |  | QLD Low | QLD Low | Battery Storage (4hrs storage) | NE_GG | Battery Storage (4hrs storage) | Battery Storage | QLD | Battery Storage (4hrs storage) | QLD | Battery Storage (4hrs storage)
Battery Storage (4hrs storage) | Battery Storage (4hrs storage) | QLD | SQ | N/A | New Entrant | QLD Low | NA | Battery | Battery Storage (4hrs storage) | Battery Storage (4hrs storage) | Battery Storage (4hrs storage) | Battery Storage (4hrs storage) | Battery Storage (4hrs storage) | Battery Storage (4hrs storage) | Battery Storage (4hrs storage) | Battery Storage (4hrs storage) | Battery Storage (4hrs storage) | Battery Storage (4hrs storage) | Battery Storage (4hrs storage) |  |  | QLD Low | QLD Low | Battery Storage (4hrs storage) | NE_SQ | Battery Storage (4hrs storage) | Battery Storage | QLD | Battery Storage (4hrs storage) | QLD | Battery Storage (4hrs storage)
Battery Storage (4hrs storage) | Battery Storage (4hrs storage) | NSW | NNSW | N/A | New Entrant | NSW Low | NA | Battery | Battery Storage (4hrs storage) | Battery Storage (4hrs storage) | Battery Storage (4hrs storage) | Battery Storage (4hrs storage) | Battery Storage (4hrs storage) | Battery Storage (4hrs storage) | Battery Storage (4hrs storage) | Battery Storage (4hrs storage) | Battery Storage (4hrs storage) | Battery Storage (4hrs storage) | Battery Storage (4hrs storage) |  |  | NSW Low | NSW Low | Battery Storage (4hrs storage) | NE_NNSW | Battery Storage (4hrs storage) | Battery Storage | NSW | Battery Storage (4hrs storage) | NSW | Battery Storage (4hrs storage)
Battery Storage (4hrs storage) | Battery Storage (4hrs storage) | NSW | CNSW | N/A | New Entrant | NSW Low | NA | Battery | Battery Storage (4hrs storage) | Battery Storage (4hrs storage) | Battery Storage (4hrs storage) | Battery Storage (4hrs storage) | Battery Storage (4hrs storage) | Battery Storage (4hrs storage) | Battery Storage (4hrs storage) | Battery Storage (4hrs storage) | Battery Storage (4hrs storage) | Battery Storage (4hrs storage) | Battery Storage (4hrs storage) |  |  | NSW Low | NSW Low | Battery Storage (4hrs storage) | NE_CNSW | Battery Storage (4hrs storage) | Battery Storage | NSW | Battery Storage (4hrs storage) | NSW | Battery Storage (4hrs storage)
Battery Storage (4hrs storage) | Battery Storage (4hrs storage) | NSW | SNW | N/A | New Entrant | NSW Low | NA | Battery | Battery Storage (4hrs storage) | Battery Storage (4hrs storage) | Battery Storage (4hrs storage) | Battery Storage (4hrs storage) | Battery Storage (4hrs storage) | Battery Storage (4hrs storage) | Battery Storage (4hrs storage) | Battery Storage (4hrs storage) | Battery Storage (4hrs storage) | Battery Storage (4hrs storage) | Battery Storage (4hrs storage) |  |  | NSW Low | NSW Low | Battery Storage (4hrs storage) | NE_SNW | Battery Storage (4hrs storage) | Battery Storage | NSW | Battery Storage (4hrs storage) | NSW | Battery Storage (4hrs storage)
Battery Storage (4hrs storage) | Battery Storage (4hrs storage) | NSW | SNSW | N/A | New Entrant | NSW Low | NA | Battery | Battery Storage (4hrs storage) | Battery Storage (4hrs storage) | Battery Storage (4hrs storage) | Battery Storage (4hrs storage) | Battery Storage (4hrs storage) | Battery Storage (4hrs storage) | Battery Storage (4hrs storage) | Battery Storage (4hrs storage) | Battery Storage (4hrs storage) | Battery Storage (4hrs storage) | Battery Storage (4hrs storage) |  |  | NSW Low | NSW Low | Battery Storage (4hrs storage) | NE_SNSW | Battery Storage (4hrs storage) | Battery Storage | NSW | Battery Storage (4hrs storage) | NSW | Battery Storage (4hrs storage)
Battery Storage (4hrs storage) | Battery Storage (4hrs storage) | SA | SA | N/A | New Entrant | SA Low | NA | Battery | Battery Storage (4hrs storage) | Battery Storage (4hrs storage) | Battery Storage (4hrs storage) | Battery Storage (4hrs storage) | Battery Storage (4hrs storage) | Battery Storage (4hrs storage) | Battery Storage (4hrs storage) | Battery Storage (4hrs storage) | Battery Storage (4hrs storage) | Battery Storage (4hrs storage) | Battery Storage (4hrs storage) |  |  | SA Low | SA Low | Battery Storage (4hrs storage) | NE_SA1 | Battery Storage (4hrs storage) | Battery Storage | SA | Battery Storage (4hrs storage) | SA | Battery Storage (4hrs storage)
Battery Storage (4hrs storage) | Battery Storage (4hrs storage) | TAS | TAS | N/A | New Entrant | TAS Low | NA | Battery | Battery Storage (4hrs storage) | Battery Storage (4hrs storage) | Battery Storage (4hrs storage) | Battery Storage (4hrs storage) | Battery Storage (4hrs storage) | Battery Storage (4hrs storage) | Battery Storage (4hrs storage) | Battery Storage (4hrs storage) | Battery Storage (4hrs storage) | Battery Storage (4hrs storage) | Battery Storage (4hrs storage) |  |  | TAS Low | TAS Low | Battery Storage (4hrs storage) | NE_TAS1 | Battery Storage (4hrs storage) | Battery Storage | TAS | Battery Storage (4hrs storage) | TAS | Battery Storage (4hrs storage)
Battery Storage (8hrs storage) | Battery Storage (8hrs storage) | VIC | VIC | N/A | New Entrant | VIC Low | NA | Battery | Battery Storage (8hrs storage) | Battery Storage (8hrs storage) | Battery Storage (8hrs storage) | Battery Storage (8hrs storage) | Battery Storage (8hrs storage) | Battery Storage (8hrs storage) | Battery Storage (8hrs storage) | Battery Storage (8hrs storage) | Battery Storage (8hrs storage) | Battery Storage (8hrs storage) | Battery Storage (8hrs storage) |  |  | VIC Low | VIC Low | Battery Storage (8hrs storage) | NE_VIC1 | Battery Storage (8hrs storage) | Battery Storage | VIC | Battery Storage (8hrs storage) | VIC | Battery Storage (8hrs storage)
Battery Storage (8hrs storage) | Battery Storage (8hrs storage) | QLD | CNQ | N/A | New Entrant | QLD Low | NA | Battery | Battery Storage (8hrs storage) | Battery Storage (8hrs storage) | Battery Storage (8hrs storage) | Battery Storage (8hrs storage) | Battery Storage (8hrs storage) | Battery Storage (8hrs storage) | Battery Storage (8hrs storage) | Battery Storage (8hrs storage) | Battery Storage (8hrs storage) | Battery Storage (8hrs storage) | Battery Storage (8hrs storage) |  |  | QLD Low | QLD Low | Battery Storage (8hrs storage) | NE_CNQ | Battery Storage (8hrs storage) | Battery Storage | QLD | Battery Storage (8hrs storage) | QLD | Battery Storage (8hrs storage)
Battery Storage (8hrs storage) | Battery Storage (8hrs storage) | QLD | GG | N/A | New Entrant | QLD Low | NA | Battery | Battery Storage (8hrs storage) | Battery Storage (8hrs storage) | Battery Storage (8hrs storage) | Battery Storage (8hrs storage) | Battery Storage (8hrs storage) | Battery Storage (8hrs storage) | Battery Storage (8hrs storage) | Battery Storage (8hrs storage) | Battery Storage (8hrs storage) | Battery Storage (8hrs storage) | Battery Storage (8hrs storage) |  |  | QLD Low | QLD Low | Battery Storage (8hrs storage) | NE_GG | Battery Storage (8hrs storage) | Battery Storage | QLD | Battery Storage (8hrs storage) | QLD | Battery Storage (8hrs storage)
Battery Storage (8hrs storage) | Battery Storage (8hrs storage) | QLD | SQ | N/A | New Entrant | QLD Low | NA | Battery | Battery Storage (8hrs storage) | Battery Storage (8hrs storage) | Battery Storage (8hrs storage) | Battery Storage (8hrs storage) | Battery Storage (8hrs storage) | Battery Storage (8hrs storage) | Battery Storage (8hrs storage) | Battery Storage (8hrs storage) | Battery Storage (8hrs storage) | Battery Storage (8hrs storage) | Battery Storage (8hrs storage) |  |  | QLD Low | QLD Low | Battery Storage (8hrs storage) | NE_SQ | Battery Storage (8hrs storage) | Battery Storage | QLD | Battery Storage (8hrs storage) | QLD | Battery Storage (8hrs storage)
Battery Storage (8hrs storage) | Battery Storage (8hrs storage) | NSW | NNSW | N/A | New Entrant | NSW Low | NA | Battery | Battery Storage (8hrs storage) | Battery Storage (8hrs storage) | Battery Storage (8hrs storage) | Battery Storage (8hrs storage) | Battery Storage (8hrs storage) | Battery Storage (8hrs storage) | Battery Storage (8hrs storage) | Battery Storage (8hrs storage) | Battery Storage (8hrs storage) | Battery Storage (8hrs storage) | Battery Storage (8hrs storage) |  |  | NSW Low | NSW Low | Battery Storage (8hrs storage) | NE_NNSW | Battery Storage (8hrs storage) | Battery Storage | NSW | Battery Storage (8hrs storage) | NSW | Battery Storage (8hrs storage)
Battery Storage (8hrs storage) | Battery Storage (8hrs storage) | NSW | CNSW | N/A | New Entrant | NSW Low | NA | Battery | Battery Storage (8hrs storage) | Battery Storage (8hrs storage) | Battery Storage (8hrs storage) | Battery Storage (8hrs storage) | Battery Storage (8hrs storage) | Battery Storage (8hrs storage) | Battery Storage (8hrs storage) | Battery Storage (8hrs storage) | Battery Storage (8hrs storage) | Battery Storage (8hrs storage) | Battery Storage (8hrs storage) |  |  | NSW Low | NSW Low | Battery Storage (8hrs storage) | NE_CNSW | Battery Storage (8hrs storage) | Battery Storage | NSW | Battery Storage (8hrs storage) | NSW | Battery Storage (8hrs storage)
Battery Storage (8hrs storage) | Battery Storage (8hrs storage) | NSW | SNW | N/A | New Entrant | NSW Low | NA | Battery | Battery Storage (8hrs storage) | Battery Storage (8hrs storage) | Battery Storage (8hrs storage) | Battery Storage (8hrs storage) | Battery Storage (8hrs storage) | Battery Storage (8hrs storage) | Battery Storage (8hrs storage) | Battery Storage (8hrs storage) | Battery Storage (8hrs storage) | Battery Storage (8hrs storage) | Battery Storage (8hrs storage) |  |  | NSW Low | NSW Low | Battery Storage (8hrs storage) | NE_SNW | Battery Storage (8hrs storage) | Battery Storage | NSW | Battery Storage (8hrs storage) | NSW | Battery Storage (8hrs storage)
Battery Storage (8hrs storage) | Battery Storage (8hrs storage) | NSW | SNSW | N/A | New Entrant | NSW Low | NA | Battery | Battery Storage (8hrs storage) | Battery Storage (8hrs storage) | Battery Storage (8hrs storage) | Battery Storage (8hrs storage) | Battery Storage (8hrs storage) | Battery Storage (8hrs storage) | Battery Storage (8hrs storage) | Battery Storage (8hrs storage) | Battery Storage (8hrs storage) | Battery Storage (8hrs storage) | Battery Storage (8hrs storage) |  |  | NSW Low | NSW Low | Battery Storage (8hrs storage) | NE_SNSW | Battery Storage (8hrs storage) | Battery Storage | NSW | Battery Storage (8hrs storage) | NSW | Battery Storage (8hrs storage)
Battery Storage (8hrs storage) | Battery Storage (8hrs storage) | SA | SA | N/A | New Entrant | SA Low | NA | Battery | Battery Storage (8hrs storage) | Battery Storage (8hrs storage) | Battery Storage (8hrs storage) | Battery Storage (8hrs storage) | Battery Storage (8hrs storage) | Battery Storage (8hrs storage) | Battery Storage (8hrs storage) | Battery Storage (8hrs storage) | Battery Storage (8hrs storage) | Battery Storage (8hrs storage) | Battery Storage (8hrs storage) |  |  | SA Low | SA Low | Battery Storage (8hrs storage) | NE_SA1 | Battery Storage (8hrs storage) | Battery Storage | SA | Battery Storage (8hrs storage) | SA | Battery Storage (8hrs storage)
Battery Storage (8hrs storage) | Battery Storage (8hrs storage) | TAS | TAS | N/A | New Entrant | TAS Low | NA | Battery | Battery Storage (8hrs storage) | Battery Storage (8hrs storage) | Battery Storage (8hrs storage) | Battery Storage (8hrs storage) | Battery Storage (8hrs storage) | Battery Storage (8hrs storage) | Battery Storage (8hrs storage) | Battery Storage (8hrs storage) | Battery Storage (8hrs storage) | Battery Storage (8hrs storage) | Battery Storage (8hrs storage) |  |  | TAS Low | TAS Low | Battery Storage (8hrs storage) | NE_TAS1 | Battery Storage (8hrs storage) | Battery Storage | TAS | Battery Storage (8hrs storage) | TAS | Battery Storage (8hrs storage)
Wind | Wind | QLD | CNQ | Far North QLD | New Entrant | QLD Low | Wind | Wind | Wind | Wind | Wind | Wind | Wind | Wind | Wind | Wind | Wind | Wind | Wind |  |  | QLD Low | QLD Low | Wind | REZ_Q1_Wind | Wind | Wind | Far North Queensland | Wind | Far North QLD | Wind
Wind | Wind | QLD | CNQ | North Qld Clean Energy Hub | New Entrant | QLD Low | Wind | Wind | Wind | Wind | Wind | Wind | Wind | Wind | Wind | Wind | Wind | Wind | Wind |  |  | QLD Low | QLD Low | Wind | REZ_Q2_Wind | Wind | Wind | North Queensland Clean Energy Hub | Wind | North Qld Clean Energy Hub | Wind
Wind | Wind | QLD | CNQ | Northern Qld | New Entrant | QLD Low | Wind | Wind | Wind | Wind | Wind | Wind | Wind | Wind | Wind | Wind | Wind | Wind | Wind |  |  | QLD Low | QLD Low | Wind | REZ_Q3_Wind | Wind | Wind | North Queensland | Wind | Northern Qld | Wind
Wind | Wind | QLD | CNQ | Isaac | New Entrant | QLD Low | Wind | Wind | Wind | Wind | Wind | Wind | Wind | Wind | Wind | Wind | Wind | Wind | Wind |  |  | QLD Low | QLD Low | Wind | REZ_Q4_Wind | Wind | Wind | Isaac | Wind | Isaac | Wind
Wind | Wind | QLD | CNQ | Barcaldine | New Entrant | QLD Medium | Wind | Wind | Wind | Wind | Wind | Wind | Wind | Wind | Wind | Wind | Wind | Wind | Wind |  |  | QLD Medium | QLD Medium | Wind | REZ_Q5_Wind | Wind | Wind | Barcaldine | Wind | Barcaldine | Wind
Wind | Wind | QLD | CNQ | Fitzroy | New Entrant | QLD Low | Wind | Wind | Wind | Wind | Wind | Wind | Wind | Wind | Wind | Wind | Wind | Wind | Wind |  |  | QLD Low | QLD Low | Wind | REZ_Q6_Wind | Wind | Wind | Fitzroy | Wind | Fitzroy | Wind
Wind | Wind | QLD | SQ | Wide Bay | New Entrant | QLD Low | Wind | Wind | Wind | Wind | Wind | Wind | Wind | Wind | Wind | Wind | Wind | Wind | Wind |  |  | QLD Low | QLD Low | Wind | REZ_Q7_Wind | Wind | Wind | Wide Bay | Wind | Wide Bay | Wind
Wind | Wind | QLD | SQ | Darling Downs | New Entrant | QLD Low | Wind | Wind | Wind | Wind | Wind | Wind | Wind | Wind | Wind | Wind | Wind | Wind | Wind |  |  | QLD Low | QLD Low | Wind | REZ_Q8_Wind | Wind | Wind | Darling Downs | Wind | Darling Downs | Wind
Wind | Wind | QLD | SQ | Banana | New Entrant | QLD Medium | Wind | Wind | Wind | Wind | Wind | Wind | Wind | Wind | Wind | Wind | Wind | Wind | Wind |  |  | QLD Medium | QLD Medium | Wind | REZ_Q9_Wind | Wind | Wind | Banana | Wind | Banana | Wind
Wind | Wind | NSW | NNSW | North West NSW | New Entrant | NSW Medium | Wind | Wind | Wind | Wind | Wind | Wind | Wind | Wind | Wind | Wind | Wind | Wind | Wind |  |  | NSW Medium | NSW Medium | Wind | REZ_N1_Wind | Wind | Wind | North West New South Wales | Wind | North West NSW | Wind
Wind | Wind | NSW | NNSW | New England | New Entrant | NSW Low | Wind | Wind | Wind | Wind | Wind | Wind | Wind | Wind | Wind | Wind | Wind | Wind | Wind |  |  | NSW Low | NSW Low | Wind | REZ_N2_Wind | Wind | Wind | New England | Wind | New England | Wind
Wind | Wind | NSW | CNSW | Central-West Orana | New Entrant | NSW Medium | Wind | Wind | Wind | Wind | Wind | Wind | Wind | Wind | Wind | Wind | Wind | Wind | Wind |  |  | NSW Medium | NSW Medium | Wind | REZ_N3_Wind | Wind | Wind | Central West New South Wales | Wind | Central-West Orana | Wind
Wind | Wind | NSW | SNSW | Broken Hill | New Entrant | NSW High | Wind | Wind | Wind | Wind | Wind | Wind | Wind | Wind | Wind | Wind | Wind | Wind | Wind |  |  | NSW High | NSW High | Wind | REZ_N4_Wind | Wind | Wind | Broken Hill | Wind | Broken Hill | Wind
Wind | Wind | NSW | SNSW | South West NSW | New Entrant | NSW High | Wind | Wind | Wind | Wind | Wind | Wind | Wind | Wind | Wind | Wind | Wind | Wind | Wind |  |  | NSW High | NSW High | Wind | REZ_N5_Wind | Wind | Wind | South West New South Wales | Wind | South West NSW | Wind
Wind | Wind | NSW | SNSW | Wagga Wagga | New Entrant | NSW Medium | Wind | Wind | Wind | Wind | Wind | Wind | Wind | Wind | Wind | Wind | Wind | Wind | Wind |  |  | NSW Medium | NSW Medium | Wind | REZ_N6_Wind | Wind | Wind | Wagga Wagga | Wind | Wagga Wagga | Wind
Wind | Wind | NSW | SNSW | Tumut | New Entrant | NSW Medium | Wind | Wind | Wind | Wind | Wind | Wind | Wind | Wind | Wind | Wind | Wind | Wind | Wind |  |  | NSW Medium | NSW Medium | Wind | REZ_N7_Wind | Wind | Wind | Tumut | Wind | Tumut | Wind
Wind | Wind | NSW | SNSW | Cooma-Monaro | New Entrant | NSW Medium | Wind | Wind | Wind | Wind | Wind | Wind | Wind | Wind | Wind | Wind | Wind | Wind | Wind |  |  | NSW Medium | NSW Medium | Wind | REZ_N8_Wind | Wind | Wind | Cooma-Monaro | Wind | Cooma-Monaro | Wind
Wind | Wind | VIC | VIC | Ovens Murray | New Entrant | VIC Medium | Wind | Wind | Wind | Wind | Wind | Wind | Wind | Wind | Wind | Wind | Wind | Wind | Wind |  |  | VIC Medium | VIC Medium | Wind | REZ_V1_Wind | Wind | Wind | Ovens Murray | Wind | Ovens Murray | Wind
Wind | Wind | VIC | VIC | Murray River | New Entrant | VIC Medium | Wind | Wind | Wind | Wind | Wind | Wind | Wind | Wind | Wind | Wind | Wind | Wind | Wind |  |  | VIC High | VIC High | Wind | REZ_V2_Wind | Wind | Wind | Murray River | Wind | Murray River | Wind
Wind | Wind | VIC | VIC | Western Victoria | New Entrant | VIC Medium | Wind | Wind | Wind | Wind | Wind | Wind | Wind | Wind | Wind | Wind | Wind | Wind | Wind |  |  | VIC Medium | VIC Medium | Wind | REZ_V3_Wind | Wind | Wind | Western Victoria | Wind | Western Victoria | Wind
Wind | Wind | VIC | VIC | South West Victoria | New Entrant | VIC Medium | Wind | Wind | Wind | Wind | Wind | Wind | Wind | Wind | Wind | Wind | Wind | Wind | Wind |  |  | VIC Medium | VIC Medium | Wind | REZ_V4_Wind | Wind | Wind | South West Victoria | Wind | South West Victoria | Wind
Wind | Wind | VIC | VIC | Gippsland | New Entrant | VIC Low | Wind | Wind | Wind | Wind | Wind | Wind | Wind | Wind | Wind | Wind | Wind | Wind | Wind |  |  | VIC Low | VIC Low | Wind | REZ_V5_Wind | Wind | Wind | Gippsland | Wind | Gippsland | Wind
Wind | Wind | VIC | VIC | Central North Vic | New Entrant | VIC High | Wind | Wind | Wind | Wind | Wind | Wind | Wind | Wind | Wind | Wind | Wind | Wind | Wind |  |  | VIC Medium | VIC Medium | Wind | REZ_V6_Wind | Wind | Wind | Central North Victoria | Wind | Central North Vic | Wind
Wind | Wind | SA | SA | South East SA | New Entrant | SA Low | Wind | Wind | Wind | Wind | Wind | Wind | Wind | Wind | Wind | Wind | Wind | Wind | Wind |  |  | SA Low | SA Low | Wind | REZ_S1_Wind | Wind | Wind | South-East SA | Wind | South East SA | Wind
Wind | Wind | SA | SA | Riverland | New Entrant | SA Low | Wind | Wind | Wind | Wind | Wind | Wind | Wind | Wind | Wind | Wind | Wind | Wind | Wind |  |  | SA Low | SA Low | Wind | REZ_S2_Wind | Wind | Wind | Riverland | Wind | Riverland | Wind
Wind | Wind | SA | SA | Mid-North SA | New Entrant | SA Low | Wind | Wind | Wind | Wind | Wind | Wind | Wind | Wind | Wind | Wind | Wind | Wind | Wind |  |  | SA Low | SA Low | Wind | REZ_S3_Wind | Wind | Wind | Mid-North SA | Wind | Mid-North SA | Wind
Wind | Wind | SA | SA | Yorke Peninsula | New Entrant | SA Low | Wind | Wind | Wind | Wind | Wind | Wind | Wind | Wind | Wind | Wind | Wind | Wind | Wind |  |  | SA Low | SA Low | Wind | REZ_S4_Wind | Wind | Wind | Yorke Peninsula | Wind | Yorke Peninsula | Wind
Wind | Wind | SA | SA | Northern SA | New Entrant | SA Medium | Wind | Wind | Wind | Wind | Wind | Wind | Wind | Wind | Wind | Wind | Wind | Wind | Wind |  |  | SA Medium | SA Medium | Wind | REZ_S5_Wind | Wind | Wind | Northern SA | Wind | Northern SA | Wind
Wind | Wind | SA | SA | Leigh Creek | New Entrant | SA Medium | Wind | Wind | Wind | Wind | Wind | Wind | Wind | Wind | Wind | Wind | Wind | Wind | Wind |  |  | SA Medium | SA Medium | Wind | REZ_S6_Wind | Wind | Wind | Leigh Creek | Wind | Leigh Creek | Wind
Wind | Wind | SA | SA | Roxby Downs | New Entrant | SA Medium | Wind | Wind | Wind | Wind | Wind | Wind | Wind | Wind | Wind | Wind | Wind | Wind | Wind |  |  | SA Medium | SA Medium | Wind | REZ_S7_Wind | Wind | Wind | Roxby Downs | Wind | Roxby Downs | Wind
Wind | Wind | SA | SA | Eastern Eyre Peninsula | New Entrant | SA Medium | Wind | Wind | Wind | Wind | Wind | Wind | Wind | Wind | Wind | Wind | Wind | Wind | Wind |  |  | SA Medium | SA Medium | Wind | REZ_S8_Wind | Wind | Wind | Eastern Eyre Peninsula | Wind | Eastern Eyre Peninsula | Wind
Wind | Wind | SA | SA | Western Eyre Peninsula | New Entrant | SA Medium | Wind | Wind | Wind | Wind | Wind | Wind | Wind | Wind | Wind | Wind | Wind | Wind | Wind |  |  | SA Medium | SA Medium | Wind | REZ_S9_Wind | Wind | Wind | Western Eyre Peninsula | Wind | Western Eyre Peninsula | Wind
Wind | Wind | TAS | TAS | North East Tasmania | New Entrant | TAS Low | Wind | Wind | Wind | Wind | Wind | Wind | Wind | Wind | Wind | Wind | Wind | Wind | Wind |  |  | TAS Low | TAS Low | Wind | REZ_T1_Wind | Wind | Wind | North-East Tasmania | Wind | North East Tasmania | Wind
Wind | Wind | TAS | TAS | North West Tasmania | New Entrant | TAS Medium | Wind | Wind | Wind | Wind | Wind | Wind | Wind | Wind | Wind | Wind | Wind | Wind | Wind |  |  | TAS Medium | TAS Medium | Wind | REZ_T2_Wind | Wind | Wind | North-West Tasmania | Wind | North West Tasmania | Wind
Wind | Wind | TAS | TAS | Central Highlands | New Entrant | TAS Low | Wind | Wind | Wind | Wind | Wind | Wind | Wind | Wind | Wind | Wind | Wind | Wind | Wind |  |  | TAS Low | TAS Low | Wind | REZ_T3_Wind | Wind | Wind | Central Highlands | Wind | Central Highlands | Wind
Wind | Wind | NSW | CNSW | New South Wales Non-REZ | New Entrant | NSW Medium | Wind | Wind | Wind | Wind | Wind | Wind | Wind | Wind | Wind | Wind | Wind | Wind | Wind |  |  | NSW Medium | NSW Medium | Wind | N0_Wind | Wind | Wind | New South Wales Non-REZ | Wind | New South Wales Non-REZ | Wind
Wind | Wind | VIC | VIC | Victoria Non-REZ | New Entrant | VIC Medium | Wind | Wind | Wind | Wind | Wind | Wind | Wind | Wind | Wind | Wind | Wind | Wind | Wind |  |  | VIC Medium | VIC Medium | Wind | V0_Wind | Wind | Wind | Victoria Non-REZ | Wind | Victoria Non-REZ | Wind
Wind - offshore | Wind | NSW | SNW | Hunter Coast | New Entrant | NSW Low | Wind | Wind | Wind - offshore | Wind - offshore | Wind - offshore | Wind - offshore | Wind - offshore | Wind - offshore | Wind - offshore | Wind - offshore | Wind - offshore | Wind - offshore | Wind - offshore |  |  | NSW Low | NSW Low | Wind | OWZ_01_Wind | Wind - offshore | Wind - offshore | Hunter Coast | Wind - offshore | Hunter Coast | Wind - offshore
Wind - offshore | Wind | NSW | SNW | Illawarra Coast | New Entrant | NSW Low | Wind | Wind | Wind - offshore | Wind - offshore | Wind - offshore | Wind - offshore | Wind - offshore | Wind - offshore | Wind - offshore | Wind - offshore | Wind - offshore | Wind - offshore | Wind - offshore |  |  | NSW Low | NSW Low | Wind | OWZ_02_Wind | Wind - offshore | Wind - offshore | Illawarra Coast | Wind - offshore | Illawarra Coast | Wind - offshore
Wind - offshore | Wind | VIC | VIC | Gippsland Coast | New Entrant | VIC Low | Wind | Wind | Wind - offshore | Wind - offshore | Wind - offshore | Wind - offshore | Wind - offshore | Wind - offshore | Wind - offshore | Wind - offshore | Wind - offshore | Wind - offshore | Wind - offshore |  |  | VIC Low | VIC Low | Wind | OWZ_03_Wind | Wind - offshore | Wind - offshore | Gippsland Coast | Wind - offshore | Gippsland Coast | Wind - offshore
Wind - offshore | Wind | TAS | TAS | North West Tasmania Coast | New Entrant | TAS Low | Wind | Wind | Wind - offshore | Wind - offshore | Wind - offshore | Wind - offshore | Wind - offshore | Wind - offshore | Wind - offshore | Wind - offshore | Wind - offshore | Wind - offshore | Wind - offshore |  |  | TAS Low | TAS Low | Wind | OWZ_04_Wind | Wind - offshore | Wind - offshore | North West Tasmania Coast | Wind - offshore | North West Tasmania Coast | Wind - offshore
Wind - offshore | Wind | VIC | VIC | Portland Coast | New Entrant | VIC Low | Wind | Wind | Wind - offshore | Wind - offshore | Wind - offshore | Wind - offshore | Wind - offshore | Wind - offshore | Wind - offshore | Wind - offshore | Wind - offshore | Wind - offshore | Wind - offshore |  |  | VIC Low | VIC Low | Wind | OWZ_05_Wind | Wind - offshore | Wind - offshore | Portland Coast | Wind - offshore | Portland Coast | Wind - offshore
Wind - offshore | Wind | SA | SA | South East SA Coast | New Entrant | SA Low | Wind | Wind | Wind - offshore | Wind - offshore | Wind - offshore | Wind - offshore | Wind - offshore | Wind - offshore | Wind - offshore | Wind - offshore | Wind - offshore | Wind - offshore | Wind - offshore |  |  | SA Low | SA Low | Wind | OWZ_06_Wind | Wind - offshore | Wind - offshore | South East SA Coast | Wind - offshore | South East SA Coast | Wind - offshore
Pumped Hydro (8hrs storage) | Pumped Hydro | VIC | VIC | N/A | New Entrant | VIC | Water | Hydro | Pumped Hydro (8hrs storage) | Pumped Hydro (8hrs storage) | Pumped Hydro (8hrs storage) | Pumped Hydro (8hrs storage) | Pumped Hydro (8hrs storage) | Pumped Hydro (8hrs storage) | Pumped Hydro (8hrs storage) | Pumped Hydro (8hrs storage) | Pumped Hydro (8hrs storage) | Pumped Hydro (8hrs storage) | Pumped Hydro (8hrs storage) |  |  | VIC Low | VIC Low | Pumped Hydro (8hrs storage) | NE_VIC1 | Pumped Hydro (8hrs storage) | Pumped Hydro | VIC | 8hr storage | VIC | Pumped Hydro (8hrs storage)
Pumped Hydro (8hrs storage) | Pumped Hydro | QLD | CNQ | N/A | New Entrant | CNQ | Water | Hydro | Pumped Hydro (8hrs storage) | Pumped Hydro (8hrs storage) | Pumped Hydro (8hrs storage) | Pumped Hydro (8hrs storage) | Pumped Hydro (8hrs storage) | Pumped Hydro (8hrs storage) | Pumped Hydro (8hrs storage) | Pumped Hydro (8hrs storage) | Pumped Hydro (8hrs storage) | Pumped Hydro (8hrs storage) | Pumped Hydro (8hrs storage) |  |  | QLD Low | QLD Low | Pumped Hydro (8hrs storage) | NE_CNQ | Pumped Hydro (8hrs storage) | Pumped Hydro | QLD | 8hr storage | QLD | Pumped Hydro (8hrs storage)
Pumped Hydro (8hrs storage) | Pumped Hydro | QLD | GG | N/A | New Entrant | GG | Water | Hydro | Pumped Hydro (8hrs storage) | Pumped Hydro (8hrs storage) | Pumped Hydro (8hrs storage) | Pumped Hydro (8hrs storage) | Pumped Hydro (8hrs storage) | Pumped Hydro (8hrs storage) | Pumped Hydro (8hrs storage) | Pumped Hydro (8hrs storage) | Pumped Hydro (8hrs storage) | Pumped Hydro (8hrs storage) | Pumped Hydro (8hrs storage) |  |  | QLD Low | QLD Low | Pumped Hydro (8hrs storage) | NE_GG | Pumped Hydro (8hrs storage) | Pumped Hydro | QLD | 8hr storage | QLD | Pumped Hydro (8hrs storage)
Pumped Hydro (8hrs storage) | Pumped Hydro | QLD | SQ | N/A | New Entrant | SQ | Water | Hydro | Pumped Hydro (8hrs storage) | Pumped Hydro (8hrs storage) | Pumped Hydro (8hrs storage) | Pumped Hydro (8hrs storage) | Pumped Hydro (8hrs storage) | Pumped Hydro (8hrs storage) | Pumped Hydro (8hrs storage) | Pumped Hydro (8hrs storage) | Pumped Hydro (8hrs storage) | Pumped Hydro (8hrs storage) | Pumped Hydro (8hrs storage) |  |  | QLD Low | QLD Low | Pumped Hydro (8hrs storage) | NE_SQ | Pumped Hydro (8hrs storage) | Pumped Hydro | QLD | 8hr storage | QLD | Pumped Hydro (8hrs storage)
Pumped Hydro (8hrs storage) | Pumped Hydro | NSW | NNSW | N/A | New Entrant | NNSW | Water | Hydro | Pumped Hydro (8hrs storage) | Pumped Hydro (8hrs storage) | Pumped Hydro (8hrs storage) | Pumped Hydro (8hrs storage) | Pumped Hydro (8hrs storage) | Pumped Hydro (8hrs storage) | Pumped Hydro (8hrs storage) | Pumped Hydro (8hrs storage) | Pumped Hydro (8hrs storage) | Pumped Hydro (8hrs storage) | Pumped Hydro (8hrs storage) |  |  | NSW Low | NSW Low | Pumped Hydro (8hrs storage) | NE_NNSW | Pumped Hydro (8hrs storage) | Pumped Hydro | NSW | 8hr storage | NSW | Pumped Hydro (8hrs storage)
Pumped Hydro (8hrs storage) | Pumped Hydro | NSW | CNSW | N/A | New Entrant | CNSW | Water | Hydro | Pumped Hydro (8hrs storage) | Pumped Hydro (8hrs storage) | Pumped Hydro (8hrs storage) | Pumped Hydro (8hrs storage) | Pumped Hydro (8hrs storage) | Pumped Hydro (8hrs storage) | Pumped Hydro (8hrs storage) | Pumped Hydro (8hrs storage) | Pumped Hydro (8hrs storage) | Pumped Hydro (8hrs storage) | Pumped Hydro (8hrs storage) |  |  | NSW Low | NSW Low | Pumped Hydro (8hrs storage) | NE_CNSW | Pumped Hydro (8hrs storage) | Pumped Hydro | NSW | 8hr storage | NSW | Pumped Hydro (8hrs storage)
Pumped Hydro (8hrs storage) | Pumped Hydro | NSW | SNW | N/A | New Entrant | SNW | Water | Hydro | Pumped Hydro (8hrs storage) | Pumped Hydro (8hrs storage) | Pumped Hydro (8hrs storage) | Pumped Hydro (8hrs storage) | Pumped Hydro (8hrs storage) | Pumped Hydro (8hrs storage) | Pumped Hydro (8hrs storage) | Pumped Hydro (8hrs storage) | Pumped Hydro (8hrs storage) | Pumped Hydro (8hrs storage) | Pumped Hydro (8hrs storage) |  |  | NSW Low | NSW Low | Pumped Hydro (8hrs storage) | NE_SNW | Pumped Hydro (8hrs storage) | Pumped Hydro | NSW | 8hr storage | NSW | Pumped Hydro (8hrs storage)
Pumped Hydro (8hrs storage) | Pumped Hydro | NSW | SNSW | N/A | New Entrant | SNSW | Water | Hydro | Pumped Hydro (8hrs storage) | Pumped Hydro (8hrs storage) | Pumped Hydro (8hrs storage) | Pumped Hydro (8hrs storage) | Pumped Hydro (8hrs storage) | Pumped Hydro (8hrs storage) | Pumped Hydro (8hrs storage) | Pumped Hydro (8hrs storage) | Pumped Hydro (8hrs storage) | Pumped Hydro (8hrs storage) | Pumped Hydro (8hrs storage) |  |  | NSW Low | NSW Low | Pumped Hydro (8hrs storage) | NE_SNSW | Pumped Hydro (8hrs storage) | Pumped Hydro | NSW | 8hr storage | NSW | Pumped Hydro (8hrs storage)
Pumped Hydro (8hrs storage) | Pumped Hydro | SA | SA | N/A | New Entrant | SA | Water | Hydro | Pumped Hydro (8hrs storage) | Pumped Hydro (8hrs storage) | Pumped Hydro (8hrs storage) | Pumped Hydro (8hrs storage) | Pumped Hydro (8hrs storage) | Pumped Hydro (8hrs storage) | Pumped Hydro (8hrs storage) | Pumped Hydro (8hrs storage) | Pumped Hydro (8hrs storage) | Pumped Hydro (8hrs storage) | Pumped Hydro (8hrs storage) |  |  | SA Low | SA Low | Pumped Hydro (8hrs storage) | NE_SA1 | Pumped Hydro (8hrs storage) | Pumped Hydro | SA | 8hr storage | SA | Pumped Hydro (8hrs storage)
Pumped Hydro (8hrs storage) | Pumped Hydro | TAS | TAS | N/A | New Entrant | TAS | Water | Hydro | Pumped Hydro (8hrs storage) | Pumped Hydro (8hrs storage) | Pumped Hydro (8hrs storage) | Pumped Hydro (8hrs storage) | Pumped Hydro (8hrs storage) | Pumped Hydro (8hrs storage) | Pumped Hydro (8hrs storage) | Pumped Hydro (8hrs storage) | Pumped Hydro (8hrs storage) | Pumped Hydro (8hrs storage) | Pumped Hydro (8hrs storage) |  |  | TAS Low | TAS Low | Pumped Hydro (8hrs storage) | NE_TAS1 | Pumped Hydro (8hrs storage) | Pumped Hydro | TAS | 8hr storage | TAS | Pumped Hydro (8hrs storage)
Pumped Hydro (24hrs storage) | Pumped Hydro | VIC | VIC | N/A | New Entrant | VIC | Water | Hydro | Pumped Hydro (24hrs storage) | Pumped Hydro (24hrs storage) | Pumped Hydro (24hrs storage) | Pumped Hydro (24hrs storage) | Pumped Hydro (24hrs storage) | Pumped Hydro (24hrs storage) | Pumped Hydro (24hrs storage) | Pumped Hydro (24hrs storage) | Pumped Hydro (24hrs storage) | Pumped Hydro (24hrs storage) | Pumped Hydro (24hrs storage) |  |  | VIC Low | VIC Low | Pumped Hydro (24hrs storage) | NE_VIC1 | Pumped Hydro (24hrs storage) | Pumped Hydro | VIC | 24hrs storage | VIC | Pumped Hydro (24hrs storage)
Pumped Hydro (24hrs storage) | Pumped Hydro | QLD | CNQ | N/A | New Entrant | CNQ | Water | Hydro | Pumped Hydro (24hrs storage) | Pumped Hydro (24hrs storage) | Pumped Hydro (24hrs storage) | Pumped Hydro (24hrs storage) | Pumped Hydro (24hrs storage) | Pumped Hydro (24hrs storage) | Pumped Hydro (24hrs storage) | Pumped Hydro (24hrs storage) | Pumped Hydro (24hrs storage) | Pumped Hydro (24hrs storage) | Pumped Hydro (24hrs storage) |  |  | QLD Low | QLD Low | Pumped Hydro (24hrs storage) | NE_CNQ | Pumped Hydro (24hrs storage) | Pumped Hydro | QLD | 24hrs storage | QLD | Pumped Hydro (24hrs storage)
Pumped Hydro (24hrs storage) | Pumped Hydro | QLD | GG | N/A | New Entrant | GG | Water | Hydro | Pumped Hydro (24hrs storage) | Pumped Hydro (24hrs storage) | Pumped Hydro (24hrs storage) | Pumped Hydro (24hrs storage) | Pumped Hydro (24hrs storage) | Pumped Hydro (24hrs storage) | Pumped Hydro (24hrs storage) | Pumped Hydro (24hrs storage) | Pumped Hydro (24hrs storage) | Pumped Hydro (24hrs storage) | Pumped Hydro (24hrs storage) |  |  | QLD Low | QLD Low | Pumped Hydro (24hrs storage) | NE_GG | Pumped Hydro (24hrs storage) | Pumped Hydro | QLD | 24hrs storage | QLD | Pumped Hydro (24hrs storage)
Pumped Hydro (24hrs storage) | Pumped Hydro | QLD | SQ | N/A | New Entrant | SQ | Water | Hydro | Pumped Hydro (24hrs storage) | Pumped Hydro (24hrs storage) | Pumped Hydro (24hrs storage) | Pumped Hydro (24hrs storage) | Pumped Hydro (24hrs storage) | Pumped Hydro (24hrs storage) | Pumped Hydro (24hrs storage) | Pumped Hydro (24hrs storage) | Pumped Hydro (24hrs storage) | Pumped Hydro (24hrs storage) | Pumped Hydro (24hrs storage) |  |  | QLD Low | QLD Low | Pumped Hydro (24hrs storage) | NE_SQ | Pumped Hydro (24hrs storage) | Pumped Hydro | QLD | 24hrs storage | QLD | Pumped Hydro (24hrs storage)
Pumped Hydro (24hrs storage) | Pumped Hydro | NSW | NNSW | N/A | New Entrant | NNSW | Water | Hydro | Pumped Hydro (24hrs storage) | Pumped Hydro (24hrs storage) | Pumped Hydro (24hrs storage) | Pumped Hydro (24hrs storage) | Pumped Hydro (24hrs storage) | Pumped Hydro (24hrs storage) | Pumped Hydro (24hrs storage) | Pumped Hydro (24hrs storage) | Pumped Hydro (24hrs storage) | Pumped Hydro (24hrs storage) | Pumped Hydro (24hrs storage) |  |  | NSW Low | NSW Low | Pumped Hydro (24hrs storage) | NE_NNSW | Pumped Hydro (24hrs storage) | Pumped Hydro | NSW | 24hrs storage | NSW | Pumped Hydro (24hrs storage)
Pumped Hydro (24hrs storage) | Pumped Hydro | NSW | CNSW | N/A | New Entrant | CNSW | Water | Hydro | Pumped Hydro (24hrs storage) | Pumped Hydro (24hrs storage) | Pumped Hydro (24hrs storage) | Pumped Hydro (24hrs storage) | Pumped Hydro (24hrs storage) | Pumped Hydro (24hrs storage) | Pumped Hydro (24hrs storage) | Pumped Hydro (24hrs storage) | Pumped Hydro (24hrs storage) | Pumped Hydro (24hrs storage) | Pumped Hydro (24hrs storage) |  |  | NSW Low | NSW Low | Pumped Hydro (24hrs storage) | NE_CNSW | Pumped Hydro (24hrs storage) | Pumped Hydro | NSW | 24hrs storage | NSW | Pumped Hydro (24hrs storage)
Pumped Hydro (24hrs storage) | Pumped Hydro | NSW | SNW | N/A | New Entrant | SNW | Water | Hydro | Pumped Hydro (24hrs storage) | Pumped Hydro (24hrs storage) | Pumped Hydro (24hrs storage) | Pumped Hydro (24hrs storage) | Pumped Hydro (24hrs storage) | Pumped Hydro (24hrs storage) | Pumped Hydro (24hrs storage) | Pumped Hydro (24hrs storage) | Pumped Hydro (24hrs storage) | Pumped Hydro (24hrs storage) | Pumped Hydro (24hrs storage) |  |  | NSW Low | NSW Low | Pumped Hydro (24hrs storage) | NE_SNW | Pumped Hydro (24hrs storage) | Pumped Hydro | NSW | 24hrs storage | NSW | Pumped Hydro (24hrs storage)
Pumped Hydro (24hrs storage) | Pumped Hydro | NSW | SNSW | N/A | New Entrant | SNSW | Water | Hydro | Pumped Hydro (24hrs storage) | Pumped Hydro (24hrs storage) | Pumped Hydro (24hrs storage) | Pumped Hydro (24hrs storage) | Pumped Hydro (24hrs storage) | Pumped Hydro (24hrs storage) | Pumped Hydro (24hrs storage) | Pumped Hydro (24hrs storage) | Pumped Hydro (24hrs storage) | Pumped Hydro (24hrs storage) | Pumped Hydro (24hrs storage) |  |  | NSW Low | NSW Low | Pumped Hydro (24hrs storage) | NE_SNSW | Pumped Hydro (24hrs storage) | Pumped Hydro | NSW | 24hrs storage | NSW | Pumped Hydro (24hrs storage)
Pumped Hydro (24hrs storage) | Pumped Hydro | SA | SA | N/A | New Entrant | SA | Water | Hydro | Pumped Hydro (24hrs storage) | Pumped Hydro (24hrs storage) | Pumped Hydro (24hrs storage) | Pumped Hydro (24hrs storage) | Pumped Hydro (24hrs storage) | Pumped Hydro (24hrs storage) | Pumped Hydro (24hrs storage) | Pumped Hydro (24hrs storage) | Pumped Hydro (24hrs storage) | Pumped Hydro (24hrs storage) | Pumped Hydro (24hrs storage) |  |  | SA Low | SA Low | Pumped Hydro (24hrs storage) | NE_SA1 | Pumped Hydro (24hrs storage) | Pumped Hydro | SA | 24hrs storage | SA | Pumped Hydro (24hrs storage)
Pumped Hydro (24hrs storage) | Pumped Hydro | TAS | TAS | N/A | New Entrant | TAS | Water | Hydro | Pumped Hydro (24hrs storage) | Pumped Hydro (24hrs storage) | Pumped Hydro (24hrs storage) | Pumped Hydro (24hrs storage) | Pumped Hydro (24hrs storage) | Pumped Hydro (24hrs storage) | Pumped Hydro (24hrs storage) | Pumped Hydro (24hrs storage) | Pumped Hydro (24hrs storage) | Pumped Hydro (24hrs storage) | Pumped Hydro (24hrs storage) |  |  | TAS Low | TAS Low | Pumped Hydro (24hrs storage) | NE_TAS1 | Pumped Hydro (24hrs storage) | Pumped Hydro | TAS | 24hrs storage | TAS | Pumped Hydro (24hrs storage)
Pumped Hydro (48hrs storage) | Pumped Hydro | VIC | VIC | N/A | New Entrant | VIC | Water | Hydro | Pumped Hydro (48hrs storage) | Pumped Hydro (48hrs storage) | Pumped Hydro (48hrs storage) | Pumped Hydro (48hrs storage) | Pumped Hydro (48hrs storage) | Pumped Hydro (48hrs storage) | Pumped Hydro (48hrs storage) | Pumped Hydro (48hrs storage) | Pumped Hydro (48hrs storage) | Pumped Hydro (48hrs storage) | Pumped Hydro (48hrs storage) |  |  | VIC Low | VIC Low | Pumped Hydro (48hrs storage) | NE_VIC1 | Pumped Hydro (48hrs storage) | Pumped Hydro | VIC | 48hrs storage | VIC | Pumped Hydro (48hrs storage)
Pumped Hydro (48hrs storage) | Pumped Hydro | QLD | CNQ | N/A | New Entrant | CNQ | Water | Hydro | Pumped Hydro (48hrs storage) | Pumped Hydro (48hrs storage) | Pumped Hydro (48hrs storage) | Pumped Hydro (48hrs storage) | Pumped Hydro (48hrs storage) | Pumped Hydro (48hrs storage) | Pumped Hydro (48hrs storage) | Pumped Hydro (48hrs storage) | Pumped Hydro (48hrs storage) | Pumped Hydro (48hrs storage) | Pumped Hydro (48hrs storage) |  |  | QLD Low | QLD Low | Pumped Hydro (48hrs storage) | NE_CNQ | Pumped Hydro (48hrs storage) | Pumped Hydro | QLD | 48hrs storage | QLD | Pumped Hydro (48hrs storage)
Pumped Hydro (48hrs storage) | Pumped Hydro | QLD | GG | N/A | New Entrant | GG | Water | Hydro | Pumped Hydro (48hrs storage) | Pumped Hydro (48hrs storage) | Pumped Hydro (48hrs storage) | Pumped Hydro (48hrs storage) | Pumped Hydro (48hrs storage) | Pumped Hydro (48hrs storage) | Pumped Hydro (48hrs storage) | Pumped Hydro (48hrs storage) | Pumped Hydro (48hrs storage) | Pumped Hydro (48hrs storage) | Pumped Hydro (48hrs storage) |  |  | QLD Low | QLD Low | Pumped Hydro (48hrs storage) | NE_GG | Pumped Hydro (48hrs storage) | Pumped Hydro | QLD | 48hrs storage | QLD | Pumped Hydro (48hrs storage)
Pumped Hydro (48hrs storage) | Pumped Hydro | QLD | SQ | N/A | New Entrant | SQ | Water | Hydro | Pumped Hydro (48hrs storage) | Pumped Hydro (48hrs storage) | Pumped Hydro (48hrs storage) | Pumped Hydro (48hrs storage) | Pumped Hydro (48hrs storage) | Pumped Hydro (48hrs storage) | Pumped Hydro (48hrs storage) | Pumped Hydro (48hrs storage) | Pumped Hydro (48hrs storage) | Pumped Hydro (48hrs storage) | Pumped Hydro (48hrs storage) |  |  | QLD Low | QLD Low | Pumped Hydro (48hrs storage) | NE_SQ | Pumped Hydro (48hrs storage) | Pumped Hydro | QLD | 48hrs storage | QLD | Pumped Hydro (48hrs storage)
Pumped Hydro (48hrs storage) | Pumped Hydro | NSW | NNSW | N/A | New Entrant | NNSW | Water | Hydro | Pumped Hydro (48hrs storage) | Pumped Hydro (48hrs storage) | Pumped Hydro (48hrs storage) | Pumped Hydro (48hrs storage) | Pumped Hydro (48hrs storage) | Pumped Hydro (48hrs storage) | Pumped Hydro (48hrs storage) | Pumped Hydro (48hrs storage) | Pumped Hydro (48hrs storage) | Pumped Hydro (48hrs storage) | Pumped Hydro (48hrs storage) |  |  | NSW Low | NSW Low | Pumped Hydro (48hrs storage) | NE_NNSW | Pumped Hydro (48hrs storage) | Pumped Hydro | NSW | 48hrs storage | NSW | Pumped Hydro (48hrs storage)
Pumped Hydro (48hrs storage) | Pumped Hydro | NSW | CNSW | N/A | New Entrant | CNSW | Water | Hydro | Pumped Hydro (48hrs storage) | Pumped Hydro (48hrs storage) | Pumped Hydro (48hrs storage) | Pumped Hydro (48hrs storage) | Pumped Hydro (48hrs storage) | Pumped Hydro (48hrs storage) | Pumped Hydro (48hrs storage) | Pumped Hydro (48hrs storage) | Pumped Hydro (48hrs storage) | Pumped Hydro (48hrs storage) | Pumped Hydro (48hrs storage) |  |  | NSW Low | NSW Low | Pumped Hydro (48hrs storage) | NE_CNSW | Pumped Hydro (48hrs storage) | Pumped Hydro | NSW | 48hrs storage | NSW | Pumped Hydro (48hrs storage)
Pumped Hydro (48hrs storage) | Pumped Hydro | NSW | SNW | N/A | New Entrant | SNW | Water | Hydro | Pumped Hydro (48hrs storage) | Pumped Hydro (48hrs storage) | Pumped Hydro (48hrs storage) | Pumped Hydro (48hrs storage) | Pumped Hydro (48hrs storage) | Pumped Hydro (48hrs storage) | Pumped Hydro (48hrs storage) | Pumped Hydro (48hrs storage) | Pumped Hydro (48hrs storage) | Pumped Hydro (48hrs storage) | Pumped Hydro (48hrs storage) |  |  | NSW Low | NSW Low | Pumped Hydro (48hrs storage) | NE_SNW | Pumped Hydro (48hrs storage) | Pumped Hydro | NSW | 48hrs storage | NSW | Pumped Hydro (48hrs storage)
Pumped Hydro (48hrs storage) | Pumped Hydro | NSW | SNSW | N/A | New Entrant | SNSW | Water | Hydro | Pumped Hydro (48hrs storage) | Pumped Hydro (48hrs storage) | Pumped Hydro (48hrs storage) | Pumped Hydro (48hrs storage) | Pumped Hydro (48hrs storage) | Pumped Hydro (48hrs storage) | Pumped Hydro (48hrs storage) | Pumped Hydro (48hrs storage) | Pumped Hydro (48hrs storage) | Pumped Hydro (48hrs storage) | Pumped Hydro (48hrs storage) |  |  | NSW Low | NSW Low | Pumped Hydro (48hrs storage) | NE_SNSW | Pumped Hydro (48hrs storage) | Pumped Hydro | NSW | 48hrs storage | NSW | Pumped Hydro (48hrs storage)
Pumped Hydro (48hrs storage) | Pumped Hydro | TAS | TAS | N/A | New Entrant | TAS | Water | Hydro | Pumped Hydro (48hrs storage) | Pumped Hydro (48hrs storage) | Pumped Hydro (48hrs storage) | Pumped Hydro (48hrs storage) | Pumped Hydro (48hrs storage) | Pumped Hydro (48hrs storage) | Pumped Hydro (48hrs storage) | Pumped Hydro (48hrs storage) | Pumped Hydro (48hrs storage) | Pumped Hydro (48hrs storage) | Pumped Hydro (48hrs storage) |  |  | TAS Low | TAS Low | Pumped Hydro (48hrs storage) | NE_TAS1 | Pumped Hydro (48hrs storage) | Pumped Hydro | TAS | 48hrs storage | TAS | Pumped Hydro (48hrs storage)
BOTN - Cethana | Pumped Hydro | TAS | TAS | N/A | New Entrant | TAS | Water | Hydro | Pumped Hydro (24hrs storage) | Pumped Hydro (24hrs storage) | Pumped Hydro (24hrs storage) | Pumped Hydro (24hrs storage) | Pumped Hydro (24hrs storage) | Pumped Hydro (24hrs storage) | Pumped Hydro (24hrs storage) | Pumped Hydro (24hrs storage) | Pumped Hydro (24hrs storage) | Pumped Hydro (24hrs storage) | Pumped Hydro (24hrs storage) |  |  | TAS Medium | TAS Medium | Pumped Hydro (24hrs storage) | NE_TAS1 | Pumped Hydro (24hrs storage) | Pumped Hydro | TAS | 24hrs storage | TAS | Pumped Hydro (24hrs storage)
Hydrogen turbine (large) | Hydrogen turbine (large) | QLD | CNQ | N/A | New Entrant | QLD Low | Hydrogen | Hydrogen | Hydrogen turbine (large) | Hydrogen turbine (large) | Hydrogen turbine (large) | Hydrogen turbine (large) | Hydrogen turbine (large) | Hydrogen turbine (large) | Hydrogen turbine (large) | Hydrogen turbine (large) | Hydrogen turbine (large) | Hydrogen turbine (large) | Hydrogen turbine (large) |  |  | QLD Low | QLD Low | Hydrogen turbine (large) | NE_CNQ | Hydrogen turbine (large) | OCGT | QLD | Hydrogen turbine (large) | QLD | Hydrogen turbine (large)
Hydrogen turbine (large) | Hydrogen turbine (large) | QLD | GG | N/A | New Entrant | QLD Low | Hydrogen | Hydrogen | Hydrogen turbine (large) | Hydrogen turbine (large) | Hydrogen turbine (large) | Hydrogen turbine (large) | Hydrogen turbine (large) | Hydrogen turbine (large) | Hydrogen turbine (large) | Hydrogen turbine (large) | Hydrogen turbine (large) | Hydrogen turbine (large) | Hydrogen turbine (large) |  |  | QLD Low | QLD Low | Hydrogen turbine (large) | NE_GG | Hydrogen turbine (large) | OCGT | QLD | Hydrogen turbine (large) | QLD | Hydrogen turbine (large)
Hydrogen turbine (large) | Hydrogen turbine (large) | QLD | SQ | N/A | New Entrant | QLD Low | Hydrogen | Hydrogen | Hydrogen turbine (large) | Hydrogen turbine (large) | Hydrogen turbine (large) | Hydrogen turbine (large) | Hydrogen turbine (large) | Hydrogen turbine (large) | Hydrogen turbine (large) | Hydrogen turbine (large) | Hydrogen turbine (large) | Hydrogen turbine (large) | Hydrogen turbine (large) |  |  | QLD Low | QLD Low | Hydrogen turbine (large) | NE_SQ | Hydrogen turbine (large) | OCGT | QLD | Hydrogen turbine (large) | QLD | Hydrogen turbine (large)
Hydrogen turbine (large) | Hydrogen turbine (large) | NSW | NNSW | N/A | New Entrant | NSW Low | Hydrogen | Hydrogen | Hydrogen turbine (large) | Hydrogen turbine (large) | Hydrogen turbine (large) | Hydrogen turbine (large) | Hydrogen turbine (large) | Hydrogen turbine (large) | Hydrogen turbine (large) | Hydrogen turbine (large) | Hydrogen turbine (large) | Hydrogen turbine (large) | Hydrogen turbine (large) |  |  | NSW Low | NSW Low | Hydrogen turbine (large) | NE_NNSW | Hydrogen turbine (large) | OCGT | NSW | Hydrogen turbine (large) | NSW | Hydrogen turbine (large)
Hydrogen turbine (large) | Hydrogen turbine (large) | NSW | CNSW | N/A | New Entrant | NSW Low | Hydrogen | Hydrogen | Hydrogen turbine (large) | Hydrogen turbine (large) | Hydrogen turbine (large) | Hydrogen turbine (large) | Hydrogen turbine (large) | Hydrogen turbine (large) | Hydrogen turbine (large) | Hydrogen turbine (large) | Hydrogen turbine (large) | Hydrogen turbine (large) | Hydrogen turbine (large) |  |  | NSW Low | NSW Low | Hydrogen turbine (large) | NE_CNSW | Hydrogen turbine (large) | OCGT | NSW | Hydrogen turbine (large) | NSW | Hydrogen turbine (large)
Hydrogen turbine (large) | Hydrogen turbine (large) | NSW | SNW | N/A | New Entrant | NSW Low | Hydrogen | Hydrogen | Hydrogen turbine (large) | Hydrogen turbine (large) | Hydrogen turbine (large) | Hydrogen turbine (large) | Hydrogen turbine (large) | Hydrogen turbine (large) | Hydrogen turbine (large) | Hydrogen turbine (large) | Hydrogen turbine (large) | Hydrogen turbine (large) | Hydrogen turbine (large) |  |  | NSW Low | NSW Low | Hydrogen turbine (large) | NE_SNW | Hydrogen turbine (large) | OCGT | NSW | Hydrogen turbine (large) | NSW | Hydrogen turbine (large)
Hydrogen turbine (large) | Hydrogen turbine (large) | NSW | SNSW | N/A | New Entrant | NSW Low | Hydrogen | Hydrogen | Hydrogen turbine (large) | Hydrogen turbine (large) | Hydrogen turbine (large) | Hydrogen turbine (large) | Hydrogen turbine (large) | Hydrogen turbine (large) | Hydrogen turbine (large) | Hydrogen turbine (large) | Hydrogen turbine (large) | Hydrogen turbine (large) | Hydrogen turbine (large) |  |  | NSW Low | NSW Low | Hydrogen turbine (large) | NE_SNSW | Hydrogen turbine (large) | OCGT | NSW | Hydrogen turbine (large) | NSW | Hydrogen turbine (large)
Hydrogen turbine (large) | Hydrogen turbine (large) | VIC | VIC | N/A | New Entrant | VIC Low | Hydrogen | Hydrogen | Hydrogen turbine (large) | Hydrogen turbine (large) | Hydrogen turbine (large) | Hydrogen turbine (large) | Hydrogen turbine (large) | Hydrogen turbine (large) | Hydrogen turbine (large) | Hydrogen turbine (large) | Hydrogen turbine (large) | Hydrogen turbine (large) | Hydrogen turbine (large) |  |  | VIC Low | VIC Low | Hydrogen turbine (large) | NE_VIC1 | Hydrogen turbine (large) | OCGT | VIC | Hydrogen turbine (large) | VIC | Hydrogen turbine (large)
Hydrogen turbine (large) | Hydrogen turbine (large) | SA | SA | N/A | New Entrant | SA Low | Hydrogen | Hydrogen | Hydrogen turbine (large) | Hydrogen turbine (large) | Hydrogen turbine (large) | Hydrogen turbine (large) | Hydrogen turbine (large) | Hydrogen turbine (large) | Hydrogen turbine (large) | Hydrogen turbine (large) | Hydrogen turbine (large) | Hydrogen turbine (large) | Hydrogen turbine (large) |  |  | SA Low | SA Low | Hydrogen turbine (large) | NE_SA1 | Hydrogen turbine (large) | OCGT | SA | Hydrogen turbine (large) | SA | Hydrogen turbine (large)
Hydrogen turbine (large) | Hydrogen turbine (large) | TAS | TAS | N/A | New Entrant | TAS Low | Hydrogen | Hydrogen | Hydrogen turbine (large) | Hydrogen turbine (large) | Hydrogen turbine (large) | Hydrogen turbine (large) | Hydrogen turbine (large) | Hydrogen turbine (large) | Hydrogen turbine (large) | Hydrogen turbine (large) | Hydrogen turbine (large) | Hydrogen turbine (large) | Hydrogen turbine (large) |  |  | TAS Low | TAS Low | Hydrogen turbine (large) | NE_TAS1 | Hydrogen turbine (large) | OCGT | TAS | Hydrogen turbine (large) | TAS | Hydrogen turbine (large)